{"text_format":"1","workbook":"xlsx","n_sheets":5,"sheets":["GSHP Calculator","Web ProForma Inputs","TRM lookup tables","Fuel 1 - Savings Calculator","Drop-Down Lists"],"not_rendered":{"charts":0,"images":1,"macros":1,"external_links":5,"defined_names":108,"comments":1,"pivot_tables":0},"unopened":[],"bounds":{"document_bytes":16777216,"sheet_cells":100000,"rows_first":2000,"rows_last":500,"rows_between":2000,"halvings":0,"cell_chars":16384,"cell_head_chars":4096},"cells_cut":0,"cells_raw":0,"read":"whole","date_system":"1900"}

{"sheet":"GSHP Calculator","index":0,"n_rows":62,"n_cols":53,"rows_kept":62,"cut":false,"hidden":false,"merged":[[30,13,30,15],[39,23,42,23],[43,23,46,23],[38,13,38,16],[39,14,39,16],[7,8,7,10],[29,1,29,2],[9,13,9,15],[11,13,11,15],[13,13,13,15],[21,1,27,1],[15,13,15,15],[17,13,17,15],[19,13,19,15],[21,13,21,15],[8,1,19,1],[26,13,26,15],[28,13,28,15]]}
[null,null,null,null,null,null,null,null,null,null,null,null,null,null,null,null,null,null,null,null,"Room AC","before 2006 (10)","2006 & after (13)","14.5 SEER","No COOLING",null,"MBTU to CF conversion",1.032,null,null,null,null,"Lookup by Fuel Type",null,null,"Unit","Cost per","MBtu per",null,null,null,null,1,null,3,4,5,6,7,8,9,10,11]
[null,null,null,null,null,null,null,null,null,null,null,null,null,null,null,null,null,null,null,"Base Case Cooling Systems",null,"Unit","Unit","Const Spd",null,null,null,null,null,null,null,null,"Fuels",null,"eff","Name","Unit","Unit","Electric Utility/Source",null,null,null,null,null,"htg full","htg part","clg full","clg part"]
[null,null,null,null,null,null,null,null,null,null,null,null,null,null,null,null,null,null,null,"Rated SEER (Btu/Wh)",11,10,13,14.5,99,null,null,null,null,null,null,null,"Elect Resist","per kWh",{"$f":"HLOOKUP($D$24,$AH$16:$AJ$27,2)","v":{"$error":"#N/A"}},"(kWh)",{"$f":"'Fuel 1 - Savings Calculator'!H7","v":{"$error":"#N/A"}},3.4119999999999999,{"$f":"'Fuel 1 - Savings Calculator'!B5&\" - \"&'Fuel 1 - Savings Calculator'!F7","v":{"$error":"#N/A"}},null,"Electric",null,"Closed (GLHP)",null,1.08,1,1.0900000000000001,1,"(GLHP rating) Full at 32F","(GLHP rating) Part at 41F","(GLHP rating) Full at 77F","(GLHP rating) Full at 68F","(GLHP rating, full):"]
[null,null,null,null,null,null,"Values that \"Override\" default values",null,null,null,null,null,null,null,null,null,null,null,null,null,null,null,null,null,null,null,null,null,null,null,null,null,"Std ASHP","per kWh",{"$f":"HLOOKUP($D$24,$AH$16:$AJ$27,3)","v":{"$error":"#N/A"}},{"$f":"AJ3","v":"(kWh)"},{"$f":"AK3","v":{"$error":"#N/A"}},{"$f":"AL3","v":3.4119999999999999},{"$f":"AM3","v":{"$error":"#N/A"}},null,"Electric",null,"Open (GWLP)",null,1,1,1.0900000000000001,1.0900000000000001,"(GWHP rating) Full at 50F","(GWHP rating) Part at 50F","(GWHP rating) Full at 59F","(GWHP rating) Part at 59F","(GWHP rating, full):"]
[null,null,null,null,null,null,"Light grey values used in calculations/diagnostics",null,null,null,null,null,null,null,null,null,null,null,null,null,null,null,null,null,null,null,null,null,null,null,null,null,"Fuel Oil - Furnace","per gal",{"$f":"HLOOKUP($D$24,$AH$16:$AJ$27,4)","v":{"$error":"#N/A"}},"(gal)",{"$f":"'Fuel 1 - Savings Calculator'!H3","v":""},139,{"$f":"'Fuel 1 - Savings Calculator'!F3&\" - \"&'Fuel 1 - Savings Calculator'!H77","v":" - 2022-2023 Avg"},null,"Fuel Oil"]
[null,null,null,null,null,null,null,null,null,null,null,null,null,null,null,null,null,null,null,null,null,null,null,null,null,null,null,null,null,null,null,null,"Fuel Oil - Boiler","per gal",{"$f":"HLOOKUP($D$24,$AH$16:$AJ$27,5)","v":{"$error":"#N/A"}},{"$f":"AJ5","v":"(gal)"},{"$f":"AK5","v":""},{"$f":"AL5","v":139},{"$f":"AM5","v":" - 2022-2023 Avg"},null,"Fuel Oil","current",{"$f":"VLOOKUP($G$8,$AQ$3:$BA$4,AQ$1,)","v":{"$error":"#N/A"}},null,{"$f":"VLOOKUP($G$8,$AQ$3:$BA$4,AS$1,)","v":{"$error":"#N/A"}},{"$error":"#N/A"},{"$error":"#N/A"},{"$error":"#N/A"},{"$error":"#N/A"},{"$error":"#N/A"},{"$error":"#N/A"},{"$error":"#N/A"},{"$error":"#N/A"}]
[null,null,"Ground Source Heat Pump",null,null,null,null,null,null,null,null,null,"Customer Information",null,null,null,null,null,null,null,null,null,null,null,null,null,null,null,null,null,null,null,"Natural Gas - Furnace","per therm",{"$f":"HLOOKUP($D$24,$AH$16:$AJ$27,6)","v":{"$error":"#N/A"}},"(therms)",{"$f":"'Fuel 1 - Savings Calculator'!H4","v":""},100,{"$f":"'Fuel 1 - Savings Calculator'!B6","v":0},null,"Natural Gas"]
[null,null,"Building Heating Load (Manual J):",null,null,"Btu/h   Sys Type:",null,"DHW Option",{"$f":"N39","v":0},null,null,null,null,null,null,null,null,null,null,null,null,null,null,null,null,null,null,null,null,"Std GSHP","DHW","DHW","Natural Gas - Boiler","per therm",{"$f":"HLOOKUP($D$24,$AH$16:$AJ$27,7)","v":{"$error":"#N/A"}},{"$f":"AJ7","v":"(therms)"},{"$f":"AK7","v":""},{"$f":"AL7","v":100},{"$f":"AM7","v":0},null,"Natural Gas"]
[null,"GSHP System","AHRI/ISO 13256-1 Rated Data",null,null,"GSHP Unit Type",null,null,null,null,null,null,null,null,null,null,null,null,null,null,null,null,null,null,null,null,null,null,"Base Calcs","HSPF Factor","T_main","Fhtg,mode","Propane - Furnace","per gal",{"$f":"HLOOKUP($D$24,$AH$16:$AJ$27,8)","v":{"$error":"#N/A"}},"(gal)",{"$f":"'Fuel 1 - Savings Calculator'!H5","v":""},92,{"$f":"'Fuel 1 - Savings Calculator'!F5&\" - \"&'Fuel 1 - Savings Calculator'!H105","v":" - 2022-2023 Avg"},null,"Propane"]
[null,null,{"$f":"IF(ISERROR(\"Heating COP \"&AW6),\"\",\"Heating COP \"&AW6)","v":""},null,null,{"$f":"_xlfn.IFNA(\"Htg Capacity \"&BA6,\"\")","v":""},null,null,"Btu/h          Total Installed Cost:",null,null,null,"Name:",null,null,null,null,null,null,null,null,null,null,null,null,null,null,null,"City",null,null,null,"Propane  - Boiler","per gal",{"$f":"HLOOKUP($D$24,$AH$16:$AJ$27,9)","v":{"$error":"#N/A"}},{"$f":"AJ9","v":"(gal)"},{"$f":"AK9","v":""},{"$f":"AL9","v":92},{"$f":"AM9","v":" - 2022-2023 Avg"},null,"Propane"]
[null,null,{"$f":"IF(ISERROR(\"Heating COP \"&AX6),\"\",\"Heating COP \"&AX6)","v":""},null,null,"Heating Sizing Fraction:",null,{"$f":"E8/(H10+1E-20)","v":0},null,null,null,null,null,null,null,null,null,null,null,null,null,null,null,null,null,null,null,"NYC","New York",0.8,61.4,0.72,"Wood","per cord",{"$f":"HLOOKUP($D$24,$AH$16:$AJ$27,10)","v":{"$error":"#N/A"}},"(cord)",{"$f":"'Fuel 1 - Savings Calculator'!H8","v":225},24000,"Statewide Dec-18",null,"Wood"]
[null,null,{"$f":"IF(ISERROR(\"Cooling EER \"&AY6),\"\",\"Cooling EER \"&AY6)","v":""},null,null,null,{"$f":"'TRM lookup tables'!B2","v":"NoCity"},null,"Heating Load:",{"$f":"IF(G26>0,G26*G25*I25/1000,F14*E8/1000000)","v":0},"MMBtu/yr",null,"Address:",null,null,null,null,null,null,null,null,null,null,null,null,null,null,"Western","Buffalo",0.73,54.3,0.86,"Wood Pellets","per ton",{"$f":"HLOOKUP($D$24,$AH$16:$AJ$27,11)","v":{"$error":"#N/A"}},"(ton)",{"$f":"'Fuel 1 - Savings Calculator'!H9","v":{"$error":"#N/A"}},{"$f":"16500","v":16500},{"$f":"'Fuel 1 - Savings Calculator'!F9&\" - \"&'Fuel 1 - Savings Calculator'!H118","v":{"$error":"#N/A"}},null,"Wood"]
[null,null,{"$f":"IF(ISERROR(\"Cooling EER \"&AZ6),\"\",\"Cooling EER \"&AZ6)","v":""},null,null,"Weather Region:",{"$f":"_xlfn.IFNA(VLOOKUP(N16,'Fuel 1 - Savings Calculator'!M:W,11,),\"NoRegion\")","v":"NoRegion"},null,null,null,{"$f":"IF(G26,\"(Meas Fuel)\",\"(TRM)\")","v":"(TRM)"},null,null,null,null,null,null,null,null,null,null,null,null,null,null,null,null,"Central","Binghamton",0.68,52.3,0.86,"Coal","per ton",{"$f":"HLOOKUP($D$24,$AH$16:$AJ$27,12)","v":{"$error":"#N/A"}},"(ton)",200,20150,"prelim costs",null,"Coal"]
[null,null,"Pumping Control",null,"   BEFLH_h",{"$f":"'TRM lookup tables'!A22","v":1485},"F_pump_h=",{"$f":"_xlfn.IFNA('TRM lookup tables'!X3,\"\")","v":""},{"$f":"_xlfn.IFNA('TRM lookup tables'!AA3,\"\")","v":""},"F_dist_h =",{"$f":"_xlfn.IFNA(VLOOKUP($C$23,$AG$17:$AL$28,6,),\"\")","v":""},null,"City, State:",null,null,null,null,null,null,null,null,null,null,null,null,null,null,"North Country","Massena",0.59,49.5,0.86,"Base GSHP",{"$f":"AH4","v":"per kWh"},{"$f":"HLOOKUP($D$24,$AH$16:$AJ$28,13)","v":{"$error":"#N/A"}},{"$f":"AJ4","v":"(kWh)"},{"$f":"AK4","v":{"$error":"#N/A"}},{"$f":"AL4","v":3.4119999999999999},{"$f":"AM4","v":{"$error":"#N/A"}},null,"Electric"]
[null,null,"Pumping Power",null,null,null,null,null,"Seasonal AVG HEATING COP (TRM Calcs)",{"$f":"_xlfn.IFNA(IF($G$9='TRM lookup tables'!$P$12,E10*$AS$6*H14,0.25*E10*$AS$6*H14+0.75*E11*$AT$6*I14)*K14,1)","v":1},"Avg COP ",null,null,null,null,null,null,null,null,null,null,null,null,null,null,null,null,"Capital District","Albany",0.7,54.3,0.86,null,"Efficiency based on Equipment Life",null,null,null,null,null,"DHW Fuel",null,null,"Cost "]
[null,null,null,null,null,null,null,null,null,null,null,null,"Zip:",null,null,null,null,null,null,null,null,null,null,null,null,null,null,"Lower Hudson","Poughkeepsie",0.62,55.8,0.86,null,"Existing ≤10 yrs","Existing 11+ yrs","TRM-Code Min",null,"F_dist_h","F_dist_c",null,null,"Unit","per unit","MBtu/unit"]
[null,null,"Building Cooling Load",null,null,null,null,null,"Cooling Load:",{"$f":"IF($G$28<>Y1,D18*F18/1000000,0)","v":0},"MMBtu/yr",null,null,null,null,null,null,null,null,null,null,null,null,null,null,null,null,"Upper Hudson","Albany",0.7,54.3,0.86,{"$f":"AG3","v":"Elect Resist"},1,1,1,null,0.96,"always 0.95","Electric",{"$f":"AH3","v":"per kWh"},{"$f":"AJ3","v":"(kWh)"},{"$f":"AK3","v":{"$error":"#N/A"}},{"$f":"AL3","v":3.4119999999999999}]
[null,null,"BCL (Manual J)",null,"Btu/h  BEFLH_c",{"$f":"'TRM lookup tables'!A24","v":811},"F_pump_c=",{"$f":"_xlfn.IFNA('TRM lookup tables'!W3,\"\")","v":""},{"$f":"_xlfn.IFNA('TRM lookup tables'!Z3,\"\")","v":""},null,null,null,"County:",null,null,null,null,null,null,null,null,null,null,null,null,null,null,"Long Island","New York",0.8,61.4,0.72,"Std ASHP",{"$f":"AH31*$AD$20/3.413","v":0},{"$f":"AI31*$AD$20/3.413","v":0},{"$f":"AJ31*$AD$20/3.413","v":0},null,0.97,null,"Fuel Oil",{"$f":"AH5","v":"per gal"},{"$f":"AJ5","v":"(gal)"},{"$f":"AK5","v":""},{"$f":"AL5","v":139}]
[null,null,null,null,null,null,null,null,"Seasonal AVG COOLING Efficiency (TRM Calcs):",{"$f":"_xlfn.IFNA(IF($G$9='TRM lookup tables'!$P$12,E12*$AU$6*H18,0.25*E12*$AU$6*H18+0.75*E13*$AU$6*I18)*0.95,1)","v":1},"Btu/Wh",null,null,null,null,null,null,null,null,null,null,null,null,null,null,null,null,"NoRegion","NoCity",null,null,null,"Fuel Oil - Furnace",0.82,0.79,0.83,null,0.96,null,"Natural Gas",{"$f":"AH7","v":"per therm"},{"$f":"AJ7","v":"(therms)"},"",100]
[null,null,null,null,null,null,"Electric Cost ($/kWh):",{"$f":"_xlfn.IFNA(IF(O24>0,IF(N20='Drop-Down Lists'!B10,O24,AK3),AK3),0)","v":0},"per kWh",null,null,null,"Electric Utility:",null,null,null,null,null,null,null,null,null,null,null,null,null,"CURRENT",{"$f":"VLOOKUP($G$13,$AB$11:$AC$19,1,FALSE)","v":"NoRegion"},{"$f":"VLOOKUP($G$13,$AB$11:$AC$19,2,FALSE)","v":"NoCity"},{"$f":"VLOOKUP($G$13,$AB$11:$AD$19,3,FALSE)","v":0},{"$f":"VLOOKUP($G$13,$AB$11:$AE$19,4,FALSE)","v":0},{"$f":"VLOOKUP($G$13,$AB$11:$AF$19,5,FALSE)","v":0},"Fuel Oil - Boiler",0.85,0.79,0.84,null,0.96,null,"Propane",{"$f":"AH8","v":"per therm"},"(therms)","",100]
[null,null,null,"Building Vintage",null,"  (sets BEFLH)",null,{"$f":"_xlfn.IFNA(IF(O24>0,IF(N20='Drop-Down Lists'!B10,\"OVERRIDE for Muni/Coop\",AM3),AM3),\"\")","v":""},null,null,null,null,null,null,null,null,null,null,null,null,null,null,null,null,null,null,null,null,null,null,null,null,"Natural Gas - Furnace",0.9,0.78,0.8,null,0.96,null,"NoFuel",null,null,{"$f":"AK9","v":""},1]
[null,"Base Case  System","Base Case Fuel/System (choose one):",null,null,null,null,null,null,null,null,null,"Gas Utility:",null,null,null,null,null,null,null,null,null,null,null,null,null,null,null,null,null,null,null,"Natural Gas - Boiler",0.85,0.78,0.82,null,0.96]
[null,null,null,null,null,null,"Fuel Cost:",{"$f":"_xlfn.IFNA(VLOOKUP(C23,AG3:AK14,5,),0)","v":0},{"$f":"_xlfn.IFNA(VLOOKUP(C23,AG3:AH14,2,),\"\")","v":""},null,null,null,null,null,null,null,null,null,null,null,null,null,null,null,null,null,null,null,null,null,null,null,"Propane - Furnace",0.9,0.78,0.8,null,0.96]
[null,null,"Htg Equipment Age:",null,"(sets baseline equipment efficiency)",null,null,{"$f":"_xlfn.IFNA(VLOOKUP(C23,AG3:AM14,7,),\"\")","v":""},null,null,null,null,"Electric Cost Override",null,null,"   $/kWh (for Muni/Coop)",null,null,null,null,null,null,null,null,null,null,null,null,null,null,null,null,"Propane  - Boiler",0.85,0.78,0.82,null,0.96]
[null,null,"Base Case factors & Seasonal Efficiency",null,null,null,{"$f":"_xlfn.IFNA(VLOOKUP(C23,AG3:$AL$14,6,),1)","v":1},{"$f":"\"MBtu \"&I23","v":"MBtu "},{"$f":"_xlfn.IFNA(VLOOKUP(C23,AG3:AI14,3,),1)","v":1},"eff",null,null,"GSHP Installer/Contractor Information",null,null,null,null,null,null,null,null,null,null,null,null,null,null,null,null,null,null,null,"Wood",0.7,0.7,0.7,null,0.96]
[null,null,"MEASURED Annual Fuel Use (for Space Heating ONLY)         Override:",null,null,null,null,{"$f":"MID(I23,4,6)&\" per yr\"","v":" per yr"},null,{"$f":"IF(G26,G26*G25/1000*I25,\"\")","v":""},{"$f":"IF(G26,\"MMBtu\",\"\")","v":""},null,null,null,null,null,null,null,null,null,null,null,null,null,null,null,null,null,null,null,null,null,"Wood Pellets",0.77,0.77,0.77,null,0.96]
[null,null,null,null,null,null,"Base Case AC:",null,null,null,null,null,"Name:",null,null,null,null,null,null,null,null,null,null,null,null,null,null,null,null,null,null,null,"Coal",0.78,0.78,0.78,null,0.96]
[null,null,"Base Case Cooling Efficiency (avg EER)",null,null,null,null,"Avg EER:",{"$f":"_xlfn.IFNA(HLOOKUP(G28,$X$1:$Y$11,3,FALSE),1)","v":1},"Btu/Wh",null,null,null,null,null,null,null,null,null,null,null,null,null,null,null,null,null,null,null,null,null,null,"Base GSHP",{"$f":"AH33*$H$14*$K$14*$AS$6","v":{"$error":"#VALUE!"}},{"$f":"AI33*$H$14*$K$14*$AS$6","v":{"$error":"#VALUE!"}},{"$f":"AJ33*$H$14*$K$14*$AS$6","v":{"$error":"#VALUE!"}},null,0.97]
[null,null,null,null,null,null,null,null,null,null,null,null,"Address:"]
[null,null,null,"Space Heating Elect (kWh/yr)","Cooling Elect (kWh/yr)",{"$f":"_xlfn.IFNA(\"Displaced Annual Space Htg Fuel \"&VLOOKUP(C23,AG3:AJ14,4,),\"\")","v":""},"Annual Space Heating Cost","Annual Cooling Cost","Annual DHW Cost","Total Annual Cost","Fuel Energy Content (MMBtu/yr)"]
[null,null,"Base Case",null,{"$f":"(J17*1000/I28)","v":0},{"$f":"J12*1000/I25/G25","v":0},{"$f":"D31*$H$20+F31*$H$23","v":0},{"$f":"E31*$H$20","v":0},{"$f":"IF(ISERROR(P45*O43+P47*O43),0,P45*O43+P47*O43)","v":0},{"$f":"G31+H31+I31","v":0},{"$f":"F31*G25/1000","v":0},null,"City, State, Zip:",null,null,null,null,null,null,null,null,null,null,null,null,null,null,null,null,null,null,null,"Std HSPF for GSHP",7.7,6.8,7.7]
[null,null,"GSHP System",{"$f":"(J12*1000/3.412/J15)","v":0},{"$f":"(J17*1000/J19)","v":0},null,{"$f":"D32*$H$20+F32*$H$23","v":0},{"$f":"E32*$H$20","v":0},{"$f":"IF(ISERROR(Q38*H20+P47*O43),0,Q38*H20+P47*O43)","v":0},{"$f":"G32+H32+I32","v":0},null,null,null,null,null,null,null,null,null,null,null,"Fraction of Load"]
[null,null,"Savings",{"$f":"D31-D32","v":0},{"$f":"E31-E32","v":0},{"$f":"F31-F32","v":0},{"$f":"G31-G32","v":0},{"$f":"H31-H32","v":0},0,0,null,null,null,null,null,null,null,null,null,"None",null,0,null,null,null,"UEF Table","Electric","gas","current",null,null,null,"Base GSHP @ ISO",3,2.5,{"$f":"IF(G8=AQ3,3.2,3.7)","v":3.7},"IECC2015 code-minimum"]
[null,null,null,null,null,null,null,null,null,{"$f":"IF(AND(G9=\"Dual Capacity\",D14=\"Variable Flow\"),\"GSHP UNIT TYPE = 'Dual Capacity' AND PUMPING CONTROL = 'Variable Flow' is NOT VALID Combination - Please Change\",\"\")","v":""},null,null,"Calculator for Domestic Hot Water Option",null,null,null,null,null,null,"Desuperheater",null,{"$f":"$V$47+N36*$V$46","v":0.5149999999999999},null,null,null,"Small (<4 peop)",{"$f":"AC42","v":0.92269999999999996},{"$f":"AG42","v":0.58030000000000004},{"$f":"IF($N$42=$AN$17,AA34,AB34)","v":0.58030000000000004},null,null,null,"Assumption for basecase GSHP (fixed capacity)"]
[null,null,"MMBtu Calcs","Space Heat","Cooling","Space Heat",null,"DHW","DHW",null,null,null,"No of People",null,null,"T_main",{"$f":"AE20","v":0},null,null,"dedicated WWHP, small tank, resist elements",null,0.95,null,null,null,"Large (4+ peop)",{"$f":"AA34","v":0.92269999999999996},{"$f":"AG47","v":0.78320000000000001},{"$f":"IF($N$42=$AN$17,AA35,AB35)","v":0.78320000000000001}]
[null,null,"Base Case",null,{"$f":"E31*3.412/1000","v":0},{"$f":"F31*G25/1000","v":0},null,null,{"$f":"P45*O44/1000","v":0},null,null,null,"Gal/day:",{"$f":"17.2*N35","v":0},null,"F_dhw",{"$f":"_xlfn.IFNA(VLOOKUP(N39,T34:V36,3,),0)","v":0},null,null,"dedicated WWHP, 80+ gal tank, w/o elements",null,1]
[null,null,"GSHP System",{"$f":"D32*3.412/1000","v":0},{"$f":"E32*3.412/1000","v":0},null,null,{"$f":"Q38*3.412/1000","v":0},null,null,null,null,"QGSHP,DHW =",{"$f":"_xlfn.IFNA(IF(N39=T33,0,(130-Q35)*8.33*365*N36*Q36/1000000),0)","v":0},"MMBtu","F_hmode =",{"$f":"AF20","v":0}]
[null,null,null,"Electric","Electric",{"$f":"_xlfn.IFNA(VLOOKUP(C23,AG3:AO14,9,),\"\")","v":""},null,"Electric",{"$f":"N42","v":"NoFuel"},null,null,null,"COPGSHP,DHW =",{"$f":"IF(N39=T34,J15/Q37,IF(N40=0,Q42,N40*0.9))","v":0.58030000000000004},null,"kWhGSHP,DHW =",{"$f":"IF(N38=0,0,N37*1000/3.412/N38)","v":0},null,null,null,null,null,null,null,null,null,"Electric Storage Tanks",null,null,null,"Gas Storge Tanks"]
[null,null,"E&G Prices:  ",{"$f":"'Fuel 1 - Savings Calculator'!H12","v":"2021-2023 SC1 Avg"},null,"Deliv Fuel Prices:  ",{"$f":"'Fuel 1 - Savings Calculator'!H77","v":"2022-2023 Avg"},null,null,null,"V. 02.08.2024",null,"DHW Type",null,null,null,null,null,null,null,null,null,null,null,"draw pattern","gal","offset","slope","UEF",null,"offset","slope","UEF"]
[null,null,"Electric",{"$f":"SUMIF($D$38:$I$38,C40,$D$36:$I$36)-SUMIF($D$38:$I$38,C40,$D$37:$I$37)","v":0},null,null,null,null,null,null,null,null,"Rated WWHP COP",null,"at AHRI/ISO 132156-2 heating conditions",null,null,null,null,null,"GPD","fraction","linear nodel","20 to 55 gal","very small",40,0.88080000000000003,8.0000000000000004E-4,{"$f":"AA40-Z40*AB40","v":0.8488},null,0.34560000000000002,2E-3,{"$f":"AE40-Z40*AF40","v":0.2656}]
[null,null,"Natural Gas",{"$f":"SUMIF($D$38:$I$38,C41,$D$36:$I$36)-SUMIF($D$38:$I$38,C41,$D$37:$I$37)","v":0},null,null,null,null,null,null,null,null,null,null,"(32F source, 105F load)",null,null,null,null,null,35,0.36,{"$f":"$V$47+U41*$V$46","v":0.35399999999999987},null,"Low",40,0.9254,2.9999999999999997E-4,0.91339999999999999,null,0.59819999999999995,1.9E-3,{"$f":"AE41-Z41*AF41","v":0.5222}]
[null,null,"Propane",0,null,null,null,null,null,null,null,null,"DHW Base Fuel","NoFuel",null,"Baseline UEF",{"$f":"IF(N35>3,AC35,AC34)","v":0.58030000000000004},null,null,null,45,0.3,{"$f":"$V$47+U42*$V$46","v":0.30799999999999994},null,"Medium",40,0.93069999999999997,2.0000000000000001E-4,0.92269999999999996,null,0.64829999999999999,1.6999999999999999E-3,0.58030000000000004]
[null,null,"Fuel Oil",0,null,null,null,null,null,null,null,null,null,null,{"$f":"VLOOKUP(N42,$AN$17:$AR$21,4)","v":""},{"$f":"VLOOKUP(N42,$AN$17:$AR$21,2)","v":"per therm"},null,null,null,null,55,0.26,0.2619999999999999,null,"High",40,0.93489999999999995,1E-4,0.93089999999999995,null,0.69199999999999995,1.2999999999999999E-3,0.6399999999999999]
[null,null,"Wood",0,null,null,null,null,null,null,null,null,null,null,{"$f":"VLOOKUP(N42,$AN$17:$AR$21,5)","v":100},{"$f":"\"MBtu \"&P43","v":"MBtu per therm"},null,null,null,null,65,0.22,0.21599999999999991,"55 to 100 gal","very small",80,1.9236,1.1000000000000001E-3,1.8355999999999999,null,0.64700000000000002,5.9999999999999995E-4,0.59899999999999998]
[null,null,"Coal",0,null,null,null,null,null,null,null,null,null,null,"Dispplaced Fuel=",{"$f":"N37*1000/O44/Q42","v":0},{"$f":"VLOOKUP(N42,AN17:AR21,3,)","v":0},null,null,null,null,null,null,null,"Low",80,2.044,1.1000000000000001E-3,1.956,null,0.76890000000000003,5.0000000000000001E-4,0.72889999999999999]
[null,null,"NET",{"$f":"SUM(D40:D45)","v":0},null,null,null,null,null,null,null,null,null,null,"QDHW=",{"$f":"IF(N39=T33,0,(130-Q35)*8.33*365*N36/1000000)","v":0},"MMBtu",null,null,null,"slope",{"$f":"SLOPE(V41:V44,U41:U44)","v":-4.5999999999999999E-3},null,null,"Medium",80,2.1171000000000002,1.1000000000000001E-3,2.0291000000000001,null,0.78969999999999996,4.0000000000000002E-4,0.75769999999999993]
[null,null,null,null,null,null,null,null,null,null,null,null,null,null,"Non-displaced fuel=",{"$f":"(P46-N37)*1000/O44/Q42","v":0},{"$f":"Q45","v":0},null,null,null,"offset",{"$f":"INTERCEPT(V41:V44,U41:U44)","v":0.5149999999999999},null,null,"High",80,2.2418,1.1000000000000001E-3,2.1537999999999999,"HPWH",0.80720000000000003,2.9999999999999997E-4,0.78320000000000001]
[null,null,null,null,null,null,null,null,null,null,null,null,null,null,null,null,null,null,null,null,null,null,null,"very small",80,null,1.1000000000000001E-3,{"$f":"Z48-Y48*AA48","v":-8.8000000000000009E-2}]
[null,null,null,null,null,null,null,null,null,null,null,null,null,null,null,null,null,null,null,null,null,null,null,"Low",80,null,1.1000000000000001E-3,-8.8000000000000009E-2]
[null,null,null,null,null,null,null,null,null,null,null,null,null,null,null,null,null,null,null,null,null,null,null,"Medium",80,null,1.1000000000000001E-3,-8.8000000000000009E-2]
[null,null,null,null,null,null,null,null,null,null,null,null,null,null,null,null,null,null,null,null,null,null,null,"High",80,null,1.1000000000000001E-3,-8.8000000000000009E-2]
[null,null,null,null,null,null,null,null,null,null,null,null,null,null,null,null,null,null,null,null,null,null,null,"very small",80,null,1.1000000000000001E-3,-8.8000000000000009E-2]
[null,null,null,null,null,null,null,null,null,null,null,null,null,null,null,null,null,null,null,null,null,null,null,"Low",80,null,1.1000000000000001E-3,-8.8000000000000009E-2]
[null,null,null,null,null,null,null,null,null,null,null,null,null,null,null,null,null,null,null,null,null,null,null,"Medium",80,null,1.1000000000000001E-3,-8.8000000000000009E-2]
[null,null,null,null,null,null,null,null,null,null,null,null,null,null,null,null,null,null,null,null,null,null,null,"High",80,null,1.1000000000000001E-3,-8.8000000000000009E-2]
[null,null,null,null,null,null,null,null,null,null,null,null,null,null,null,null,null,null,null,null,null,null,null,"very small",80,null,1.1000000000000001E-3,-8.8000000000000009E-2]
[null,null,null,null,null,null,null,null,null,null,null,null,null,null,null,null,null,null,null,null,null,null,null,"Low",80,null,1.1000000000000001E-3,-8.8000000000000009E-2]
[null,null,null,null,null,null,null,null,null,null,null,null,null,null,null,null,null,null,null,null,null,null,null,"Medium",80,null,1.1000000000000001E-3,-8.8000000000000009E-2]
[null,null,null,null,null,null,null,null,null,null,null,null,null,null,null,null,null,null,null,null,null,null,null,"High",80,null,1.1000000000000001E-3,-8.8000000000000009E-2]
[null,null,null,null,null,null,null,null,null,null,null,null,null,null,null,null,null,null,null,null,null,null,null,"very small",80,null,1.1000000000000001E-3,-8.8000000000000009E-2]
[null,null,null,null,null,null,null,null,null,null,null,null,null,null,null,null,null,null,null,null,null,null,null,"Low",80,null,1.1000000000000001E-3,-8.8000000000000009E-2]
[null,null,null,null,null,null,null,null,null,null,null,null,null,null,null,null,null,null,null,null,null,null,null,"Medium",80,null,1.1000000000000001E-3,-8.8000000000000009E-2]

{"sheet":"Web ProForma Inputs","index":1,"n_rows":19,"n_cols":2,"rows_kept":19,"cut":false,"hidden":false,"merged":[]}
["Web ProForma Inputs"]
[]
["Total Project Cost",{"$f":"'GSHP Calculator'!$K$10","v":0}]
["Installed Capacity"]
["MWh Generation"]
["MWH Savings",{"$f":"'GSHP Calculator'!$D$40/3.412","v":0}]
["Natural Gas MMBTU Savings",{"$f":"'GSHP Calculator'!$D$41","v":0}]
["Propane MMBTU Savings",{"$f":"'GSHP Calculator'!$D$42","v":0}]
["#2/Distillate Oil MMBTU Savings",{"$f":"'GSHP Calculator'!$D$43","v":0}]
["#6/ Residual Oil MMBTU Savings"]
["Gasoline MMBTU Savings"]
["Wood MMBTU Savings",{"$f":"'GSHP Calculator'!$D$44","v":0}]
["Steam MMBTU Savings"]
["Kerosene MMBTU Savings"]
["Coal MMBTU Savings",{"$f":"'GSHP Calculator'!$D$45","v":0}]
["Other MMBTU Savings"]
["Total MMBTU Savings",{"$f":"SUM(B7:B16)","v":0}]
["Fuel Switch: (Y/N)",{"$f":"IF('GSHP Calculator'!C23=\"\",\"\",IF(AND('GSHP Calculator'!C23<>\"Elect Res\",'GSHP Calculator'!C23<>\"Std ASHP\",'GSHP Calculator'!C23<>\"Base GSHP\"),\"Yes\",\"No\"))","v":""}]
["$ Savings",{"$f":"IF(ISERROR('GSHP Calculator'!J33),\"\",'GSHP Calculator'!J33)","v":0}]

{"sheet":"TRM lookup tables","index":2,"n_rows":28,"n_cols":27,"rows_kept":28,"cut":false,"hidden":true,"merged":[]}
["INPUTS",null,null,null,null,null,null,null,null,"45 W/ton",null,"60 W/ton",null,"75 W/ton",null,"90 W/ton",null,"105 W/ton",null,"120 W/ton",null,null,null,null,null,"Partload"]
["Location",{"$f":"VLOOKUP('GSHP Calculator'!$G$13,'GSHP Calculator'!$AB$11:$AC$19,2,)","v":"NoCity"},null,{"$f":"VLOOKUP(B2,$C$8:$D$14,2,TRUE)","v":5},null,null,null,null,null,"Cooling","Heating","Cooling","Heating","Cooling","Heating","Cooling","Heating","Cooling","Heating","Cooling","Heating",null,"Cooling","Heating",null,"Cooling","Heating"]
["Vintage",{"$f":"_xlfn.IFNA(\"Avg\",'GSHP Calculator'!E21)","v":"Avg"},null,{"$f":"VLOOKUP(B3,$C$16:$D$18,2,)","v":2},null,null,null,"Full Load",null,0.94,0.94,0.93,0.92,0.91,0.9,0.89,0.89,0.88,0.87,0.86,0.86,"Full",{"$f":"OFFSET($H3,0,$J$17)","v":{"$error":"#N/A"}},{"$f":"OFFSET($H3,0,$J$17+1)","v":{"$error":"#N/A"}},"Part",{"$f":"OFFSET($W$4,$N$17+$R$17,0)","v":{"$error":"#N/A"}},{"$f":"OFFSET($X$4,$N$17+$R$17,0)","v":{"$error":"#N/A"}}]
[null,null,null,null,null,null,null,"Part Load - Constant Flow Pumping (2 Stg HP)",0.75,0.89,0.91,0.86,0.89,0.83,0.86,0.8,0.84,0.78,0.82,0.75,0.8,null,{"$f":"OFFSET($H4,0,$J$17)","v":{"$error":"#N/A"}},{"$f":"OFFSET($H4,0,$J$17+1)","v":{"$error":"#N/A"}}]
["C-H ratio",{"$f":"VLOOKUP($B$2,$C$8:$E$14,3,)","v":{"$error":"#N/A"}},null,null,null,null,null,"Part Load - Constant Flow Pumping (Var HP)",0.4,0.81,0.85,0.77,0.81,0.72,0.77,0.69,0.74,0.65,0.71,0.62,0.68,null,{"$f":"OFFSET($H5,0,$J$17)","v":{"$error":"#N/A"}},{"$f":"OFFSET($H5,0,$J$17+1)","v":{"$error":"#N/A"}}]
[null,null,null,null,null,null,null,"Part Load - Staged pumping (2 Stg HP)",0.75,0.92,0.94,0.89,0.91,0.87,0.89,0.84,0.87,0.82,0.86,0.8,0.84,null,{"$f":"OFFSET($H6,0,$J$17)","v":{"$error":"#N/A"}},{"$f":"OFFSET($H6,0,$J$17+1)","v":{"$error":"#N/A"}}]
[null,null,null,"Index","C-H ratio",null,null,"Part Load - Staged pumping (Var HP)",0.4,0.92,0.94,0.89,0.91,0.87,0.89,0.84,0.87,0.82,0.86,0.8,0.84,null,{"$f":"OFFSET($H7,0,$J$17)","v":{"$error":"#N/A"}},{"$f":"OFFSET($H7,0,$J$17+1)","v":{"$error":"#N/A"}}]
[null,null,"Albany",1,0.5,null,null,null,null,null,null,null,null,null,null,null,null,null,null,null,null,null,"invalid","invalid"]
[null,null,"Binghamton",2,0.5,null,null,"Part Load - Var Pumping (Var HP)",0.4,0.94,0.95,0.92,0.93,0.9,0.92,0.88,0.9,0.86,0.89,0.84,0.87,null,{"$f":"OFFSET($H9,0,$J$17)","v":{"$error":"#N/A"}},{"$f":"OFFSET($H9,0,$J$17+1)","v":{"$error":"#N/A"}}]
[null,null,"Buffalo",3,0.5]
[null,null,"Massena",4,0.35,null,null,null,{"$f":"J1","v":"45 W/ton"},2]
[null,null,"New York",5,0.75,null,null,null,{"$f":"L1","v":"60 W/ton"},4,null,"Constant Flow",null,0,null,"Fixed Capacity"]
[null,null,"Poughkeepsie",6,0.6,null,null,null,{"$f":"N1","v":"75 W/ton"},6,null,"Staged Flow",null,2,null,"Dual Capacity",null,0]
[null,null,"Syracuse",7,0.5,null,null,null,{"$f":"P1","v":"90 W/ton"},8,null,"Variable Flow",null,4,null,"Variable Capacity",null,1]
[null,null,null,"Index",null,null,null,null,{"$f":"R1","v":"105 W/ton"},10]
[null,null,"Old",1,null,null,null,null,{"$f":"T1","v":"120 W/ton"},12]
[null,null,"Avg",2,null,null,null,"current",{"$f":"VLOOKUP('GSHP Calculator'!D15,'TRM lookup tables'!$I$11:$J$16,1,)","v":{"$error":"#N/A"}},{"$f":"VLOOKUP('GSHP Calculator'!D15,'TRM lookup tables'!$I$11:$J$16,2,)","v":{"$error":"#N/A"}},null,{"$f":"VLOOKUP('GSHP Calculator'!D14,'TRM lookup tables'!$L$12:$N$14,1)","v":{"$error":"#N/A"}},null,{"$f":"VLOOKUP('GSHP Calculator'!D14,'TRM lookup tables'!$L$12:$N$14,3)","v":{"$error":"#N/A"}},null,{"$f":"VLOOKUP('GSHP Calculator'!$G$9,'TRM lookup tables'!$P$12:$R$14,1)","v":{"$error":"#N/A"}},null,{"$f":"VLOOKUP('GSHP Calculator'!$G$9,'TRM lookup tables'!$P$12:$R$14,3)","v":{"$error":"#N/A"}}]
[null,null,"New",3]
[]
[]
[{"$f":"B2","v":"NoCity"},null,null,null,"Old","Avg","New",null,{"$f":"OFFSET(D21,0,$D$3)","v":"Avg"},null,null,null,"Old","Avg","New",null,{"$f":"OFFSET(L21,0,$D$3)","v":"Avg"}]
[{"$f":"OFFSET(I21,D2,0)","v":1485},null,null,"Albany",1878,1763,1643,"Albany",1763,null,null,"Albany",403,388,349,"Albany",388]
[null,null,null,"Binghamton",2060,1935,1804,"Binghamton",1935,null,null,"Binghamton",249,246,198,"Binghamton",246]
[{"$f":"OFFSET(Q21,D2,0)","v":811},null,null,"Buffalo",2080,1952,1819,"Buffalo",1952,null,null,"Buffalo",418,403,345,"Buffalo",403]
[null,null,null,"Massena",1986,1880,1772,"Massena",1880,null,null,"Massena",323,313,263,"Massena",313]
[null,null,null,"New York (LGA)",1636,1485,1329,"New York",1485,null,null,"New York (LGA)",838,811,788,"New York",811]
[null,null,null,"Poughkeepsie",2044,1912,1776,"Poughkeepsie",1912,null,null,"Poughkeepsie",620,588,580,"Poughkeepsie",588]
[null,null,null,"Syracuse",1960,1842,1720,"Syracuse",1842,null,null,"Syracuse",388,370,335,"Syracuse",370]

{"sheet":"Fuel 1 - Savings Calculator","index":3,"n_rows":2187,"n_cols":38,"rows_kept":2187,"cut":false,"hidden":true,"merged":[]}
["Inputs",null,"          ","          ","Project Fuel Costs",null,null,null,"      "]
["Zip",{"$f":"'GSHP Calculator'!N16","v":0},null,null,"Price",null,null,"Final",null,null,"Unique ID for Zip/County Combo","ZIP Code","ZIP Code","NYISO Zone","Utility","County","Electric REDC Name - Region","Heating Oil Region-County Mapping","KEROSENSE REGION_COUNTY MAPPING","PROPANE REGION_COUNTY MAPPING","Consolidated Edison Region","NYISO Zone","Mmbtu/kBtu - Added KWh/kbtu/h","Pellets","Weather City",null,"Region","County","ZIP Code","Electric Utility","Gas Utility","ASHP Electric Utility","ASHP Gas Utility","Electricity Rate","Natural Gas Rates","Fuel Oil Rates","Kerosene Rates","Propane Rates"]
["County",{"$f":"'GSHP Calculator'!N18","v":0},null,null,"Oil",{"$f":"IF(ISERROR($H$90),\"\",OFFSET(F90,-2,0))","v":""},null,{"$f":"IF(ISERROR($H$90),\"\",H90)","v":""},null,{"$f":"L3*1","v":12009},"12009Albany","12009",12009,"Zone F - Capital","National Grid","Albany","Capital Region","Capital District","Capital District","Capital District",null,"Zone F - Capital","Capital District","Capital District","Albany",null,{"$f":"VLOOKUP(AC3,J:R,9,)","v":"Long Island"},"Suffolk",501,"PSEG Long Island",null,null,null,0.18329999999999999,null,2.7887413333333329,3.06,2.9581087797619032]
["Fuel",{"$f":"VLOOKUP('GSHP Calculator'!C23,'GSHP Calculator'!$AG$3:$AO$12,9,)","v":{"$error":"#N/A"}},null,null,"Natural Gas",null,null,{"$f":"IF(ISERROR(VLOOKUP($B$6,$E$65:$H$92,4,)),\"\",VLOOKUP($B$6,$E$65:$H$92,4,))","v":""},null,{"$f":"L4*1","v":12023},"12023Albany","12023",12023,"Zone F - Capital","National Grid","Albany","Capital Region","Capital District","Capital District","Capital District",null,"Zone F - Capital","Capital District","Capital District","Albany",null,{"$f":"VLOOKUP(AC4,J:R,9,)","v":"Long Island"},"Suffolk",544,"PSEG Long Island",null,null,null,0.18329999999999999,null,2.7887413333333329,3.06,2.9581087797619032]
["Electric Utility",{"$f":"'GSHP Calculator'!N20","v":0},null,null,"Propane",{"$f":"IF(ISERROR($H$116),\"\",OFFSET(F116,-2,0))","v":""},null,{"$f":"IF(ISERROR($H$116),\"\",H116)","v":""},null,12041,"12041Albany","12041",12041,"Zone F - Capital","National Grid","Albany","Capital Region","Capital District","Capital District","Capital District",null,"Zone F - Capital","Capital District","Capital District","Albany",null,"Long Island","Suffolk",6390,"PSEG Long Island",null,null,null,0.18329999999999999,null,2.7887413333333329,3.06,2.9581087797619032]
["Natural Gas Utility",{"$f":"'GSHP Calculator'!N22","v":0},null,null,"Kerosene",{"$f":"IF(ISERROR(F$101),\"\",F$101)","v":""},null,{"$f":"IF(ISERROR(H$101),\"\",H$101)","v":""},null,12047,"12047Albany","12047",12047,"Zone F - Capital","National Grid","Albany","Capital Region","Capital District","Capital District","Capital District",null,"Zone F - Capital","Capital District","Capital District","Albany",null,"NYC","New York",10001,"Consolidated Edison","Consolidated Edison","Consolidated Edison","Consolidated Edison",0.22109999999999999,1.038,2.7546683333333313,3.06,2.8854408173076935]
["Price per Unit of Energy",{"$f":"IF(ISERROR(VLOOKUP(B4,E3:H10,4,)),\"\",VLOOKUP(B4,E3:H10,4,))","v":""},null,null,"Electric",{"$f":"F22","v":{"$error":"#N/A"}},null,{"$f":"H22","v":{"$error":"#N/A"}},null,12054,"12054Albany","12054",12054,"Zone F - Capital","National Grid","Albany","Capital Region","Capital District","Capital District","Capital District",null,"Zone F - Capital","Capital District","Capital District","Albany",null,"NYC","New York",10002,"Consolidated Edison","Consolidated Edison","Consolidated Edison","Consolidated Edison",0.22109999999999999,1.038,2.7546683333333313,3.06,2.8854408173076935]
[null,null,null,null,"Cord Wood",225,null,225,null,12059,"12059Albany","12059",12059,"Zone F - Capital","National Grid","Albany","Capital Region","Capital District","Capital District","Capital District",null,"Zone F - Capital","Capital District","Capital District","Albany",null,"NYC","New York",10003,"Consolidated Edison","Consolidated Edison","Consolidated Edison","Consolidated Edison",0.22109999999999999,1.038,2.7546683333333313,3.06,2.8854408173076935]
[null,null,null,null,"Wood Pellets",{"$f":"F127","v":{"$error":"#N/A"}},null,{"$f":"H129","v":{"$error":"#N/A"}},null,12067,"12067Albany","12067",12067,"Zone F - Capital","National Grid","Albany","Capital Region","Capital District","Capital District","Capital District",null,"Zone F - Capital","Capital District","Capital District","Albany",null,"NYC","New York",10004,"Consolidated Edison","Consolidated Edison","Consolidated Edison","Consolidated Edison",0.22109999999999999,1.038,2.7546683333333313,3.06,2.8854408173076935]
[null,null,null,null,null,null,null,null,null,12077,"12077Albany","12077",12077,"Zone F - Capital","National Grid","Albany","Capital Region","Capital District","Capital District","Capital District",null,"Zone F - Capital","Capital District","Capital District","Albany",null,"NYC","New York",10005,"Consolidated Edison","Consolidated Edison","Consolidated Edison","Consolidated Edison",0.22109999999999999,1.038,2.7546683333333313,3.06,2.8854408173076935]
[null,null,null,null,null,null,null,null,null,12084,"12084Albany","12084",12084,"Zone F - Capital","National Grid","Albany","Capital Region","Capital District","Capital District","Capital District",null,"Zone F - Capital","Capital District","Capital District","Albany",null,"NYC","New York",10006,"Consolidated Edison","Consolidated Edison","Consolidated Edison","Consolidated Edison",0.22109999999999999,1.038,2.7546683333333313,3.06,2.8854408173076935]
[null,null,null,null,"Residential Electric Rates",null,null,"2021-2023 SC1 Avg",null,12085,"12085Albany","12085",12085,"Zone F - Capital","National Grid","Albany","Capital Region","Capital District","Capital District","Capital District",null,"Zone F - Capital","Capital District","Capital District","Albany",null,"NYC","New York",10007,"Consolidated Edison","Consolidated Edison","Consolidated Edison","Consolidated Edison",0.22109999999999999,1.038,2.7546683333333313,3.06,2.8854408173076935]
[null,null,null,null,"Electric Utility Company",null,null,"$ / kWh",null,12107,"12107Albany","12107",12107,"Zone F - Capital","National Grid","Albany","Capital Region","Capital District","Capital District","Capital District",null,"Zone F - Capital","Capital District","Capital District","Albany",null,"NYC","New York",10008,"Consolidated Edison","Consolidated Edison","Consolidated Edison","Consolidated Edison",0.22109999999999999,1.038,2.7546683333333313,3.06,2.8854408173076935]
[null,null,null,null,"Central Hudson Gas and Electric",null,null,0.23230000000000001,null,12110,"12110Albany","12110",12110,"Zone F - Capital","National Grid","Albany","Capital Region","Capital District","Capital District","Capital District",null,"Zone F - Capital","Capital District","Capital District","Albany",null,"NYC","New York",10009,"Consolidated Edison","Consolidated Edison","Consolidated Edison","Consolidated Edison",0.22109999999999999,1.038,2.7546683333333313,3.06,2.8854408173076935]
[null,null,null,null,"Consolidated Edison",{"$f":"F61","v":{"$error":"#N/A"}},null,{"$f":"H61","v":""},null,12128,"12128Albany","12128",12128,"Zone F - Capital","National Grid","Albany","Capital Region","Capital District","Capital District","Capital District",null,"Zone F - Capital","Capital District","Capital District","Albany",null,"NYC","New York",10010,"Consolidated Edison","Consolidated Edison","Consolidated Edison","Consolidated Edison",0.22109999999999999,1.038,2.7546683333333313,3.06,2.8854408173076935]
[null,null,null,null,"National Grid",{"$f":"F35","v":{"$error":"#N/A"}},null,{"$f":"H35","v":""},null,12158,"12158Albany","12158",12158,"Zone F - Capital","National Grid","Albany","Capital Region","Capital District","Capital District","Capital District",null,"Zone F - Capital","Capital District","Capital District","Albany",null,"NYC","New York",10011,"Consolidated Edison","Consolidated Edison","Consolidated Edison","Consolidated Edison",0.22109999999999999,1.038,2.7546683333333313,3.06,2.8854408173076935]
[null,null,null,null,"New York State Electric and Gas",{"$f":"F50","v":{"$error":"#N/A"}},null,{"$f":"H52","v":{"$error":"#N/A"}},null,12159,"12159Albany","12159",12159,"Zone F - Capital","National Grid","Albany","Capital Region","Capital District","Capital District","Capital District",null,"Zone F - Capital","Capital District","Capital District","Albany",null,"NYC","New York",10012,"Consolidated Edison","Consolidated Edison","Consolidated Edison","Consolidated Edison",0.22109999999999999,1.038,2.7546683333333313,3.06,2.8854408173076935]
[null,null,null,null,"Orange and Rockland",null,null,0.22450000000000001,null,12161,"12161Albany","12161",12161,"Zone F - Capital","National Grid","Albany","Capital Region","Capital District","Capital District","Capital District",null,"Zone F - Capital","Capital District","Capital District","Albany",null,"NYC","New York",10013,"Consolidated Edison","Consolidated Edison","Consolidated Edison","Consolidated Edison",0.22109999999999999,1.038,2.7546683333333313,3.06,2.8854408173076935]
[null,null,null,null,"Rochester Gas and Electric",null,null,0.15720000000000001,null,12186,"12186Albany","12186",12186,"Zone F - Capital","National Grid","Albany","Capital Region","Capital District","Capital District","Capital District",null,"Zone F - Capital","Capital District","Capital District","Albany",null,"NYC","New York",10014,"Consolidated Edison","Consolidated Edison","Consolidated Edison","Consolidated Edison",0.22109999999999999,1.038,2.7546683333333313,3.06,2.8854408173076935]
[null,null,null,null,"PSEG Long Island",null,null,0.22384999999999999,null,12189,"12189Albany","12189",12189,"Zone F - Capital","National Grid","Albany","Capital Region","Capital District","Capital District","Capital District",null,"Zone F - Capital","Capital District","Capital District","Albany",null,"NYC","New York",10016,"Consolidated Edison","Consolidated Edison","Consolidated Edison","Consolidated Edison",0.22109999999999999,1.038,2.7546683333333313,3.06,2.8854408173076935]
[null,null,null,null,"Other",null,null,null,null,12201,"12201Albany","12201",12201,"Zone F - Capital","National Grid","Albany","Capital Region","Capital District","Capital District","Capital District",null,"Zone F - Capital","Capital District","Capital District","Albany",null,"NYC","New York",10017,"Consolidated Edison","Consolidated Edison","Consolidated Edison","Consolidated Edison",0.22109999999999999,1.038,2.7546683333333313,3.06,2.8854408173076935]
[null,null,null,null,null,{"$f":"VLOOKUP(B5,$E$14:$F$21,2,)","v":{"$error":"#N/A"}},null,{"$f":"VLOOKUP(B5,$E$14:$H$21,4,)","v":{"$error":"#N/A"}},null,12202,"12202Albany","12202",12202,"Zone F - Capital","National Grid","Albany","Capital Region","Capital District","Capital District","Capital District",null,"Zone F - Capital","Capital District","Capital District","Albany",null,"NYC","New York",10018,"Consolidated Edison","Consolidated Edison","Consolidated Edison","Consolidated Edison",0.22109999999999999,1.038,2.7546683333333313,3.06,2.8854408173076935]
[null,null,null,null,null,null,null,null,null,12203,"12203Albany","12203",12203,"Zone F - Capital","National Grid","Albany","Capital Region","Capital District","Capital District","Capital District",null,"Zone F - Capital","Capital District","Capital District","Albany",null,"NYC","New York",10019,"Consolidated Edison","Consolidated Edison","Consolidated Edison","Consolidated Edison",0.22109999999999999,1.038,2.7546683333333313,3.06,2.8854408173076935]
[null,null,null,null,null,null,null,null,null,12204,"12204Albany","12204",12204,"Zone F - Capital","National Grid","Albany","Capital Region","Capital District","Capital District","Capital District",null,"Zone F - Capital","Capital District","Capital District","Albany",null,"NYC","New York",10020,"Consolidated Edison","Consolidated Edison","Consolidated Edison","Consolidated Edison",0.22109999999999999,1.038,2.7546683333333313,3.06,2.8854408173076935]
[null,null,null,null,"National Grid",null,null,null,null,12205,"12205Albany","12205",12205,"Zone F - Capital","National Grid","Albany","Capital Region","Capital District","Capital District","Capital District",null,"Zone F - Capital","Capital District","Capital District","Albany",null,"NYC","New York",10021,"Consolidated Edison","Consolidated Edison","Consolidated Edison","Consolidated Edison",0.22109999999999999,1.038,2.7546683333333313,3.06,2.8854408173076935]
[null,null,null,null,"National Grid Zone A","Zone A - West",null,0.16420000000000001,null,12206,"12206Albany","12206",12206,"Zone F - Capital","National Grid","Albany","Capital Region","Capital District","Capital District","Capital District",null,"Zone F - Capital","Capital District","Capital District","Albany",null,"NYC","New York",10022,"Consolidated Edison","Consolidated Edison","Consolidated Edison","Consolidated Edison",0.22109999999999999,1.038,2.7546683333333313,3.06,2.8854408173076935]
[null,null,null,null,"National Grid Zone B","Zone B - Genesee",null,0.16420000000000001,null,12207,"12207Albany","12207",12207,"Zone F - Capital","National Grid","Albany","Capital Region","Capital District","Capital District","Capital District",null,"Zone F - Capital","Capital District","Capital District","Albany",null,"NYC","New York",10023,"Consolidated Edison","Consolidated Edison","Consolidated Edison","Consolidated Edison",0.22109999999999999,1.038,2.7546683333333313,3.06,2.8854408173076935]
[null,null,null,null,"National Grid Zone C","Zone C - Central",null,0.16420000000000001,null,12208,"12208Albany","12208",12208,"Zone F - Capital","National Grid","Albany","Capital Region","Capital District","Capital District","Capital District",null,"Zone F - Capital","Capital District","Capital District","Albany",null,"NYC","New York",10024,"Consolidated Edison","Consolidated Edison","Consolidated Edison","Consolidated Edison",0.22109999999999999,1.038,2.7546683333333313,3.06,2.8854408173076935]
[null,null,null,null,"National Grid Zone D","Zone D - North",null,0.16420000000000001,null,12209,"12209Albany","12209",12209,"Zone F - Capital","National Grid","Albany","Capital Region","Capital District","Capital District","Capital District",null,"Zone F - Capital","Capital District","Capital District","Albany",null,"NYC","New York",10025,"Consolidated Edison","Consolidated Edison","Consolidated Edison","Consolidated Edison",0.22109999999999999,1.038,2.7546683333333313,3.06,2.8854408173076935]
[null,null,null,null,"National Grid Zone E","Zone E - Mohawk Valley",null,0.16420000000000001,null,12210,"12210Albany","12210",12210,"Zone F - Capital","National Grid","Albany","Capital Region","Capital District","Capital District","Capital District",null,"Zone F - Capital","Capital District","Capital District","Albany",null,"NYC","New York",10026,"Consolidated Edison","Consolidated Edison","Consolidated Edison","Consolidated Edison",0.22109999999999999,1.038,2.7546683333333313,3.06,2.8854408173076935]
[null,null,null,null,"National Grid Zone F","Zone F - Capital",null,0.16420000000000001,null,12211,"12211Albany","12211",12211,"Zone F - Capital","National Grid","Albany","Capital Region","Capital District","Capital District","Capital District",null,"Zone F - Capital","Capital District","Capital District","Albany",null,"NYC","New York",10027,"Consolidated Edison","Consolidated Edison","Consolidated Edison","Consolidated Edison",0.22109999999999999,1.038,2.7546683333333313,3.06,2.8854408173076935]
[null,null,null,null,null,null,null,null,null,12212,"12212Albany","12212",12212,"Zone F - Capital","National Grid","Albany","Capital Region","Capital District","Capital District","Capital District",null,"Zone F - Capital","Capital District","Capital District","Albany",null,"NYC","New York",10028,"Consolidated Edison","Consolidated Edison","Consolidated Edison","Consolidated Edison",0.22109999999999999,1.038,2.7546683333333313,3.06,2.8854408173076935]
[null,null,null,null,"Zip",{"$f":"VLOOKUP(B2,$M$2:$N$2159,2,)","v":{"$error":"#N/A"}},null,{"$f":"IF(ISERROR(VLOOKUP(F33,$F$26:$H$31,3,)),\"\",VLOOKUP(F33,$F$26:$H$31,3,))","v":""},null,12214,"12214Albany","12214",12214,"Zone F - Capital","National Grid","Albany","Capital Region","Capital District","Capital District","Capital District",null,"Zone F - Capital","Capital District","Capital District","Albany",null,"NYC","New York",10029,"Consolidated Edison","Consolidated Edison","Consolidated Edison","Consolidated Edison",0.22109999999999999,1.038,2.7546683333333313,3.06,2.8854408173076935]
[null,null,null,null,"County",null,null,null,null,12220,"12220Albany","12220",12220,"Zone F - Capital","National Grid","Albany","Capital Region","Capital District","Capital District","Capital District",null,"Zone F - Capital","Capital District","Capital District","Albany",null,"NYC","New York",10030,"Consolidated Edison","Consolidated Edison","Consolidated Edison","Consolidated Edison",0.22109999999999999,1.038,2.7546683333333313,3.06,2.8854408173076935]
[null,null,null,null,"Final",{"$f":"F33","v":{"$error":"#N/A"}},null,{"$f":"H33","v":""},null,12222,"12222Albany","12222",12222,"Zone F - Capital","National Grid","Albany","Capital Region","Capital District","Capital District","Capital District",null,"Zone F - Capital","Capital District","Capital District","Albany",null,"NYC","New York",10031,"Consolidated Edison","Consolidated Edison","Consolidated Edison","Consolidated Edison",0.22109999999999999,1.038,2.7546683333333313,3.06,2.8854408173076935]
[null,null,null,null,null,null,null,null,null,12223,"12223Albany","12223",12223,"Zone F - Capital","National Grid","Albany","Capital Region","Capital District","Capital District","Capital District",null,"Zone F - Capital","Capital District","Capital District","Albany",null,"NYC","New York",10032,"Consolidated Edison","Consolidated Edison","Consolidated Edison","Consolidated Edison",0.22109999999999999,1.038,2.7546683333333313,3.06,2.8854408173076935]
[null,null,null,null,null,null,null,null,null,12224,"12224Albany","12224",12224,"Zone F - Capital","National Grid","Albany","Capital Region","Capital District","Capital District","Capital District",null,"Zone F - Capital","Capital District","Capital District","Albany",null,"NYC","New York",10033,"Consolidated Edison","Consolidated Edison","Consolidated Edison","Consolidated Edison",0.22109999999999999,1.038,2.7546683333333313,3.06,2.8854408173076935]
[null,null,null,null,null,null,null,null,null,12225,"12225Albany","12225",12225,"Zone F - Capital","National Grid","Albany","Capital Region","Capital District","Capital District","Capital District",null,"Zone F - Capital","Capital District","Capital District","Albany",null,"NYC","New York",10034,"Consolidated Edison","Consolidated Edison","Consolidated Edison","Consolidated Edison",0.22109999999999999,1.038,2.7546683333333313,3.06,2.8854408173076935]
[null,null,null,null,"NYSEG Sub Lookup",null,null,null,null,12226,"12226Albany","12226",12226,"Zone F - Capital","National Grid","Albany","Capital Region","Capital District","Capital District","Capital District",null,"Zone F - Capital","Capital District","Capital District","Albany",null,"NYC","New York",10035,"Consolidated Edison","Consolidated Edison","Consolidated Edison","Consolidated Edison",0.22109999999999999,1.038,2.7546683333333313,3.06,2.8854408173076935]
[null,null,null,null,"NYSEG West (Zones A-E)","Zone A - West",null,0.16350000000000001,null,12227,"12227Albany","12227",12227,"Zone F - Capital","National Grid","Albany","Capital Region","Capital District","Capital District","Capital District",null,"Zone F - Capital","Capital District","Capital District","Albany",null,"NYC","New York",10036,"Consolidated Edison","Consolidated Edison","Consolidated Edison","Consolidated Edison",0.22109999999999999,1.038,2.7546683333333313,3.06,2.8854408173076935]
[null,null,null,null,"NYSEG West (Zones A-E)","Zone B - Genesee",null,0.16350000000000001,null,12228,"12228Albany","12228",12228,"Zone F - Capital","National Grid","Albany","Capital Region","Capital District","Capital District","Capital District",null,"Zone F - Capital","Capital District","Capital District","Albany",null,"NYC","New York",10037,"Consolidated Edison","Consolidated Edison","Consolidated Edison","Consolidated Edison",0.22109999999999999,1.038,2.7546683333333313,3.06,2.8854408173076935]
[null,null,null,null,"NYSEG West (Zones A-E)","Zone C - Central",null,0.16350000000000001,null,12229,"12229Albany","12229",12229,"Zone F - Capital","National Grid","Albany","Capital Region","Capital District","Capital District","Capital District",null,"Zone F - Capital","Capital District","Capital District","Albany",null,"NYC","New York",10038,"Consolidated Edison","Consolidated Edison","Consolidated Edison","Consolidated Edison",0.22109999999999999,1.038,2.7546683333333313,3.06,2.8854408173076935]
[null,null,null,null,"NYSEG West (Zones A-E)","Zone D - North",null,0.16350000000000001,null,12230,"12230Albany","12230",12230,"Zone F - Capital","National Grid","Albany","Capital Region","Capital District","Capital District","Capital District",null,"Zone F - Capital","Capital District","Capital District","Albany",null,"NYC","New York",10039,"Consolidated Edison","Consolidated Edison","Consolidated Edison","Consolidated Edison",0.22109999999999999,1.038,2.7546683333333313,3.06,2.8854408173076935]
[null,null,null,null,"NYSEG West (Zones A-E)","Zone E - Mohawk Valley",null,0.16350000000000001,null,12231,"12231Albany","12231",12231,"Zone F - Capital","National Grid","Albany","Capital Region","Capital District","Capital District","Capital District",null,"Zone F - Capital","Capital District","Capital District","Albany",null,"NYC","New York",10040,"Consolidated Edison","Consolidated Edison","Consolidated Edison","Consolidated Edison",0.22109999999999999,1.038,2.7546683333333313,3.06,2.8854408173076935]
[null,null,null,null,"NYSEG East (Zones F)","Zone F - Capital",null,0.16350000000000001,null,12232,"12232Albany","12232",12232,"Zone F - Capital","National Grid","Albany","Capital Region","Capital District","Capital District","Capital District",null,"Zone F - Capital","Capital District","Capital District","Albany",null,"NYC","New York",10041,"Consolidated Edison","Consolidated Edison","Consolidated Edison","Consolidated Edison",0.22109999999999999,1.038,2.7546683333333313,3.06,2.8854408173076935]
[null,null,null,null,"NYSEG Lower Hudson (Zone G-I)","Zone G - Hudson Valley",null,0.16350000000000001,null,12233,"12233Albany","12233",12233,"Zone F - Capital","National Grid","Albany","Capital Region","Capital District","Capital District","Capital District",null,"Zone F - Capital","Capital District","Capital District","Albany",null,"NYC","New York",10043,"Consolidated Edison","Consolidated Edison","Consolidated Edison","Consolidated Edison",0.22109999999999999,1.038,2.7546683333333313,3.06,2.8854408173076935]
[null,null,null,null,"NYSEG Lower Hudson (Zone G-I)","Zone H - Millwood",null,0.16350000000000001,null,12234,"12234Albany","12234",12234,"Zone F - Capital","National Grid","Albany","Capital Region","Capital District","Capital District","Capital District",null,"Zone F - Capital","Capital District","Capital District","Albany",null,"NYC","New York",10044,"Consolidated Edison","Consolidated Edison","Consolidated Edison","Consolidated Edison",0.22109999999999999,1.038,2.7546683333333313,3.06,2.8854408173076935]
[null,null,null,null,"NYSEG Lower Hudson (Zone G-I)","Zone I - Dunwoodie",null,0.16350000000000001,null,12235,"12235Albany","12235",12235,"Zone F - Capital","National Grid","Albany","Capital Region","Capital District","Capital District","Capital District",null,"Zone F - Capital","Capital District","Capital District","Albany",null,"NYC","New York",10045,"Consolidated Edison","Consolidated Edison","Consolidated Edison","Consolidated Edison",0.22109999999999999,1.038,2.7546683333333313,3.06,2.8854408173076935]
[null,null,null,null,null,null,null,null,null,12236,"12236Albany","12236",12236,"Zone F - Capital","National Grid","Albany","Capital Region","Capital District","Capital District","Capital District",null,"Zone F - Capital","Capital District","Capital District","Albany",null,{"$error":"#N/A"},"New York",10047,"Consolidated Edison","Consolidated Edison",null,null,0.13370000000000001,1.403,2.7546683333333313,3.06,2.8854408173076935]
[null,null,null,null,"Zip",{"$f":"VLOOKUP(B2,$M$2:$N$2159,2,)","v":{"$error":"#N/A"}},null,{"$f":"VLOOKUP(F50,$F$40:$H$48,3,)","v":{"$error":"#N/A"}},null,12237,"12237Albany","12237",12237,"Zone F - Capital","National Grid","Albany","Capital Region","Capital District","Capital District","Capital District",null,"Zone F - Capital","Capital District","Capital District","Albany",null,{"$error":"#N/A"},"New York",10048,"Consolidated Edison","Consolidated Edison",null,null,0.13370000000000001,1.403,2.7546683333333313,3.06,2.8854408173076935]
[null,null,null,null,"County",{"$f":"VLOOKUP(B3,P:W,7,)","v":{"$error":"#N/A"}},null,{"$f":"VLOOKUP(F51,$F$40:$H$48,3,)","v":{"$error":"#N/A"}},null,12238,"12238Albany","12238",12238,"Zone F - Capital","National Grid","Albany","Capital Region","Capital District","Capital District","Capital District",null,"Zone F - Capital","Capital District","Capital District","Albany",null,"NYC","New York",10055,"Consolidated Edison","Consolidated Edison","Consolidated Edison","Consolidated Edison",0.22109999999999999,1.038,2.7546683333333313,3.06,2.8854408173076935]
[null,null,null,null,"Final","                                                                                                                                    ",null,{"$f":"H51","v":{"$error":"#N/A"}},null,12239,"12239Albany","12239",12239,"Zone F - Capital","National Grid","Albany","Capital Region","Capital District","Capital District","Capital District",null,"Zone F - Capital","Capital District","Capital District","Albany",null,"NYC","New York",10060,"Consolidated Edison","Consolidated Edison","Consolidated Edison","Consolidated Edison",0.22109999999999999,1.038,2.7546683333333313,3.06,2.8854408173076935]
[null,null,null,null,null,null,null,null,null,12240,"12240Albany","12240",12240,"Zone F - Capital","National Grid","Albany","Capital Region","Capital District","Capital District","Capital District",null,"Zone F - Capital","Capital District","Capital District","Albany",null,"NYC","New York",10065,"Consolidated Edison","Consolidated Edison","Consolidated Edison","Consolidated Edison",0.22109999999999999,1.038,2.7546683333333313,3.06,2.8854408173076935]
[null,null,null,null,null,null,null,null,null,12241,"12241Albany","12241",12241,"Zone F - Capital","National Grid","Albany","Capital Region","Capital District","Capital District","Capital District",null,"Zone F - Capital","Capital District","Capital District","Albany",null,"NYC","New York",10069,"Consolidated Edison","Consolidated Edison","Consolidated Edison","Consolidated Edison",0.22109999999999999,1.038,2.7546683333333313,3.06,2.8854408173076935]
[null,null,null,null,"Consolidated Edison - Electric Sub Lookup",null,null,null,null,12242,"12242Albany","12242",12242,"Zone F - Capital","National Grid","Albany","Capital Region","Capital District","Capital District","Capital District",null,"Zone F - Capital","Capital District","Capital District","Albany",null,{"$error":"#N/A"},"New York",10072,"Consolidated Edison","Consolidated Edison",null,null,0.13370000000000001,1.403,2.7546683333333313,3.06,2.8854408173076935]
[null,null,null,null,"Region",null,null,"$ / kWh",null,12243,"12243Albany","12243",12243,"Zone F - Capital","National Grid","Albany","Capital Region","Capital District","Capital District","Capital District",null,"Zone F - Capital","Capital District","Capital District","Albany",null,"NYC","New York",10075,"Consolidated Edison","Consolidated Edison","Consolidated Edison","Consolidated Edison",0.22109999999999999,1.038,2.7546683333333313,3.06,2.8854408173076935]
[null,null,null,null,"ConEd NYC",null,null,0.27610000000000001,null,12244,"12244Albany","12244",12244,"Zone F - Capital","National Grid","Albany","Capital Region","Capital District","Capital District","Capital District",null,"Zone F - Capital","Capital District","Capital District","Albany",null,"NYC","New York",10080,"Consolidated Edison","Consolidated Edison","Consolidated Edison","Consolidated Edison",0.22109999999999999,1.038,2.7546683333333313,3.06,2.8854408173076935]
[null,null,null,null,"ConEd Westchester",null,null,0.24660000000000001,null,12245,"12245Albany","12245",12245,"Zone F - Capital","National Grid","Albany","Capital Region","Capital District","Capital District","Capital District",null,"Zone F - Capital","Capital District","Capital District","Albany",null,"NYC","New York",10081,"Consolidated Edison","Consolidated Edison","Consolidated Edison","Consolidated Edison",0.22109999999999999,1.038,2.7546683333333313,3.06,2.8854408173076935]
[null,null,null,null,null,null,null,null,null,12246,"12246Albany","12246",12246,"Zone F - Capital","National Grid","Albany","Capital Region","Capital District","Capital District","Capital District",null,"Zone F - Capital","Capital District","Capital District","Albany",null,{"$error":"#N/A"},"New York",10082,"Consolidated Edison","Consolidated Edison",null,null,0.13370000000000001,1.403,2.7546683333333313,3.06,2.8854408173076935]
[null,null,null,null,"Zip",{"$f":"IF(VLOOKUP(B2,M2:U2159,9,)=0,\"\",VLOOKUP(B2,M2:U2159,9,))","v":{"$error":"#N/A"}},null,{"$f":"IF(ISERROR(VLOOKUP(F60,$E$57:$H$58,4,)),\"\",VLOOKUP(F60,$E$57:$H$58,4,))","v":""},null,12247,"12247Albany","12247",12247,"Zone F - Capital","National Grid","Albany","Capital Region","Capital District","Capital District","Capital District",null,"Zone F - Capital","Capital District","Capital District","Albany",null,"NYC","New York",10087,"Consolidated Edison","Consolidated Edison","Consolidated Edison","Consolidated Edison",0.22109999999999999,1.038,2.7546683333333313,3.06,2.8854408173076935]
[null,null,null,null,"Final",{"$f":"F60","v":{"$error":"#N/A"}},null,{"$f":"IF(ISERROR(H60),\"\",H60)","v":""},null,12248,"12248Albany","12248",12248,"Zone F - Capital","National Grid","Albany","Capital Region","Capital District","Capital District","Capital District",null,"Zone F - Capital","Capital District","Capital District","Albany",null,"NYC","New York",10090,"Consolidated Edison","Consolidated Edison","Consolidated Edison","Consolidated Edison",0.22109999999999999,1.038,2.7546683333333313,3.06,2.8854408173076935]
[null,null,null,null,null,null,null,null,null,12249,"12249Albany","12249",12249,"Zone F - Capital","National Grid","Albany","Capital Region","Capital District","Capital District","Capital District",null,"Zone F - Capital","Capital District","Capital District","Albany",null,"NYC","New York",10101,"Consolidated Edison","Consolidated Edison","Consolidated Edison","Consolidated Edison",0.22109999999999999,1.038,2.7546683333333313,3.06,2.8854408173076935]
[null,null,null,null,"Residential Natural Gas",null,null,"2021-2023 Avg",null,12250,"12250Albany","12250",12250,"Zone F - Capital","National Grid","Albany","Capital Region","Capital District","Capital District","Capital District",null,"Zone F - Capital","Capital District","Capital District","Albany",null,"NYC","New York",10102,"Consolidated Edison","Consolidated Edison","Consolidated Edison","Consolidated Edison",0.22109999999999999,1.038,2.7546683333333313,3.06,2.8854408173076935]
[null,null,null,null,"Company",null,null,"$ / Therm",null,12252,"12252Albany","12252",12252,"Zone F - Capital","National Grid","Albany","Capital Region","Capital District","Capital District","Capital District",null,"Zone F - Capital","Capital District","Capital District","Albany",null,"NYC","New York",10103,"Consolidated Edison","Consolidated Edison","Consolidated Edison","Consolidated Edison",0.22109999999999999,1.038,2.7546683333333313,3.06,2.8854408173076935]
[null,null,null,null,"National Grid - NYC",null,null,1.726,null,12255,"12255Albany","12255",12255,"Zone F - Capital","National Grid","Albany","Capital Region","Capital District","Capital District","Capital District",null,"Zone F - Capital","Capital District","Capital District","Albany",null,"NYC","New York",10104,"Consolidated Edison","Consolidated Edison","Consolidated Edison","Consolidated Edison",0.22109999999999999,1.038,2.7546683333333313,3.06,2.8854408173076935]
[null,null,null,null,"Central Hudson Gas and Electric",null,null,2.149,null,12256,"12256Albany","12256",12256,"Zone F - Capital","National Grid","Albany","Capital Region","Capital District","Capital District","Capital District",null,"Zone F - Capital","Capital District","Capital District","Albany",null,"NYC","New York",10105,"Consolidated Edison","Consolidated Edison","Consolidated Edison","Consolidated Edison",0.22109999999999999,1.038,2.7546683333333313,3.06,2.8854408173076935]
[null,null,null,null,"Consolidated Edison",null,null,2.2799999999999998,null,12257,"12257Albany","12257",12257,"Zone F - Capital","National Grid","Albany","Capital Region","Capital District","Capital District","Capital District",null,"Zone F - Capital","Capital District","Capital District","Albany",null,"NYC","New York",10106,"Consolidated Edison","Consolidated Edison","Consolidated Edison","Consolidated Edison",0.22109999999999999,1.038,2.7546683333333313,3.06,2.8854408173076935]
[null,null,null,null,"Corning Natural Gas",null,null,1.3580000000000001,null,{"$f":"L68*1","v":12260},"12260Albany","12260",12260,"Zone F - Capital","National Grid","Albany","Capital Region","Capital District","Capital District","Capital District",null,"Zone F - Capital","Capital District","Capital District","Albany",null,{"$f":"VLOOKUP(AC68,J:R,9,)","v":"NYC"},"New York",10107,"Consolidated Edison","Consolidated Edison","Consolidated Edison","Consolidated Edison",0.22109999999999999,1.038,2.7546683333333313,3.06,2.8854408173076935]
[null,null,null,null,"National Grid - Long Island",null,null,1.667,null,12261,"12261Albany","12261",12261,"Zone F - Capital","National Grid","Albany","Capital Region","Capital District","Capital District","Capital District",null,"Zone F - Capital","Capital District","Capital District","Albany",null,"NYC","New York",10108,"Consolidated Edison","Consolidated Edison","Consolidated Edison","Consolidated Edison",0.22109999999999999,1.038,2.7546683333333313,3.06,2.8854408173076935]
[null,null,null,null,"National Fuel Gas Distribution",null,null,1.0609999999999999,null,12288,"12288Albany","12288",12288,"Zone F - Capital","National Grid","Albany","Capital Region","Capital District","Capital District","Capital District",null,"Zone F - Capital","Capital District","Capital District","Albany",null,"NYC","New York",10109,"Consolidated Edison","Consolidated Edison","Consolidated Edison","Consolidated Edison",0.22109999999999999,1.038,2.7546683333333313,3.06,2.8854408173076935]
[null,null,null,null,"New York State Electric and Gas",null,null,1.157,null,12183,"12183Albany","12183",12183,"Zone F - Capital","Municipal Utilities","Albany","Capital Region","Capital District","Capital District","Capital District",null,"Zone F - Capital","Capital District","Capital District","Albany",null,"NYC","New York",10110,"Consolidated Edison","Consolidated Edison","Consolidated Edison","Consolidated Edison",0.22109999999999999,1.038,2.7546683333333313,3.06,2.8854408173076935]
[null,null,null,null,"National Grid - Upstate",null,null,1.083,null,12007,"12007Albany","12007",12007,"Zone G - Hudson Valley","National Grid","Albany","Capital Region","Capital District","Capital District","Capital District",null,"Zone G - Hudson Valley","Capital District","Capital District","Albany",null,"NYC","New York",10111,"Consolidated Edison","Consolidated Edison","Consolidated Edison","Consolidated Edison",0.22109999999999999,1.038,2.7546683333333313,3.06,2.8854408173076935]
[null,null,null,null,"Orange and Rockland",null,null,1.5509999999999999,null,12046,"12046Albany","12046",12046,"Zone G - Hudson Valley","National Grid","Albany","Capital Region","Capital District","Capital District","Capital District",null,"Zone G - Hudson Valley","Capital District","Capital District","Albany",null,"NYC","New York",10112,"Consolidated Edison","Consolidated Edison","Consolidated Edison","Consolidated Edison",0.22109999999999999,1.038,2.7546683333333313,3.06,2.8854408173076935]
[null,null,null,null,"St. Lawrence",null,null,1.282,null,12045,"12045Albany","12045",12045,"Zone G - Hudson Valley","Central Hudson Gas and Electric","Albany","Capital Region","Capital District","Capital District","Capital District",null,"Zone G - Hudson Valley","Capital District","Capital District","Albany",null,"NYC","New York",10113,"Consolidated Edison","Consolidated Edison","Consolidated Edison","Consolidated Edison",0.22109999999999999,1.038,2.7546683333333313,3.06,2.8854408173076935]
[null,null,null,null,"Rochester Gas and Electric",null,null,1,null,12055,"12055Albany","12055",12055,"Zone G - Hudson Valley","Central Hudson Gas and Electric","Albany","Capital Region","Capital District","Capital District","Capital District",null,"Zone G - Hudson Valley","Capital District","Capital District","Albany",null,"NYC","New York",10114,"Consolidated Edison","Consolidated Edison","Consolidated Edison","Consolidated Edison",0.22109999999999999,1.038,2.7546683333333313,3.06,2.8854408173076935]
[null,null,null,null,null,null,null,null,null,12120,"12120Albany","12120",12120,"Zone G - Hudson Valley","Central Hudson Gas and Electric","Albany","Capital Region","Capital District","Capital District","Capital District",null,"Zone G - Hudson Valley","Capital District","Capital District","Albany",null,"NYC","New York",10115,"Consolidated Edison","Consolidated Edison","Consolidated Edison","Consolidated Edison",0.22109999999999999,1.038,2.7546683333333313,3.06,2.8854408173076935]
[null,null,null,null,"Heating Oil (Home Monitoring Program)",null,null,"2022-2023 Avg",null,12143,"12143Albany","12143",12143,"Zone G - Hudson Valley","Central Hudson Gas and Electric","Albany","Capital Region","Capital District","Capital District","Capital District",null,"Zone G - Hudson Valley","Capital District","Capital District","Albany",null,"NYC","New York",10116,"Consolidated Edison","Consolidated Edison","Consolidated Edison","Consolidated Edison",0.22109999999999999,1.038,2.7546683333333313,3.06,2.8854408173076935]
[null,null,null,null,"Region",null,null,"$ / Gal",null,12147,"12147Albany","12147",12147,"Zone G - Hudson Valley","Central Hudson Gas and Electric","Albany","Capital Region","Capital District","Capital District","Capital District",null,"Zone G - Hudson Valley","Capital District","Capital District","Albany",null,"NYC","New York",10117,"Consolidated Edison","Consolidated Edison","Consolidated Edison","Consolidated Edison",0.22109999999999999,1.038,2.7546683333333313,3.06,2.8854408173076935]
[null,null,null,null,"Long Island",null,null,4.3899999999999997,null,12193,"12193Albany","12193",12193,"Zone G - Hudson Valley","Central Hudson Gas and Electric","Albany","Capital Region","Capital District","Capital District","Capital District",null,"Zone G - Hudson Valley","Capital District","Capital District","Albany",null,"NYC","New York",10118,"Consolidated Edison","Consolidated Edison","Consolidated Edison","Consolidated Edison",0.22109999999999999,1.038,2.7546683333333313,3.06,2.8854408173076935]
[null,null,null,null,"NYC",null,null,4.41,null,12469,"12469Albany","12469",12469,"Zone G - Hudson Valley","Central Hudson Gas and Electric","Albany","Capital Region","Capital District","Capital District","Capital District",null,"Zone G - Hudson Valley","Capital District","Capital District","Binghamton",null,"NYC","New York",10119,"Consolidated Edison","Consolidated Edison","Consolidated Edison","Consolidated Edison",0.22109999999999999,1.038,2.7546683333333313,3.06,2.8854408173076935]
[null,null,null,null,"Lower Hudson",null,null,4.3499999999999996,null,14029,"14029Allegany","14029",14029,"Zone A - West","National Grid","Allegany","Western New York","Western","Western","Western",null,"Zone A - West","Western","Western Region","Buffalo",null,"NYC","New York",10120,"Consolidated Edison","Consolidated Edison","Consolidated Edison","Consolidated Edison",0.22109999999999999,1.038,2.7546683333333313,3.06,2.8854408173076935]
[null,null,null,null,"Upper Hudson",null,null,4.3499999999999996,null,14727,"14727Allegany","14727",14727,"Zone A - West","National Grid","Allegany","Western New York","Western","Western","Western",null,"Zone A - West","Western","Western Region","Buffalo",null,"NYC","New York",10121,"Consolidated Edison","Consolidated Edison","Consolidated Edison","Consolidated Edison",0.22109999999999999,1.038,2.7546683333333313,3.06,2.8854408173076935]
[null,null,null,null,"Capital District",null,null,4.13,null,14786,"14786Allegany","14786",14786,"Zone A - West","National Grid","Allegany","Western New York","Western","Western","Western",null,"Zone A - West","Western","Western Region","Buffalo",null,"NYC","New York",10122,"Consolidated Edison","Consolidated Edison","Consolidated Edison","Consolidated Edison",0.22109999999999999,1.038,2.7546683333333313,3.06,2.8854408173076935]
[null,null,null,null,"North Country",null,null,4.32,null,14709,"14709Allegany","14709",14709,"Zone B - Genesee","Rochester Gas and Electric","Allegany","Western New York","Western","Western","Western",null,"Zone B - Genesee","Western","Western Region","Buffalo",null,"NYC","New York",10123,"Consolidated Edison","Consolidated Edison","Consolidated Edison","Consolidated Edison",0.22109999999999999,1.038,2.7546683333333313,3.06,2.8854408173076935]
[null,null,null,null,"Central",null,null,4.18,null,14711,"14711Allegany","14711",14711,"Zone B - Genesee","Rochester Gas and Electric","Allegany","Western New York","Western","Western","Western",null,"Zone B - Genesee","Western","Western Region","Buffalo",null,"NYC","New York",10124,"Consolidated Edison","Consolidated Edison","Consolidated Edison","Consolidated Edison",0.22109999999999999,1.038,2.7546683333333313,3.06,2.8854408173076935]
[null,null,null,null,"Western",null,null,4.59,null,14715,"14715Allegany","14715",14715,"Zone B - Genesee","Rochester Gas and Electric","Allegany","Western New York","Western","Western","Western",null,"Zone B - Genesee","Western","Western Region","Buffalo",null,"NYC","New York",10125,"Consolidated Edison","Consolidated Edison","Consolidated Edison","Consolidated Edison",0.22109999999999999,1.038,2.7546683333333313,3.06,2.8854408173076935]
[null,null,null,null,null,null,null,null,null,14717,"14717Allegany","14717",14717,"Zone B - Genesee","Rochester Gas and Electric","Allegany","Western New York","Western","Western","Western",null,"Zone B - Genesee","Western","Western Region","Buffalo",null,"NYC","New York",10126,"Consolidated Edison","Consolidated Edison","Consolidated Edison","Consolidated Edison",0.22109999999999999,1.038,2.7546683333333313,3.06,2.8854408173076935]
[null,null,null,null,"Zip",{"$f":"VLOOKUP(B2,$M$2:$R$2159,6,)","v":{"$error":"#N/A"}},null,{"$f":"VLOOKUP(F88,E79:H86,4,)","v":{"$error":"#N/A"}},null,14721,"14721Allegany","14721",14721,"Zone B - Genesee","Rochester Gas and Electric","Allegany","Western New York","Western","Western","Western",null,"Zone B - Genesee","Western","Western Region","Buffalo",null,"NYC","New York",10128,"Consolidated Edison","Consolidated Edison","Consolidated Edison","Consolidated Edison",0.22109999999999999,1.038,2.7546683333333313,3.06,2.8854408173076935]
[null,null,null,null,"County",{"$f":"VLOOKUP(B3,P2:R2159,3,)","v":{"$error":"#N/A"}},null,{"$f":"VLOOKUP(F89,E79:H86,4,)","v":{"$error":"#N/A"}},null,14735,"14735Allegany","14735",14735,"Zone B - Genesee","Rochester Gas and Electric","Allegany","Western New York","Western","Western","Western",null,"Zone B - Genesee","Western","Western Region","Buffalo",null,"NYC","New York",10129,"Consolidated Edison","Consolidated Edison","Consolidated Edison","Consolidated Edison",0.22109999999999999,1.038,2.7546683333333313,3.06,2.8854408173076935]
[null,null,null,null,null,"Final",null,{"$f":"IF(ISERROR(H88),H89,H88)","v":{"$error":"#N/A"}},null,14739,"14739Allegany","14739",14739,"Zone B - Genesee","Rochester Gas and Electric","Allegany","Western New York","Western","Western","Western",null,"Zone B - Genesee","Western","Western Region","Buffalo",null,"NYC","New York",10130,"Consolidated Edison","Consolidated Edison","Consolidated Edison","Consolidated Edison",0.22109999999999999,1.038,2.7546683333333313,3.06,2.8854408173076935]
[null,null,null,null,null,null,null,null,null,14744,"14744Allegany","14744",14744,"Zone B - Genesee","Rochester Gas and Electric","Allegany","Western New York","Western","Western","Western",null,"Zone B - Genesee","Western","Western Region","Buffalo",null,"NYC","New York",10131,"Consolidated Edison","Consolidated Edison","Consolidated Edison","Consolidated Edison",0.22109999999999999,1.038,2.7546683333333313,3.06,2.8854408173076935]
[null,null,null,null,null,null,null,null,null,14745,"14745Allegany","14745",14745,"Zone B - Genesee","Rochester Gas and Electric","Allegany","Western New York","Western","Western","Western",null,"Zone B - Genesee","Western","Western Region","Buffalo",null,"NYC","New York",10132,"Consolidated Edison","Consolidated Edison","Consolidated Edison","Consolidated Edison",0.22109999999999999,1.038,2.7546683333333313,3.06,2.8854408173076935]
[null,null,null,null,"Kerosene (Home Monitoring Program)",null,null,"2022-2023 Avg",null,14754,"14754Allegany","14754",14754,"Zone B - Genesee","Rochester Gas and Electric","Allegany","Western New York","Western","Western","Western",null,"Zone B - Genesee","Western","Western Region","Buffalo",null,"NYC","New York",10133,"Consolidated Edison","Consolidated Edison","Consolidated Edison","Consolidated Edison",0.22109999999999999,1.038,2.7546683333333313,3.06,2.8854408173076935]
[null,null,null,null,"Region",null,null,"$ / Gal",null,14774,"14774Allegany","14774",14774,"Zone B - Genesee","Rochester Gas and Electric","Allegany","Western New York","Western","Western","Western",null,"Zone B - Genesee","Western","Western Region","Buffalo",null,"NYC","New York",10138,"Consolidated Edison","Consolidated Edison","Consolidated Edison","Consolidated Edison",0.22109999999999999,1.038,2.7546683333333313,3.06,2.8854408173076935]
[null,null,null,null,"Mid-Hudson",null,null,5.61,null,14777,"14777Allegany","14777",14777,"Zone B - Genesee","Rochester Gas and Electric","Allegany","Western New York","Western","Western","Western",null,"Zone B - Genesee","Western","Western Region","Buffalo",null,{"$error":"#N/A"},"New York",10149,"Consolidated Edison","Consolidated Edison",null,null,0.13370000000000001,1.403,2.7546683333333313,3.06,2.8854408173076935]
[null,null,null,null,"Capital District",null,null,5.3,null,14813,"14813Allegany","14813",14813,"Zone B - Genesee","Rochester Gas and Electric","Allegany","Western New York","Western","Western","Western",null,"Zone B - Genesee","Western","Western Region","Buffalo",null,"NYC","New York",10150,"Consolidated Edison","Consolidated Edison","Consolidated Edison","Consolidated Edison",0.22109999999999999,1.038,2.7546683333333313,3.06,2.8854408173076935]
[null,null,null,null,"North Country",null,null,5.16,null,14707,"14707Allegany","14707",14707,"Zone B - Genesee","National Grid","Allegany","Western New York","Western","Western","Western",null,"Zone B - Genesee","Western","Western Region","Buffalo",null,"NYC","New York",10151,"Consolidated Edison","Consolidated Edison","Consolidated Edison","Consolidated Edison",0.22109999999999999,1.038,2.7546683333333313,3.06,2.8854408173076935]
[null,null,null,null,"Central",null,null,5.0199999999999996,null,14708,"14708Allegany","14708",14708,"Zone B - Genesee","National Grid","Allegany","Western New York","Western","Western","Western",null,"Zone B - Genesee","Western","Western Region","Buffalo",null,"NYC","New York",10152,"Consolidated Edison","Consolidated Edison","Consolidated Edison","Consolidated Edison",0.22109999999999999,1.038,2.7546683333333313,3.06,2.8854408173076935]
[null,null,null,null,"Western",null,null,5.34,null,14714,"14714Allegany","14714",14714,"Zone B - Genesee","National Grid","Allegany","Western New York","Western","Western","Western",null,"Zone B - Genesee","Western","Western Region","Buffalo",null,"NYC","New York",10153,"Consolidated Edison","Consolidated Edison","Consolidated Edison","Consolidated Edison",0.22109999999999999,1.038,2.7546683333333313,3.06,2.8854408173076935]
[null,null,null,null,null,null,null,null,null,14880,"14880Allegany","14880",14880,"Zone B - Genesee","National Grid","Allegany","Western New York","Western","Western","Western",null,"Zone B - Genesee","Western","Western Region","Buffalo",null,"NYC","New York",10154,"Consolidated Edison","Consolidated Edison","Consolidated Edison","Consolidated Edison",0.22109999999999999,1.038,2.7546683333333313,3.06,2.8854408173076935]
[null,null,null,null,"Zip",{"$f":"VLOOKUP(B2,$M$2:$S$2159,7,)","v":{"$error":"#N/A"}},null,{"$f":"VLOOKUP(F101,E95:H99,4,)","v":{"$error":"#N/A"}},null,14897,"14897Allegany","14897",14897,"Zone C - Central","National Grid","Allegany","Western New York","Western","Western","Western",null,"Zone C - Central","Western","Western Region","Buffalo",null,"NYC","New York",10155,"Consolidated Edison","Consolidated Edison","Consolidated Edison","Consolidated Edison",0.22109999999999999,1.038,2.7546683333333313,3.06,2.8854408173076935]
[null,null,null,null,"County",{"$f":"VLOOKUP(B3,P2:S2159,4,)","v":{"$error":"#N/A"}},null,{"$f":"VLOOKUP(F102,E95:H99,4,)","v":{"$error":"#N/A"}},null,14802,"14802Allegany","14802",14802,"Zone C - Central","New York State Electric and Gas","Allegany","Western New York","Western","Western","Western",null,"Zone C - Central","Western","Western Region","Buffalo",null,"NYC","New York",10156,"Consolidated Edison","Consolidated Edison","Consolidated Edison","Consolidated Edison",0.22109999999999999,1.038,2.7546683333333313,3.06,2.8854408173076935]
[" ",null,null,null,null,"Final",null,{"$f":"IF(ISERROR(H101),H102,H101)","v":{"$error":"#N/A"}},null,14803,"14803Allegany","14803",14803,"Zone C - Central","New York State Electric and Gas","Allegany","Western New York","Western","Western","Western",null,"Zone C - Central","Western","Western Region","Buffalo",null,"NYC","New York",10157,"Consolidated Edison","Consolidated Edison","Consolidated Edison","Consolidated Edison",0.22109999999999999,1.038,2.7546683333333313,3.06,2.8854408173076935]
[null,null,null,null,null,null,null,null,null,14804,"14804Allegany","14804",14804,"Zone C - Central","New York State Electric and Gas","Allegany","Western New York","Western","Western","Western",null,"Zone C - Central","Western","Western Region","Buffalo",null,"NYC","New York",10158,"Consolidated Edison","Consolidated Edison","Consolidated Edison","Consolidated Edison",0.22109999999999999,1.038,2.7546683333333313,3.06,2.8854408173076935]
[null,null,null,null,"Propane (Home Monitoring Program)",null,null,"2022-2023 Avg",null,14822,"14822Allegany","14822",14822,"Zone C - Central","New York State Electric and Gas","Allegany","Western New York","Western","Western","Western",null,"Zone C - Central","Western","Western Region","Buffalo",null,"NYC","New York",10159,"Consolidated Edison","Consolidated Edison","Consolidated Edison","Consolidated Edison",0.22109999999999999,1.038,2.7546683333333313,3.06,2.8854408173076935]
[null,null,null,null,"Region",null,null,"$ / Gal",null,14884,"14884Allegany","14884",14884,"Zone C - Central","New York State Electric and Gas","Allegany","Western New York","Western","Western","Western",null,"Zone C - Central","Western","Western Region","Buffalo",null,"NYC","New York",10160,"Consolidated Edison","Consolidated Edison","Consolidated Edison","Consolidated Edison",0.22109999999999999,1.038,2.7546683333333313,3.06,2.8854408173076935]
[null,null,null,null,"Long Island",null,null,4.0199999999999996,null,14806,"14806Allegany","14806",14806,"Zone C - Central","Municipal Utilities","Allegany","Western New York","Western","Western","Western",null,"Zone C - Central","Western","Western Region","Buffalo",null,"NYC","New York",10161,"Consolidated Edison","Consolidated Edison","Consolidated Edison","Consolidated Edison",0.22109999999999999,1.038,2.7546683333333313,3.06,2.8854408173076935]
[null,null,null,null,"Mid-Hudson",null,null,3.56,null,14895,"14895Allegany","14895",14895,"Zone C - Central","Municipal Utilities","Allegany","Western New York","Western","Western","Western",null,"Zone C - Central","Western","Western Region","Buffalo",null,"NYC","New York",10162,"Consolidated Edison","Consolidated Edison","Consolidated Edison","Consolidated Edison",0.22109999999999999,1.038,2.7546683333333313,3.06,2.8854408173076935]
[null,null,null,null,"Capital District",null,null,3.06,null,10453,"10453Bronx","10453",10453,"Zone I - Dunwoodie","Consolidated Edison","Bronx","New York City","NYC",{"$error":"#N/A"},{"$error":"#N/A"},null,"Zone I - Dunwoodie","NYC","","New York",null,"NYC","New York",10163,"Consolidated Edison","Consolidated Edison","Consolidated Edison","Consolidated Edison",0.22109999999999999,1.038,2.7546683333333313,3.06,2.8854408173076935]
[null,null,null,null,"North Country",null,null,3.39,null,10458,"10458Bronx","10458",10458,"Zone I - Dunwoodie","Consolidated Edison","Bronx","New York City","NYC",{"$error":"#N/A"},{"$error":"#N/A"},"ConEd NYC","Zone I - Dunwoodie","NYC","","New York",null,"NYC","New York",10164,"Consolidated Edison","Consolidated Edison","Consolidated Edison","Consolidated Edison",0.22109999999999999,1.038,2.7546683333333313,3.06,2.8854408173076935]
[null,null,null,null,"Central",null,null,3.08,null,10463,"10463Bronx","10463",10463,"Zone I - Dunwoodie","Consolidated Edison","Bronx","New York City","NYC",{"$error":"#N/A"},{"$error":"#N/A"},"ConEd NYC","Zone I - Dunwoodie","NYC","","New York",null,"NYC","New York",10165,"Consolidated Edison","Consolidated Edison","Consolidated Edison","Consolidated Edison",0.22109999999999999,1.038,2.7546683333333313,3.06,2.8854408173076935]
[null,null,null,null,"Western",null,null,3.03,null,10466,"10466Bronx","10466",10466,"Zone I - Dunwoodie","Consolidated Edison","Bronx","New York City","NYC",{"$error":"#N/A"},{"$error":"#N/A"},"ConEd NYC","Zone I - Dunwoodie","NYC","","New York",null,"NYC","New York",10166,"Consolidated Edison","Consolidated Edison","Consolidated Edison","Consolidated Edison",0.22109999999999999,1.038,2.7546683333333313,3.06,2.8854408173076935]
[null,null,null,null,null,null,null,null,null,10467,"10467Bronx","10467",10467,"Zone I - Dunwoodie","Consolidated Edison","Bronx","New York City","NYC",{"$error":"#N/A"},{"$error":"#N/A"},"ConEd NYC","Zone I - Dunwoodie","NYC","","New York",null,"NYC","New York",10167,"Consolidated Edison","Consolidated Edison","Consolidated Edison","Consolidated Edison",0.22109999999999999,1.038,2.7546683333333313,3.06,2.8854408173076935]
[null,null,null,null,"Zip",{"$f":"VLOOKUP(B2,$M$2:$T$2159,8,)","v":{"$error":"#N/A"}},null,{"$f":"VLOOKUP(F114,E107:H112,4,)","v":{"$error":"#N/A"}},null,10468,"10468Bronx","10468",10468,"Zone I - Dunwoodie","Consolidated Edison","Bronx","New York City","NYC",{"$error":"#N/A"},{"$error":"#N/A"},"ConEd NYC","Zone I - Dunwoodie","NYC","","New York",null,"NYC","New York",10168,"Consolidated Edison","Consolidated Edison","Consolidated Edison","Consolidated Edison",0.22109999999999999,1.038,2.7546683333333313,3.06,2.8854408173076935]
[null,null,null,null,"County",{"$f":"VLOOKUP(B3,P2:T2159,5,)","v":{"$error":"#N/A"}},null,{"$f":"VLOOKUP(F115,E107:H112,4,)","v":{"$error":"#N/A"}},null,10469,"10469Bronx","10469",10469,"Zone I - Dunwoodie","Consolidated Edison","Bronx","New York City","NYC",{"$error":"#N/A"},{"$error":"#N/A"},"ConEd NYC","Zone I - Dunwoodie","NYC","","New York",null,"NYC","New York",10169,"Consolidated Edison","Consolidated Edison","Consolidated Edison","Consolidated Edison",0.22109999999999999,1.038,2.7546683333333313,3.06,2.8854408173076935]
[null,null,null,null,null,"Final",null,{"$f":"IF(ISERROR(H114),H115,H114)","v":{"$error":"#N/A"}},null,10470,"10470Bronx","10470",10470,"Zone I - Dunwoodie","Consolidated Edison","Bronx","New York City","NYC",{"$error":"#N/A"},{"$error":"#N/A"},"ConEd NYC","Zone I - Dunwoodie","NYC","","New York",null,"NYC","New York",10170,"Consolidated Edison","Consolidated Edison","Consolidated Edison","Consolidated Edison",0.22109999999999999,1.038,2.7546683333333313,3.06,2.8854408173076935]
[null,null,null,null,null,null,null,null,null,10471,"10471Bronx","10471",10471,"Zone I - Dunwoodie","Consolidated Edison","Bronx","New York City","NYC",{"$error":"#N/A"},{"$error":"#N/A"},"ConEd NYC","Zone I - Dunwoodie","NYC","","New York",null,"NYC","New York",10171,"Consolidated Edison","Consolidated Edison","Consolidated Edison","Consolidated Edison",0.22109999999999999,1.038,2.7546683333333313,3.06,2.8854408173076935]
[null,null,null,null,"Pellet Wood (Home Monitoring Program)",null,null,"2022-2023 Avg",null,10475,"10475Bronx","10475",10475,"Zone I - Dunwoodie","Consolidated Edison","Bronx","New York City","NYC",{"$error":"#N/A"},{"$error":"#N/A"},"ConEd NYC","Zone I - Dunwoodie","NYC","","New York",null,"NYC","New York",10172,"Consolidated Edison","Consolidated Edison","Consolidated Edison","Consolidated Edison",0.22109999999999999,1.038,2.7546683333333313,3.06,2.8854408173076935]
[null,null,null,null,"Region",null,null,"$ / Ton",null,10451,"10451Bronx","10451",10451,"Zone J - New York City","Consolidated Edison","Bronx","New York City","NYC",{"$error":"#N/A"},{"$error":"#N/A"},"ConEd NYC","Zone J - New York City","NYC","","New York",null,"NYC","New York",10173,"Consolidated Edison","Consolidated Edison","Consolidated Edison","Consolidated Edison",0.22109999999999999,1.038,2.7546683333333313,3.06,2.8854408173076935]
[null,null,null,null,"Long Island",null,null,298.69,null,10452,"10452Bronx","10452",10452,"Zone J - New York City","Consolidated Edison","Bronx","New York City","NYC",{"$error":"#N/A"},{"$error":"#N/A"},"ConEd NYC","Zone J - New York City","NYC","","New York",null,"NYC","New York",10174,"Consolidated Edison","Consolidated Edison","Consolidated Edison","Consolidated Edison",0.22109999999999999,1.038,2.7546683333333313,3.06,2.8854408173076935]
[null,null,null,null,"Hudson Valley",null,null,284.20999999999998,null,10454,"10454Bronx","10454",10454,"Zone J - New York City","Consolidated Edison","Bronx","New York City","NYC",{"$error":"#N/A"},{"$error":"#N/A"},"ConEd NYC","Zone J - New York City","NYC","","New York",null,"NYC","New York",10175,"Consolidated Edison","Consolidated Edison","Consolidated Edison","Consolidated Edison",0.22109999999999999,1.038,2.7546683333333313,3.06,2.8854408173076935]
[null,null,null,null,"Capital District",null,null,271.99,null,10455,"10455Bronx","10455",10455,"Zone J - New York City","Consolidated Edison","Bronx","New York City","NYC",{"$error":"#N/A"},{"$error":"#N/A"},"ConEd NYC","Zone J - New York City","NYC","","New York",null,"NYC","New York",10176,"Consolidated Edison","Consolidated Edison","Consolidated Edison","Consolidated Edison",0.22109999999999999,1.038,2.7546683333333313,3.06,2.8854408173076935]
[null,null,null,null,"North Country",null,null,254.18,null,10456,"10456Bronx","10456",10456,"Zone J - New York City","Consolidated Edison","Bronx","New York City","NYC",{"$error":"#N/A"},{"$error":"#N/A"},"ConEd NYC","Zone J - New York City","NYC","","New York",null,"NYC","New York",10177,"Consolidated Edison","Consolidated Edison","Consolidated Edison","Consolidated Edison",0.22109999999999999,1.038,2.7546683333333313,3.06,2.8854408173076935]
[null,null,null,null,"Central Region",null,null,246.88,null,10457,"10457Bronx","10457",10457,"Zone J - New York City","Consolidated Edison","Bronx","New York City","NYC",{"$error":"#N/A"},{"$error":"#N/A"},"ConEd NYC","Zone J - New York City","NYC","","New York",null,"NYC","New York",10178,"Consolidated Edison","Consolidated Edison","Consolidated Edison","Consolidated Edison",0.22109999999999999,1.038,2.7546683333333313,3.06,2.8854408173076935]
[null,null,null,null,"Western Region",null,null,200.29,null,10459,"10459Bronx","10459",10459,"Zone J - New York City","Consolidated Edison","Bronx","New York City","NYC",{"$error":"#N/A"},{"$error":"#N/A"},"ConEd NYC","Zone J - New York City","NYC","","New York",null,"NYC","New York",10179,"Consolidated Edison","Consolidated Edison","Consolidated Edison","Consolidated Edison",0.22109999999999999,1.038,2.7546683333333313,3.06,2.8854408173076935]
[null,null,null,null,null,null,null,null,null,10460,"10460Bronx","10460",10460,"Zone J - New York City","Consolidated Edison","Bronx","New York City","NYC",{"$error":"#N/A"},{"$error":"#N/A"},"ConEd NYC","Zone J - New York City","NYC","","New York",null,"NYC","New York",10185,"Consolidated Edison","Consolidated Edison","Consolidated Edison","Consolidated Edison",0.22109999999999999,1.038,2.7546683333333313,3.06,2.8854408173076935]
[null,null,null,null,"Zip",{"$f":"VLOOKUP(B2,$M$2:$X$215801,12,)","v":{"$error":"#N/A"}},null,{"$f":"VLOOKUP(F127,E120:H125,4,)","v":{"$error":"#N/A"}},null,10461,"10461Bronx","10461",10461,"Zone J - New York City","Consolidated Edison","Bronx","New York City","NYC",{"$error":"#N/A"},{"$error":"#N/A"},"ConEd NYC","Zone J - New York City","NYC","","New York",null,{"$error":"#N/A"},"New York",10197,"Consolidated Edison","Consolidated Edison",null,null,0.13370000000000001,1.403,2.7546683333333313,3.06,2.8854408173076935]
[null,null,null,null,"County",{"$f":"VLOOKUP(B3,P2:X21581,9,)","v":{"$error":"#N/A"}},null,{"$f":"VLOOKUP(F128,E120:H125,4,)","v":{"$error":"#N/A"}},null,10462,"10462Bronx","10462",10462,"Zone J - New York City","Consolidated Edison","Bronx","New York City","NYC",{"$error":"#N/A"},{"$error":"#N/A"},"ConEd NYC","Zone J - New York City","NYC","","New York",null,"NYC","New York",10199,"Consolidated Edison","Consolidated Edison","Consolidated Edison","Consolidated Edison",0.22109999999999999,1.038,2.7546683333333313,3.06,2.8854408173076935]
[null,null,null,null,null,"Final",null,{"$f":"IF(ISERROR(H127),H128,H127)","v":{"$error":"#N/A"}},null,10465,"10465Bronx","10465",10465,"Zone J - New York City","Consolidated Edison","Bronx","New York City","NYC",{"$error":"#N/A"},{"$error":"#N/A"},"ConEd NYC","Zone J - New York City","NYC","","New York",null,"NYC","New York",10203,"Consolidated Edison","Consolidated Edison","Consolidated Edison","Consolidated Edison",0.22109999999999999,1.038,2.7546683333333313,3.06,2.8854408173076935]
[null,null,null,null,null,null,null,null,null,10472,"10472Bronx","10472",10472,"Zone J - New York City","Consolidated Edison","Bronx","New York City","NYC",{"$error":"#N/A"},{"$error":"#N/A"},"ConEd NYC","Zone J - New York City","NYC","","New York",null,"NYC","New York",10211,"Consolidated Edison","Consolidated Edison","Consolidated Edison","Consolidated Edison",0.22109999999999999,1.038,2.7546683333333313,3.06,2.8854408173076935]
[null,null,null,null,null,null,null,null,null,10473,"10473Bronx","10473",10473,"Zone J - New York City","Consolidated Edison","Bronx","New York City","NYC",{"$error":"#N/A"},{"$error":"#N/A"},"ConEd NYC","Zone J - New York City","NYC","","New York",null,"NYC","New York",10212,"Consolidated Edison","Consolidated Edison","Consolidated Edison","Consolidated Edison",0.22109999999999999,1.038,2.7546683333333313,3.06,2.8854408173076935]
[null,null,null,null,null,null,null,null,null,{"$f":"L132*1","v":10474},"10474Bronx","10474",10474,"Zone J - New York City","Consolidated Edison","Bronx","New York City","NYC",{"$error":"#N/A"},{"$error":"#N/A"},"ConEd NYC","Zone J - New York City","NYC","","New York",null,{"$f":"VLOOKUP(AC132,J:R,9,)","v":"NYC"},"New York",10213,"Consolidated Edison","Consolidated Edison","Consolidated Edison","Consolidated Edison",0.22109999999999999,1.038,2.7546683333333313,3.06,2.8854408173076935]
[null,null,null,null,null,null,null,null,null,10464,"10464Bronx","10464",10464,null,null,"Bronx","New York City","NYC",{"$error":"#N/A"},{"$error":"#N/A"},"ConEd NYC","","NYC","","New York",null,"NYC","New York",10242,"Consolidated Edison","Consolidated Edison","Consolidated Edison","Consolidated Edison",0.22109999999999999,1.038,2.7546683333333313,3.06,2.8854408173076935]
[null,null,null,null,null,null,null,null,null,13737,"13737Broome","13737",13737,"Zone C - Central","New York State Electric and Gas","Broome","Southern Tier","Central","Central","Central","ConEd NYC","Zone C - Central","Central","Central Region","Binghamton",null,"NYC","New York",10249,"Consolidated Edison","Consolidated Edison","Consolidated Edison","Consolidated Edison",0.22109999999999999,1.038,2.7546683333333313,3.06,2.8854408173076935]
[null,null,null,null,null,null,null,null,null,13744,"13744Broome","13744",13744,"Zone C - Central","New York State Electric and Gas","Broome","Southern Tier","Central","Central","Central",null,"Zone C - Central","Central","Central Region","Binghamton",null,"NYC","New York",10256,"Consolidated Edison","Consolidated Edison","Consolidated Edison","Consolidated Edison",0.22109999999999999,1.038,2.7546683333333313,3.06,2.8854408173076935]
[null,null,null,null,null,null,null,null,null,13745,"13745Broome","13745",13745,"Zone C - Central","New York State Electric and Gas","Broome","Southern Tier","Central","Central","Central",null,"Zone C - Central","Central","Central Region","Binghamton",null,"NYC","New York",10257,"Consolidated Edison","Consolidated Edison","Consolidated Edison","Consolidated Edison",0.22109999999999999,1.038,2.7546683333333313,3.06,2.8854408173076935]
[null,null,null,null,null,null,null,null,null,13748,"13748Broome","13748",13748,"Zone C - Central","New York State Electric and Gas","Broome","Southern Tier","Central","Central","Central",null,"Zone C - Central","Central","Central Region","Binghamton",null,"NYC","New York",10258,"Consolidated Edison","Consolidated Edison","Consolidated Edison","Consolidated Edison",0.22109999999999999,1.038,2.7546683333333313,3.06,2.8854408173076935]
[null,null,null,null,null,null,null,null,null,13749,"13749Broome","13749",13749,"Zone C - Central","New York State Electric and Gas","Broome","Southern Tier","Central","Central","Central",null,"Zone C - Central","Central","Central Region","Binghamton",null,"NYC","New York",10259,"Consolidated Edison","Consolidated Edison","Consolidated Edison","Consolidated Edison",0.22109999999999999,1.038,2.7546683333333313,3.06,2.8854408173076935]
[null,null,null,null,null,null,null,null,null,13760,"13760Broome","13760",13760,"Zone C - Central","New York State Electric and Gas","Broome","Southern Tier","Central","Central","Central",null,"Zone C - Central","Central","Central Region","Binghamton",null,"NYC","New York",10260,"Consolidated Edison","Consolidated Edison","Consolidated Edison","Consolidated Edison",0.22109999999999999,1.038,2.7546683333333313,3.06,2.8854408173076935]
[null,null,null,null,null,null,null,null,null,13761,"13761Broome","13761",13761,"Zone C - Central","New York State Electric and Gas","Broome","Southern Tier","Central","Central","Central",null,"Zone C - Central","Central","Central Region","Binghamton",null,"NYC","New York",10261,"Consolidated Edison","Consolidated Edison","Consolidated Edison","Consolidated Edison",0.22109999999999999,1.038,2.7546683333333313,3.06,2.8854408173076935]
[null,null,null,null,null,null,null,null,null,13762,"13762Broome","13762",13762,"Zone C - Central","New York State Electric and Gas","Broome","Southern Tier","Central","Central","Central",null,"Zone C - Central","Central","Central Region","Binghamton",null,"NYC","New York",10265,"Consolidated Edison","Consolidated Edison","Consolidated Edison","Consolidated Edison",0.22109999999999999,1.038,2.7546683333333313,3.06,2.8854408173076935]
[null,null,null,null,null,null,null,null,null,13763,"13763Broome","13763",13763,"Zone C - Central","New York State Electric and Gas","Broome","Southern Tier","Central","Central","Central",null,"Zone C - Central","Central","Central Region","Binghamton",null,"NYC","New York",10268,"Consolidated Edison","Consolidated Edison","Consolidated Edison","Consolidated Edison",0.22109999999999999,1.038,2.7546683333333313,3.06,2.8854408173076935]
[null,null,null,null,null,null,null,null,null,13777,"13777Broome","13777",13777,"Zone C - Central","New York State Electric and Gas","Broome","Southern Tier","Central","Central","Central",null,"Zone C - Central","Central","Central Region","Binghamton",null,"NYC","New York",10269,"Consolidated Edison","Consolidated Edison","Consolidated Edison","Consolidated Edison",0.22109999999999999,1.038,2.7546683333333313,3.06,2.8854408173076935]
[null,null,null,null,null,null,null,null,null,13790,"13790Broome","13790",13790,"Zone C - Central","New York State Electric and Gas","Broome","Southern Tier","Central","Central","Central",null,"Zone C - Central","Central","Central Region","Binghamton",null,"NYC","New York",10270,"Consolidated Edison","Consolidated Edison","Consolidated Edison","Consolidated Edison",0.22109999999999999,1.038,2.7546683333333313,3.06,2.8854408173076935]
[null,null,null,null,null,null,null,null,null,13794,"13794Broome","13794",13794,"Zone C - Central","New York State Electric and Gas","Broome","Southern Tier","Central","Central","Central",null,"Zone C - Central","Central","Central Region","Binghamton",null,"NYC","New York",10271,"Consolidated Edison","Consolidated Edison","Consolidated Edison","Consolidated Edison",0.22109999999999999,1.038,2.7546683333333313,3.06,2.8854408173076935]
[null,null,null,null,null,null,null,null,null,13795,"13795Broome","13795",13795,"Zone C - Central","New York State Electric and Gas","Broome","Southern Tier","Central","Central","Central",null,"Zone C - Central","Central","Central Region","Binghamton",null,"NYC","New York",10272,"Consolidated Edison","Consolidated Edison","Consolidated Edison","Consolidated Edison",0.22109999999999999,1.038,2.7546683333333313,3.06,2.8854408173076935]
[null,null,null,null,null,null,null,null,null,13797,"13797Broome","13797",13797,"Zone C - Central","New York State Electric and Gas","Broome","Southern Tier","Central","Central","Central",null,"Zone C - Central","Central","Central Region","Binghamton",null,"NYC","New York",10273,"Consolidated Edison","Consolidated Edison","Consolidated Edison","Consolidated Edison",0.22109999999999999,1.038,2.7546683333333313,3.06,2.8854408173076935]
[null,null,null,null,null,null,null,null,null,13802,"13802Broome","13802",13802,"Zone C - Central","New York State Electric and Gas","Broome","Southern Tier","Central","Central","Central",null,"Zone C - Central","Central","Central Region","Binghamton",null,"NYC","New York",10274,"Consolidated Edison","Consolidated Edison","Consolidated Edison","Consolidated Edison",0.22109999999999999,1.038,2.7546683333333313,3.06,2.8854408173076935]
[null,null,null,null,null,null,null,null,null,13833,"13833Broome","13833",13833,"Zone C - Central","New York State Electric and Gas","Broome","Southern Tier","Central","Central","Central",null,"Zone C - Central","Central","Central Region","Binghamton",null,"NYC","New York",10275,"Consolidated Edison","Consolidated Edison","Consolidated Edison","Consolidated Edison",0.22109999999999999,1.038,2.7546683333333313,3.06,2.8854408173076935]
[null,null,null,null,null,null,null,null,null,13848,"13848Broome","13848",13848,"Zone C - Central","New York State Electric and Gas","Broome","Southern Tier","Central","Central","Central",null,"Zone C - Central","Central","Central Region","Binghamton",null,"NYC","New York",10276,"Consolidated Edison","Consolidated Edison","Consolidated Edison","Consolidated Edison",0.22109999999999999,1.038,2.7546683333333313,3.06,2.8854408173076935]
[null,null,null,null,null,null,null,null,null,13850,"13850Broome","13850",13850,"Zone C - Central","New York State Electric and Gas","Broome","Southern Tier","Central","Central","Central",null,"Zone C - Central","Central","Central Region","Binghamton",null,"NYC","New York",10277,"Consolidated Edison","Consolidated Edison","Consolidated Edison","Consolidated Edison",0.22109999999999999,1.038,2.7546683333333313,3.06,2.8854408173076935]
[null,null,null,null,null,null,null,null,null,13851,"13851Broome","13851",13851,"Zone C - Central","New York State Electric and Gas","Broome","Southern Tier","Central","Central","Central",null,"Zone C - Central","Central","Central Region","Binghamton",null,"NYC","New York",10278,"Consolidated Edison","Consolidated Edison","Consolidated Edison","Consolidated Edison",0.22109999999999999,1.038,2.7546683333333313,3.06,2.8854408173076935]
[null,null,null,null,null,null,null,null,null,13862,"13862Broome","13862",13862,"Zone C - Central","New York State Electric and Gas","Broome","Southern Tier","Central","Central","Central",null,"Zone C - Central","Central","Central Region","Binghamton",null,"NYC","New York",10279,"Consolidated Edison","Consolidated Edison","Consolidated Edison","Consolidated Edison",0.22109999999999999,1.038,2.7546683333333313,3.06,2.8854408173076935]
[null,null,null,null,null,null,null,null,null,13865,"13865Broome","13865",13865,"Zone C - Central","New York State Electric and Gas","Broome","Southern Tier","Central","Central","Central",null,"Zone C - Central","Central","Central Region","Binghamton",null,"NYC","New York",10280,"Consolidated Edison","Consolidated Edison","Consolidated Edison","Consolidated Edison",0.22109999999999999,1.038,2.7546683333333313,3.06,2.8854408173076935]
[null,null,null,null,null,null,null,null,null,13901,"13901Broome","13901",13901,"Zone C - Central","New York State Electric and Gas","Broome","Southern Tier","Central","Central","Central",null,"Zone C - Central","Central","Central Region","Binghamton",null,"NYC","New York",10281,"Consolidated Edison","Consolidated Edison","Consolidated Edison","Consolidated Edison",0.22109999999999999,1.038,2.7546683333333313,3.06,2.8854408173076935]
[null,null,null,null,null,null,null,null,null,13902,"13902Broome","13902",13902,"Zone C - Central","New York State Electric and Gas","Broome","Southern Tier","Central","Central","Central",null,"Zone C - Central","Central","Central Region","Binghamton",null,"NYC","New York",10282,"Consolidated Edison","Consolidated Edison","Consolidated Edison","Consolidated Edison",0.22109999999999999,1.038,2.7546683333333313,3.06,2.8854408173076935]
[null,null,null,null,null,null,null,null,null,13903,"13903Broome","13903",13903,"Zone C - Central","New York State Electric and Gas","Broome","Southern Tier","Central","Central","Central",null,"Zone C - Central","Central","Central Region","Binghamton",null,"NYC","New York",10285,"Consolidated Edison","Consolidated Edison","Consolidated Edison","Consolidated Edison",0.22109999999999999,1.038,2.7546683333333313,3.06,2.8854408173076935]
[null,null,null,null,null,null,null,null,null,13904,"13904Broome","13904",13904,"Zone C - Central","New York State Electric and Gas","Broome","Southern Tier","Central","Central","Central",null,"Zone C - Central","Central","Central Region","Binghamton",null,"NYC","New York",10286,"Consolidated Edison","Consolidated Edison","Consolidated Edison","Consolidated Edison",0.22109999999999999,1.038,2.7546683333333313,3.06,2.8854408173076935]
[null,null,null,null,null,null,null,null,null,13905,"13905Broome","13905",13905,"Zone C - Central","New York State Electric and Gas","Broome","Southern Tier","Central","Central","Central",null,"Zone C - Central","Central","Central Region","Binghamton",null,"NYC","New York",10292,"Consolidated Edison","Consolidated Edison","Consolidated Edison","Consolidated Edison",0.22109999999999999,1.038,2.7546683333333313,3.06,2.8854408173076935]
[null,null,null,null,null,null,null,null,null,13754,"13754Broome","13754",13754,"Zone E - Mohawk Valley","New York State Electric and Gas","Broome","Southern Tier","Central","Central","Central",null,"Zone E - Mohawk Valley","Central","Central Region","Binghamton",null,"NYC","Richmond",10301,"Consolidated Edison","KeySpan Energy Delivery New York (KEDNY)","Consolidated Edison","National Grid",0.22109999999999999,1.038,2.7546683333333313,3.06,2.8854408173076935]
[null,null,null,null,null,null,null,null,null,13787,"13787Broome","13787",13787,"Zone E - Mohawk Valley","New York State Electric and Gas","Broome","Southern Tier","Central","Central","Central",null,"Zone E - Mohawk Valley","Central","Central Region","Binghamton",null,"NYC","Richmond",10302,"Consolidated Edison","KeySpan Energy Delivery New York (KEDNY)","Consolidated Edison","National Grid",0.22109999999999999,1.038,2.7546683333333313,3.06,2.8854408173076935]
[null,null,null,null,null,null,null,null,null,13813,"13813Broome","13813",13813,"Zone E - Mohawk Valley","New York State Electric and Gas","Broome","Southern Tier","Central","Central","Central",null,"Zone E - Mohawk Valley","Central","Central Region","Binghamton",null,"NYC","Richmond",10303,"Consolidated Edison","KeySpan Energy Delivery New York (KEDNY)","Consolidated Edison","National Grid",0.22109999999999999,1.038,2.7546683333333313,3.06,2.8854408173076935]
[null,null,null,null,null,null,null,null,null,13826,"13826Broome","13826",13826,"Zone E - Mohawk Valley","New York State Electric and Gas","Broome","Southern Tier","Central","Central","Central",null,"Zone E - Mohawk Valley","Central","Central Region","Binghamton",null,"NYC","Richmond",10304,"Consolidated Edison","KeySpan Energy Delivery New York (KEDNY)","Consolidated Edison","National Grid",0.22109999999999999,1.038,2.7546683333333313,3.06,2.8854408173076935]
[null,null,null,null,null,null,null,null,null,14042,"14042Cattaraugus","14042",14042,"Zone A - West","National Grid","Cattaraugus","Western New York","Western","Western","Western",null,"Zone A - West","Western","Western Region","Buffalo",null,"NYC","Richmond",10305,"Consolidated Edison","KeySpan Energy Delivery New York (KEDNY)","Consolidated Edison","National Grid",0.22109999999999999,1.038,2.7546683333333313,3.06,2.8854408173076935]
[null,null,null,null,null,null,null,null,null,14060,"14060Cattaraugus","14060",14060,"Zone A - West","National Grid","Cattaraugus","Western New York","Western","Western","Western",null,"Zone A - West","Western","Western Region","Buffalo",null,"NYC","Richmond",10306,"Consolidated Edison","KeySpan Energy Delivery New York (KEDNY)","Consolidated Edison","National Grid",0.22109999999999999,1.038,2.7546683333333313,3.06,2.8854408173076935]
[null,null,null,null,null,null,null,null,null,14065,"14065Cattaraugus","14065",14065,"Zone A - West","National Grid","Cattaraugus","Western New York","Western","Western","Western",null,"Zone A - West","Western","Western Region","Buffalo",null,"NYC","Richmond",10307,"Consolidated Edison","KeySpan Energy Delivery New York (KEDNY)","Consolidated Edison","National Grid",0.22109999999999999,1.038,2.7546683333333313,3.06,2.8854408173076935]
[null,null,null,null,null,null,null,null,null,14101,"14101Cattaraugus","14101",14101,"Zone A - West","National Grid","Cattaraugus","Western New York","Western","Western","Western",null,"Zone A - West","Western","Western Region","Buffalo",null,"NYC","Richmond",10308,"Consolidated Edison","KeySpan Energy Delivery New York (KEDNY)","Consolidated Edison","National Grid",0.22109999999999999,1.038,2.7546683333333313,3.06,2.8854408173076935]
[null,null,null,null,null,null,null,null,null,14133,"14133Cattaraugus","14133",14133,"Zone A - West","National Grid","Cattaraugus","Western New York","Western","Western","Western",null,"Zone A - West","Western","Western Region","Buffalo",null,"NYC","Richmond",10309,"Consolidated Edison","KeySpan Energy Delivery New York (KEDNY)","Consolidated Edison","National Grid",0.22109999999999999,1.038,2.7546683333333313,3.06,2.8854408173076935]
[null,null,null,null,null,null,null,null,null,14171,"14171Cattaraugus","14171",14171,"Zone A - West","National Grid","Cattaraugus","Western New York","Western","Western","Western",null,"Zone A - West","Western","Western Region","Buffalo",null,"NYC","Richmond",10310,"Consolidated Edison","KeySpan Energy Delivery New York (KEDNY)","Consolidated Edison","National Grid",0.22109999999999999,1.038,2.7546683333333313,3.06,2.8854408173076935]
[null,null,null,null,null,null,null,null,null,14173,"14173Cattaraugus","14173",14173,"Zone A - West","National Grid","Cattaraugus","Western New York","Western","Western","Western",null,"Zone A - West","Western","Western Region","Buffalo",null,"NYC","Richmond",10311,"Consolidated Edison","KeySpan Energy Delivery New York (KEDNY)","Consolidated Edison","National Grid",0.22109999999999999,1.038,2.7546683333333313,3.06,2.8854408173076935]
[null,null,null,null,null,null,null,null,null,14706,"14706Cattaraugus","14706",14706,"Zone A - West","National Grid","Cattaraugus","Western New York","Western","Western","Western",null,"Zone A - West","Western","Western Region","Buffalo",null,"NYC","Richmond",10312,"Consolidated Edison","KeySpan Energy Delivery New York (KEDNY)","Consolidated Edison","National Grid",0.22109999999999999,1.038,2.7546683333333313,3.06,2.8854408173076935]
[null,null,null,null,null,null,null,null,null,14719,"14719Cattaraugus","14719",14719,"Zone A - West","National Grid","Cattaraugus","Western New York","Western","Western","Western",null,"Zone A - West","Western","Western Region","Buffalo",null,"NYC","Richmond",10313,"Consolidated Edison","KeySpan Energy Delivery New York (KEDNY)","Consolidated Edison","National Grid",0.22109999999999999,1.038,2.7546683333333313,3.06,2.8854408173076935]
[null,null,null,null,null,null,null,null,null,14729,"14729Cattaraugus","14729",14729,"Zone A - West","National Grid","Cattaraugus","Western New York","Western","Western","Western",null,"Zone A - West","Western","Western Region","Buffalo",null,"NYC","Richmond",10314,"Consolidated Edison","KeySpan Energy Delivery New York (KEDNY)","Consolidated Edison","National Grid",0.22109999999999999,1.038,2.7546683333333313,3.06,2.8854408173076935]
[null,null,null,null,null,null,null,null,null,14731,"14731Cattaraugus","14731",14731,"Zone A - West","National Grid","Cattaraugus","Western New York","Western","Western","Western",null,"Zone A - West","Western","Western Region","Buffalo",null,"NYC","Bronx",10451,"Consolidated Edison","Consolidated Edison","Consolidated Edison","Consolidated Edison",0.22109999999999999,1.038,2.7546683333333313,3.06,2.8854408173076935]
[null,null,null,null,null,null,null,null,null,14737,"14737Cattaraugus","14737",14737,"Zone A - West","National Grid","Cattaraugus","Western New York","Western","Western","Western",null,"Zone A - West","Western","Western Region","Buffalo",null,"NYC","Bronx",10452,"Consolidated Edison","Consolidated Edison","Consolidated Edison","Consolidated Edison",0.22109999999999999,1.038,2.7546683333333313,3.06,2.8854408173076935]
[null,null,null,null,null,null,null,null,null,14741,"14741Cattaraugus","14741",14741,"Zone A - West","National Grid","Cattaraugus","Western New York","Western","Western","Western",null,"Zone A - West","Western","Western Region","Buffalo",null,"NYC","Bronx",10453,"Consolidated Edison","Consolidated Edison","Consolidated Edison","Consolidated Edison",0.22109999999999999,1.038,2.7546683333333313,3.06,2.8854408173076935]
[null,null,null,null,null,null,null,null,null,14743,"14743Cattaraugus","14743",14743,"Zone A - West","National Grid","Cattaraugus","Western New York","Western","Western","Western",null,"Zone A - West","Western","Western Region","Buffalo",null,"NYC","Bronx",10454,"Consolidated Edison","Consolidated Edison","Consolidated Edison","Consolidated Edison",0.22109999999999999,1.038,2.7546683333333313,3.06,2.8854408173076935]
[null,null,null,null,null,null,null,null,null,14748,"14748Cattaraugus","14748",14748,"Zone A - West","National Grid","Cattaraugus","Western New York","Western","Western","Western",null,"Zone A - West","Western","Western Region","Buffalo",null,"NYC","Bronx",10455,"Consolidated Edison","Consolidated Edison","Consolidated Edison","Consolidated Edison",0.22109999999999999,1.038,2.7546683333333313,3.06,2.8854408173076935]
[null,null,null,null,null,null,null,null,null,14753,"14753Cattaraugus","14753",14753,"Zone A - West","National Grid","Cattaraugus","Western New York","Western","Western","Western",null,"Zone A - West","Western","Western Region","Buffalo",null,"NYC","Bronx",10456,"Consolidated Edison","Consolidated Edison","Consolidated Edison","Consolidated Edison",0.22109999999999999,1.038,2.7546683333333313,3.06,2.8854408173076935]
[null,null,null,null,null,null,null,null,null,14760,"14760Cattaraugus","14760",14760,"Zone A - West","National Grid","Cattaraugus","Western New York","Western","Western","Western",null,"Zone A - West","Western","Western Region","Buffalo",null,"NYC","Bronx",10457,"Consolidated Edison","Consolidated Edison","Consolidated Edison","Consolidated Edison",0.22109999999999999,1.038,2.7546683333333313,3.06,2.8854408173076935]
[null,null,null,null,null,null,null,null,null,14766,"14766Cattaraugus","14766",14766,"Zone A - West","National Grid","Cattaraugus","Western New York","Western","Western","Western",null,"Zone A - West","Western","Western Region","Buffalo",null,"NYC","Bronx",10458,"Consolidated Edison","Consolidated Edison","Consolidated Edison","Consolidated Edison",0.22109999999999999,1.038,2.7546683333333313,3.06,2.8854408173076935]
[null,null,null,null,null,null,null,null,null,14770,"14770Cattaraugus","14770",14770,"Zone A - West","National Grid","Cattaraugus","Western New York","Western","Western","Western",null,"Zone A - West","Western","Western Region","Buffalo",null,"NYC","Bronx",10459,"Consolidated Edison","Consolidated Edison","Consolidated Edison","Consolidated Edison",0.22109999999999999,1.038,2.7546683333333313,3.06,2.8854408173076935]
[null,null,null,null,null,null,null,null,null,14778,"14778Cattaraugus","14778",14778,"Zone A - West","National Grid","Cattaraugus","Western New York","Western","Western","Western",null,"Zone A - West","Western","Western Region","Buffalo",null,"NYC","Bronx",10460,"Consolidated Edison","Consolidated Edison","Consolidated Edison","Consolidated Edison",0.22109999999999999,1.038,2.7546683333333313,3.06,2.8854408173076935]
[null,null,null,null,null,null,null,null,null,14788,"14788Cattaraugus","14788",14788,"Zone A - West","National Grid","Cattaraugus","Western New York","Western","Western","Western",null,"Zone A - West","Western","Western Region","Buffalo",null,"NYC","Bronx",10461,"Consolidated Edison","Consolidated Edison","Consolidated Edison","Consolidated Edison",0.22109999999999999,1.038,2.7546683333333313,3.06,2.8854408173076935]
[null,null,null,null,null,null,null,null,null,14041,"14041Cattaraugus","14041",14041,"Zone A - West","New York State Electric and Gas","Cattaraugus","Western New York","Western","Western","Western",null,"Zone A - West","Western","Western Region","Buffalo",null,"NYC","Bronx",10462,"Consolidated Edison","Consolidated Edison","Consolidated Edison","Consolidated Edison",0.22109999999999999,1.038,2.7546683333333313,3.06,2.8854408173076935]
[null,null,null,null,null,null,null,null,null,14070,"14070Cattaraugus","14070",14070,"Zone A - West","New York State Electric and Gas","Cattaraugus","Western New York","Western","Western","Western",null,"Zone A - West","Western","Western Region","Buffalo",null,"NYC","Bronx",10463,"Consolidated Edison","Consolidated Edison","Consolidated Edison","Consolidated Edison",0.22109999999999999,1.038,2.7546683333333313,3.06,2.8854408173076935]
[null,null,null,null,null,null,null,null,null,14129,"14129Cattaraugus","14129",14129,"Zone A - West","New York State Electric and Gas","Cattaraugus","Western New York","Western","Western","Western",null,"Zone A - West","Western","Western Region","Buffalo",null,"NYC","Bronx",10464,"Consolidated Edison","Consolidated Edison","Consolidated Edison","Consolidated Edison",0.22109999999999999,1.038,2.7546683333333313,3.06,2.8854408173076935]
[null,null,null,null,null,null,null,null,null,14138,"14138Cattaraugus","14138",14138,"Zone A - West","New York State Electric and Gas","Cattaraugus","Western New York","Western","Western","Western",null,"Zone A - West","Western","Western Region","Buffalo",null,"NYC","Bronx",10465,"Consolidated Edison","Consolidated Edison","Consolidated Edison","Consolidated Edison",0.22109999999999999,1.038,2.7546683333333313,3.06,2.8854408173076935]
[null,null,null,null,null,null,null,null,null,14168,"14168Cattaraugus","14168",14168,"Zone A - West","New York State Electric and Gas","Cattaraugus","Western New York","Western","Western","Western",null,"Zone A - West","Western","Western Region","Buffalo",null,"NYC","Bronx",10466,"Consolidated Edison","Consolidated Edison","Consolidated Edison","Consolidated Edison",0.22109999999999999,1.038,2.7546683333333313,3.06,2.8854408173076935]
[null,null,null,null,null,null,null,null,null,14726,"14726Cattaraugus","14726",14726,"Zone A - West","New York State Electric and Gas","Cattaraugus","Western New York","Western","Western","Western",null,"Zone A - West","Western","Western Region","Buffalo",null,"NYC","Bronx",10467,"Consolidated Edison","Consolidated Edison","Consolidated Edison","Consolidated Edison",0.22109999999999999,1.038,2.7546683333333313,3.06,2.8854408173076935]
[null,null,null,null,null,null,null,null,null,14730,"14730Cattaraugus","14730",14730,"Zone A - West","New York State Electric and Gas","Cattaraugus","Western New York","Western","Western","Western",null,"Zone A - West","Western","Western Region","Buffalo",null,"NYC","Bronx",10468,"Consolidated Edison","Consolidated Edison","Consolidated Edison","Consolidated Edison",0.22109999999999999,1.038,2.7546683333333313,3.06,2.8854408173076935]
[null,null,null,null,null,null,null,null,null,14751,"14751Cattaraugus","14751",14751,"Zone A - West","New York State Electric and Gas","Cattaraugus","Western New York","Western","Western","Western",null,"Zone A - West","Western","Western Region","Buffalo",null,"NYC","Bronx",10469,"Consolidated Edison","Consolidated Edison","Consolidated Edison","Consolidated Edison",0.22109999999999999,1.038,2.7546683333333313,3.06,2.8854408173076935]
[null,null,null,null,null,null,null,null,null,14772,"14772Cattaraugus","14772",14772,"Zone A - West","New York State Electric and Gas","Cattaraugus","Western New York","Western","Western","Western",null,"Zone A - West","Western","Western Region","Buffalo",null,"NYC","Bronx",10470,"Consolidated Edison","Consolidated Edison","Consolidated Edison","Consolidated Edison",0.22109999999999999,1.038,2.7546683333333313,3.06,2.8854408173076935]
[null,null,null,null,null,null,null,null,null,14783,"14783Cattaraugus","14783",14783,"Zone A - West","New York State Electric and Gas","Cattaraugus","Western New York","Western","Western","Western",null,"Zone A - West","Western","Western Region","Buffalo",null,"NYC","Bronx",10471,"Consolidated Edison","Consolidated Edison","Consolidated Edison","Consolidated Edison",0.22109999999999999,1.038,2.7546683333333313,3.06,2.8854408173076935]
[null,null,null,null,null,null,null,null,null,14755,"14755Cattaraugus","14755",14755,"Zone A - West","Municipal Utilities","Cattaraugus","Western New York","Western","Western","Western",null,"Zone A - West","Western","Western Region","Buffalo",null,"NYC","Bronx",10472,"Consolidated Edison","Consolidated Edison","Consolidated Edison","Consolidated Edison",0.22109999999999999,1.038,2.7546683333333313,3.06,2.8854408173076935]
[null,null,null,null,null,null,null,null,null,{"$f":"L196*1","v":14779},"14779Cattaraugus","14779",14779,"Zone A - West","Municipal Utilities","Cattaraugus","Western New York","Western","Western","Western",null,"Zone A - West","Western","Western Region","Buffalo",null,{"$f":"VLOOKUP(AC196,J:R,9,)","v":"NYC"},"Bronx",10473,"Consolidated Edison","Consolidated Edison","Consolidated Edison","Consolidated Edison",0.22109999999999999,1.038,2.7546683333333313,3.06,2.8854408173076935]
[null,null,null,null,null,null,null,null,null,13033,"13033Cayuga","13033",13033,"Zone B - Genesee","Rochester Gas and Electric","Cayuga","Central New York","Central","Central","Central",null,"Zone B - Genesee","Central","Central Region","Syracuse",null,"NYC","Bronx",10474,"Consolidated Edison","Consolidated Edison","Consolidated Edison","Consolidated Edison",0.22109999999999999,1.038,2.7546683333333313,3.06,2.8854408173076935]
[null,null,null,null,null,null,null,null,null,13064,"13064Cayuga","13064",13064,"Zone B - Genesee","Rochester Gas and Electric","Cayuga","Central New York","Central","Central","Central",null,"Zone B - Genesee","Central","Central Region","Syracuse",null,"NYC","Bronx",10475,"Consolidated Edison","Consolidated Edison","Consolidated Edison","Consolidated Edison",0.22109999999999999,1.038,2.7546683333333313,3.06,2.8854408173076935]
[null,null,null,null,null,null,null,null,null,13111,"13111Cayuga","13111",13111,"Zone B - Genesee","Rochester Gas and Electric","Cayuga","Central New York","Central","Central","Central",null,"Zone B - Genesee","Central","Central Region","Syracuse",null,{"$error":"#N/A"},"New York",10499,"Consolidated Edison","Consolidated Edison",null,null,0.13370000000000001,1.403,2.7546683333333313,3.06,2.8854408173076935]
[null,null,null,null,null,null,null,null,null,13113,"13113Cayuga","13113",13113,"Zone B - Genesee","Rochester Gas and Electric","Cayuga","Central New York","Central","Central","Central",null,"Zone B - Genesee","Central","Central Region","Syracuse",null,"Lower Hudson","Westchester",10501,"New York State Electric and Gas","New York State Electric and Gas","New York State Electric and Gas","New York State Electric and Gas",0.1163,0.66700000000000004,2.6862187037037013,3.06,2.4398365583075337]
[null,null,null,null,null,null,null,null,null,13156,"13156Cayuga","13156",13156,"Zone B - Genesee","Rochester Gas and Electric","Cayuga","Central New York","Central","Central","Central",null,"Zone B - Genesee","Central","Central Region","Syracuse",null,"Lower Hudson","Westchester",10502,"Consolidated Edison","Consolidated Edison","Consolidated Edison","Consolidated Edison",0.21260000000000001,1.038,2.6862187037037013,3.06,2.4398365583075337]
[null,null,null,null,null,null,null,null,null,13117,"13117Cayuga","13117",13117,"Zone B - Genesee","New York State Electric and Gas","Cayuga","Central New York","Central","Central","Central",null,"Zone B - Genesee","Central","Central Region","Syracuse",null,"Lower Hudson","Westchester",10503,"Consolidated Edison","Consolidated Edison","Consolidated Edison","Consolidated Edison",0.21260000000000001,1.038,2.6862187037037013,3.06,2.4398365583075337]
[null,null,null,null,null,null,null,null,null,13140,"13140Cayuga","13140",13140,"Zone B - Genesee","New York State Electric and Gas","Cayuga","Central New York","Central","Central","Central",null,"Zone B - Genesee","Central","Central Region","Syracuse",null,"Lower Hudson","Westchester",10504,"Consolidated Edison","Consolidated Edison","Consolidated Edison","Consolidated Edison",0.21260000000000001,1.038,2.6862187037037013,3.06,2.4398365583075337]
[null,null,null,null,null,null,null,null,null,13021,"13021Cayuga","13021",13021,"Zone C - Central","New York State Electric and Gas","Cayuga","Central New York","Central","Central","Central",null,"Zone C - Central","Central","Central Region","Binghamton",null,"Lower Hudson","Westchester",10505,"New York State Electric and Gas","New York State Electric and Gas","New York State Electric and Gas","New York State Electric and Gas",0.1163,0.66700000000000004,2.6862187037037013,3.06,2.4398365583075337]
[null,null,null,null,null,null,null,null,null,13022,"13022Cayuga","13022",13022,"Zone C - Central","New York State Electric and Gas","Cayuga","Central New York","Central","Central","Central",null,"Zone C - Central","Central","Central Region","Binghamton",null,"Lower Hudson","Westchester",10506,"New York State Electric and Gas","New York State Electric and Gas","New York State Electric and Gas","New York State Electric and Gas",0.1163,0.66700000000000004,2.6862187037037013,3.06,2.4398365583075337]
[null,null,null,null,null,null,null,null,null,13024,"13024Cayuga","13024",13024,"Zone C - Central","New York State Electric and Gas","Cayuga","Central New York","Central","Central","Central",null,"Zone C - Central","Central","Central Region","Binghamton",null,"Lower Hudson","Westchester",10507,"New York State Electric and Gas","New York State Electric and Gas","New York State Electric and Gas","New York State Electric and Gas",0.1163,0.66700000000000004,2.6862187037037013,3.06,2.4398365583075337]
[null,null,null,null,null,null,null,null,null,13026,"13026Cayuga","13026",13026,"Zone C - Central","New York State Electric and Gas","Cayuga","Central New York","Central","Central","Central",null,"Zone C - Central","Central","Central Region","Binghamton",null,"Lower Hudson","Putnam",10509,"New York State Electric and Gas","New York State Electric and Gas","New York State Electric and Gas","New York State Electric and Gas",0.1163,0.66700000000000004,2.6862187037037013,3.06,2.4398365583075337]
[null,null,null,null,null,null,null,null,null,13034,"13034Cayuga","13034",13034,"Zone C - Central","New York State Electric and Gas","Cayuga","Central New York","Central","Central","Central",null,"Zone C - Central","Central","Central Region","Syracuse",null,"Lower Hudson","Westchester",10510,"Consolidated Edison","Consolidated Edison","Consolidated Edison","Consolidated Edison",0.21260000000000001,1.038,2.6862187037037013,3.06,2.4398365583075337]
[null,null,null,null,null,null,null,null,null,13071,"13071Cayuga","13071",13071,"Zone C - Central","New York State Electric and Gas","Cayuga","Central New York","Central","Central","Central",null,"Zone C - Central","Central","Central Region","Binghamton",null,"Lower Hudson","Westchester",10511,"Consolidated Edison","Consolidated Edison","Consolidated Edison","Consolidated Edison",0.21260000000000001,1.038,2.6862187037037013,3.06,2.4398365583075337]
[null,null,null,null,null,null,null,null,null,13081,"13081Cayuga","13081",13081,"Zone C - Central","New York State Electric and Gas","Cayuga","Central New York","Central","Central","Central",null,"Zone C - Central","Central","Central Region","Binghamton",null,"Lower Hudson","Putnam",10512,"New York State Electric and Gas","New York State Electric and Gas","New York State Electric and Gas","New York State Electric and Gas",0.1163,0.66700000000000004,2.6862187037037013,3.06,2.4398365583075337]
[null,null,null,null,null,null,null,null,null,13139,"13139Cayuga","13139",13139,"Zone C - Central","New York State Electric and Gas","Cayuga","Central New York","Central","Central","Central",null,"Zone C - Central","Central","Central Region","Binghamton",null,"Lower Hudson","Westchester",10514,"Consolidated Edison","Consolidated Edison","Consolidated Edison","Consolidated Edison",0.21260000000000001,1.038,2.6862187037037013,3.06,2.4398365583075337]
[null,null,null,null,null,null,null,null,null,13147,"13147Cayuga","13147",13147,"Zone C - Central","New York State Electric and Gas","Cayuga","Central New York","Central","Central","Central",null,"Zone C - Central","Central","Central Region","Binghamton",null,"Lower Hudson","Putnam",10516,"Central Hudson Gas and Electric","Central Hudson Gas and Electric","Central Hudson Gas and Electric","Central Hudson Gas and Electric",0.13370000000000001,0.92100000000000004,2.6862187037037013,3.06,2.4398365583075337]
[null,null,null,null,null,null,null,null,null,13160,"13160Cayuga","13160",13160,"Zone C - Central","New York State Electric and Gas","Cayuga","Central New York","Central","Central","Central",null,"Zone C - Central","Central","Central Region","Syracuse",null,"Lower Hudson","Westchester",10517,"Consolidated Edison","Consolidated Edison","Consolidated Edison","Consolidated Edison",0.21260000000000001,1.038,2.6862187037037013,3.06,2.4398365583075337]
[null,null,null,null,null,null,null,null,null,13166,"13166Cayuga","13166",13166,"Zone C - Central","New York State Electric and Gas","Cayuga","Central New York","Central","Central","Central",null,"Zone C - Central","Central","Central Region","Syracuse",null,"Lower Hudson","Westchester",10518,"New York State Electric and Gas","New York State Electric and Gas","New York State Electric and Gas","New York State Electric and Gas",0.1163,0.66700000000000004,2.6862187037037013,3.06,2.4398365583075337]
[null,null,null,null,null,null,null,null,null,13092,"13092Cayuga","13092",13092,"Zone C - Central","New York State Electric and Gas","Cayuga","Central New York","Central","Central","Central",null,"Zone C - Central","Central","Central Region","Binghamton",null,"Lower Hudson","Westchester",10519,"New York State Electric and Gas","New York State Electric and Gas","New York State Electric and Gas","New York State Electric and Gas",0.1163,0.66700000000000004,2.6862187037037013,3.06,2.4398365583075337]
[null,null,null,null,null,null,null,null,null,13118,"13118Cayuga","13118",13118,"Zone C - Central","New York State Electric and Gas","Cayuga","Central New York","Central","Central","Central",null,"Zone C - Central","Central","Central Region","Binghamton",null,"Lower Hudson","Westchester",10520,"Consolidated Edison","Consolidated Edison","Consolidated Edison","Consolidated Edison",0.21260000000000001,1.038,2.6862187037037013,3.06,2.4398365583075337]
[null,null,null,null,null,null,null,null,null,14048,"14048Chautauqua","14048",14048,"Zone A - West","National Grid","Chautauqua","Western New York","Western","Western","Western",null,"Zone A - West","Western","Western Region","Buffalo",null,"Lower Hudson","Westchester",10521,"Consolidated Edison","Consolidated Edison","Consolidated Edison","Consolidated Edison",0.21260000000000001,1.038,2.6862187037037013,3.06,2.4398365583075337]
[null,null,null,null,null,null,null,null,null,14063,"14063Chautauqua","14063",14063,"Zone A - West","National Grid","Chautauqua","Western New York","Western","Western","Western",null,"Zone A - West","Western","Western Region","Buffalo",null,"Lower Hudson","Westchester",10522,"Consolidated Edison","Consolidated Edison","Consolidated Edison","Consolidated Edison",0.21260000000000001,1.038,2.6862187037037013,3.06,2.4398365583075337]
[null,null,null,null,null,null,null,null,null,14135,"14135Chautauqua","14135",14135,"Zone A - West","National Grid","Chautauqua","Western New York","Western","Western","Western",null,"Zone A - West","Western","Western Region","Buffalo",null,"Lower Hudson","Westchester",10523,"Consolidated Edison","Consolidated Edison","Consolidated Edison","Consolidated Edison",0.21260000000000001,1.038,2.6862187037037013,3.06,2.4398365583075337]
[null,null,null,null,null,null,null,null,null,14166,"14166Chautauqua","14166",14166,"Zone A - West","National Grid","Chautauqua","Western New York","Western","Western","Western",null,"Zone A - West","Western","Western Region","Buffalo",null,"Lower Hudson","Putnam",10524,"Central Hudson Gas and Electric","Central Hudson Gas and Electric","Central Hudson Gas and Electric","Central Hudson Gas and Electric",0.13370000000000001,0.92100000000000004,2.6862187037037013,3.06,2.4398365583075337]
[null,null,null,null,null,null,null,null,null,14710,"14710Chautauqua","14710",14710,"Zone A - West","National Grid","Chautauqua","Western New York","Western","Western","Western",null,"Zone A - West","Western","Western Region","Buffalo",null,"Lower Hudson","Westchester",10526,"New York State Electric and Gas","New York State Electric and Gas","New York State Electric and Gas","New York State Electric and Gas",0.1163,0.66700000000000004,2.6862187037037013,3.06,2.4398365583075337]
[null,null,null,null,null,null,null,null,null,14712,"14712Chautauqua","14712",14712,"Zone A - West","National Grid","Chautauqua","Western New York","Western","Western","Western",null,"Zone A - West","Western","Western Region","Buffalo",null,"Lower Hudson","Westchester",10527,"New York State Electric and Gas","New York State Electric and Gas","New York State Electric and Gas","New York State Electric and Gas",0.1163,0.66700000000000004,2.6862187037037013,3.06,2.4398365583075337]
[null,null,null,null,null,null,null,null,null,14718,"14718Chautauqua","14718",14718,"Zone A - West","National Grid","Chautauqua","Western New York","Western","Western","Western",null,"Zone A - West","Western","Western Region","Buffalo",null,"Lower Hudson","Westchester",10528,"Consolidated Edison","Consolidated Edison","Consolidated Edison","Consolidated Edison",0.21260000000000001,1.038,2.6862187037037013,3.06,2.4398365583075337]
[null,null,null,null,null,null,null,null,null,14720,"14720Chautauqua","14720",14720,"Zone A - West","National Grid","Chautauqua","Western New York","Western","Western","Western",null,"Zone A - West","Western","Western Region","Buffalo",null,"Lower Hudson","Westchester",10530,"Consolidated Edison","Consolidated Edison","Consolidated Edison","Consolidated Edison",0.21260000000000001,1.038,2.6862187037037013,3.06,2.4398365583075337]
[null,null,null,null,null,null,null,null,null,14722,"14722Chautauqua","14722",14722,"Zone A - West","National Grid","Chautauqua","Western New York","Western","Western","Western",null,"Zone A - West","Western","Western Region","Buffalo",null,"Lower Hudson","Westchester",10532,"Consolidated Edison","Consolidated Edison","Consolidated Edison","Consolidated Edison",0.21260000000000001,1.038,2.6862187037037013,3.06,2.4398365583075337]
[null,null,null,null,null,null,null,null,null,14724,"14724Chautauqua","14724",14724,"Zone A - West","National Grid","Chautauqua","Western New York","Western","Western","Western",null,"Zone A - West","Western","Western Region","Buffalo",null,"Lower Hudson","Westchester",10533,"Consolidated Edison","Consolidated Edison","Consolidated Edison","Consolidated Edison",0.21260000000000001,1.038,2.6862187037037013,3.06,2.4398365583075337]
[null,null,null,null,null,null,null,null,null,14728,"14728Chautauqua","14728",14728,"Zone A - West","National Grid","Chautauqua","Western New York","Western","Western","Western",null,"Zone A - West","Western","Western Region","Buffalo",null,"Lower Hudson","Westchester",10535,"New York State Electric and Gas","New York State Electric and Gas","New York State Electric and Gas","New York State Electric and Gas",0.1163,0.66700000000000004,2.6862187037037013,3.06,2.4398365583075337]
[null,null,null,null,null,null,null,null,null,14736,"14736Chautauqua","14736",14736,"Zone A - West","National Grid","Chautauqua","Western New York","Western","Western","Western",null,"Zone A - West","Western","Western Region","Buffalo",null,"Lower Hudson","Westchester",10536,"New York State Electric and Gas","New York State Electric and Gas","New York State Electric and Gas","New York State Electric and Gas",0.1163,0.66700000000000004,2.6862187037037013,3.06,2.4398365583075337]
[null,null,null,null,null,null,null,null,null,14738,"14738Chautauqua","14738",14738,"Zone A - West","National Grid","Chautauqua","Western New York","Western","Western","Western",null,"Zone A - West","Western","Western Region","Buffalo",null,"Lower Hudson","Putnam",10537,"New York State Electric and Gas","New York State Electric and Gas","New York State Electric and Gas","New York State Electric and Gas",0.1163,0.66700000000000004,2.6862187037037013,3.06,2.4398365583075337]
[null,null,null,null,null,null,null,null,null,14740,"14740Chautauqua","14740",14740,"Zone A - West","National Grid","Chautauqua","Western New York","Western","Western","Western",null,"Zone A - West","Western","Western Region","Buffalo",null,"Lower Hudson","Westchester",10538,"Consolidated Edison","Consolidated Edison","Consolidated Edison","Consolidated Edison",0.21260000000000001,1.038,2.6862187037037013,3.06,2.4398365583075337]
[null,null,null,null,null,null,null,null,null,14747,"14747Chautauqua","14747",14747,"Zone A - West","National Grid","Chautauqua","Western New York","Western","Western","Western",null,"Zone A - West","Western","Western Region","Buffalo",null,"Lower Hudson","Westchester",10540,"New York State Electric and Gas","New York State Electric and Gas","New York State Electric and Gas","New York State Electric and Gas",0.1163,0.66700000000000004,2.6862187037037013,3.06,2.4398365583075337]
[null,null,null,null,null,null,null,null,null,14750,"14750Chautauqua","14750",14750,"Zone A - West","National Grid","Chautauqua","Western New York","Western","Western","Western",null,"Zone A - West","Western","Western Region","Buffalo",null,"Lower Hudson","Putnam",10541,"New York State Electric and Gas","New York State Electric and Gas","New York State Electric and Gas","New York State Electric and Gas",0.1163,0.66700000000000004,2.6862187037037013,3.06,2.4398365583075337]
[null,null,null,null,null,null,null,null,null,14752,"14752Chautauqua","14752",14752,"Zone A - West","National Grid","Chautauqua","Western New York","Western","Western","Western",null,"Zone A - West","Western","Western Region","Buffalo",null,"Lower Hudson","Putnam",10542,"New York State Electric and Gas","New York State Electric and Gas","New York State Electric and Gas","New York State Electric and Gas",0.1163,0.66700000000000004,2.6862187037037013,3.06,2.4398365583075337]
[null,null,null,null,null,null,null,null,null,14756,"14756Chautauqua","14756",14756,"Zone A - West","National Grid","Chautauqua","Western New York","Western","Western","Western",null,"Zone A - West","Western","Western Region","Buffalo",null,"Lower Hudson","Westchester",10543,"Consolidated Edison","Consolidated Edison","Consolidated Edison","Consolidated Edison",0.21260000000000001,1.038,2.6862187037037013,3.06,2.4398365583075337]
[null,null,null,null,null,null,null,null,null,14758,"14758Chautauqua","14758",14758,"Zone A - West","National Grid","Chautauqua","Western New York","Western","Western","Western",null,"Zone A - West","Western","Western Region","Buffalo",null,"Lower Hudson","Westchester",10545,"Consolidated Edison","Consolidated Edison","Consolidated Edison","Consolidated Edison",0.21260000000000001,1.038,2.6862187037037013,3.06,2.4398365583075337]
[null,null,null,null,null,null,null,null,null,14767,"14767Chautauqua","14767",14767,"Zone A - West","National Grid","Chautauqua","Western New York","Western","Western","Western",null,"Zone A - West","Western","Western Region","Buffalo",null,"Lower Hudson","Westchester",10546,"Consolidated Edison","Consolidated Edison","Consolidated Edison","Consolidated Edison",0.21260000000000001,1.038,2.6862187037037013,3.06,2.4398365583075337]
[null,null,null,null,null,null,null,null,null,14769,"14769Chautauqua","14769",14769,"Zone A - West","National Grid","Chautauqua","Western New York","Western","Western","Western",null,"Zone A - West","Western","Western Region","Buffalo",null,"Lower Hudson","Westchester",10547,"Consolidated Edison","Consolidated Edison","Consolidated Edison","Consolidated Edison",0.21260000000000001,1.038,2.6862187037037013,3.06,2.4398365583075337]
[null,null,null,null,null,null,null,null,null,14775,"14775Chautauqua","14775",14775,"Zone A - West","National Grid","Chautauqua","Western New York","Western","Western","Western",null,"Zone A - West","Western","Western Region","Buffalo",null,"Lower Hudson","Westchester",10548,"Consolidated Edison","Consolidated Edison","Consolidated Edison","Consolidated Edison",0.21260000000000001,1.038,2.6862187037037013,3.06,2.4398365583075337]
[null,null,null,null,null,null,null,null,null,14781,"14781Chautauqua","14781",14781,"Zone A - West","National Grid","Chautauqua","Western New York","Western","Western","Western",null,"Zone A - West","Western","Western Region","Buffalo",null,"Lower Hudson","Westchester",10549,"Consolidated Edison","Consolidated Edison","Consolidated Edison","Consolidated Edison",0.21260000000000001,1.038,2.6862187037037013,3.06,2.4398365583075337]
[null,null,null,null,null,null,null,null,null,14782,"14782Chautauqua","14782",14782,"Zone A - West","National Grid","Chautauqua","Western New York","Western","Western","Western",null,"Zone A - West","Western","Western Region","Buffalo",null,"Lower Hudson","Westchester",10550,"Consolidated Edison","Consolidated Edison","Consolidated Edison","Consolidated Edison",0.21260000000000001,1.038,2.6862187037037013,3.06,2.4398365583075337]
[null,null,null,null,null,null,null,null,null,14784,"14784Chautauqua","14784",14784,"Zone A - West","National Grid","Chautauqua","Western New York","Western","Western","Western",null,"Zone A - West","Western","Western Region","Buffalo",null,"Lower Hudson","Westchester",10551,"Consolidated Edison","Consolidated Edison","Consolidated Edison","Consolidated Edison",0.21260000000000001,1.038,2.6862187037037013,3.06,2.4398365583075337]
[null,null,null,null,null,null,null,null,null,14785,"14785Chautauqua","14785",14785,"Zone A - West","National Grid","Chautauqua","Western New York","Western","Western","Western",null,"Zone A - West","Western","Western Region","Buffalo",null,"Lower Hudson","Westchester",10552,"Consolidated Edison","Consolidated Edison","Consolidated Edison","Consolidated Edison",0.21260000000000001,1.038,2.6862187037037013,3.06,2.4398365583075337]
[null,null,null,null,null,null,null,null,null,14062,"14062Chautauqua","14062",14062,"Zone A - West","New York State Electric and Gas","Chautauqua","Western New York","Western","Western","Western",null,"Zone A - West","Western","Western Region","Buffalo",null,"Lower Hudson","Westchester",10553,"Consolidated Edison","Consolidated Edison","Consolidated Edison","Consolidated Edison",0.21260000000000001,1.038,2.6862187037037013,3.06,2.4398365583075337]
[null,null,null,null,null,null,null,null,null,14136,"14136Chautauqua","14136",14136,"Zone A - West","New York State Electric and Gas","Chautauqua","Western New York","Western","Western","Western",null,"Zone A - West","Western","Western Region","Buffalo",null,{"$error":"#N/A"},"Westchester",10557,"Consolidated Edison","Consolidated Edison",null,null,0.13370000000000001,1.403,2.6862187037037013,3.06,2.4398365583075337]
[null,null,null,null,null,null,null,null,null,14723,"14723Chautauqua","14723",14723,"Zone A - West","New York State Electric and Gas","Chautauqua","Western New York","Western","Western","Western",null,"Zone A - West","Western","Western Region","Buffalo",null,{"$error":"#N/A"},"Westchester",10558,"Consolidated Edison","Consolidated Edison",null,null,0.13370000000000001,1.403,2.6862187037037013,3.06,2.4398365583075337]
[null,null,null,null,null,null,null,null,null,14732,"14732Chautauqua","14732",14732,"Zone A - West","New York State Electric and Gas","Chautauqua","Western New York","Western","Western","Western",null,"Zone A - West","Western","Western Region","Buffalo",null,"Lower Hudson","Westchester",10560,"New York State Electric and Gas","New York State Electric and Gas","New York State Electric and Gas","New York State Electric and Gas",0.1163,0.66700000000000004,2.6862187037037013,3.06,2.4398365583075337]
[null,null,null,null,null,null,null,null,null,14716,"14716Chautauqua","14716",14716,"Zone A - West","Municipal Utilities","Chautauqua","Western New York","Western","Western","Western",null,"Zone A - West","Western","Western Region","Buffalo",null,"Lower Hudson","Westchester",10562,"Consolidated Edison","Consolidated Edison","Consolidated Edison","Consolidated Edison",0.21260000000000001,1.038,2.6862187037037013,3.06,2.4398365583075337]
[null,null,null,null,null,null,null,null,null,14787,"14787Chautauqua","14787",14787,"Zone A - West","Municipal Utilities","Chautauqua","Western New York","Western","Western","Western",null,"Zone A - West","Western","Western Region","Buffalo",null,"Lower Hudson","Westchester",10566,"Consolidated Edison","Consolidated Edison","Consolidated Edison","Consolidated Edison",0.21260000000000001,1.038,2.6862187037037013,3.06,2.4398365583075337]
[null,null,null,null,null,null,null,null,null,14757,"14757Chautauqua","14757",14757,"Zone A - West","Municipal Utilities","Chautauqua","Western New York","Western","Western","Western",null,"Zone A - West","Western","Western Region","Buffalo",null,"Lower Hudson","Westchester",10567,"Consolidated Edison","Consolidated Edison","Consolidated Edison","Consolidated Edison",0.21260000000000001,1.038,2.6862187037037013,3.06,2.4398365583075337]
[null,null,null,null,null,null,null,null,null,14701,"14701Chautauqua","14701",14701,"Zone A - West","Municipal Utilities","Chautauqua","Western New York","Western","Western","Western",null,"Zone A - West","Western","Western Region","Buffalo",null,"Lower Hudson","Westchester",10570,"Consolidated Edison","Consolidated Edison","Consolidated Edison","Consolidated Edison",0.21260000000000001,1.038,2.6862187037037013,3.06,2.4398365583075337]
[null,null,null,null,null,null,null,null,null,14702,"14702Chautauqua","14702",14702,"Zone A - West","Municipal Utilities","Chautauqua","Western New York","Western","Western","Western",null,"Zone A - West","Western","Western Region","Buffalo",null,{"$error":"#N/A"},"Westchester",10571,"Consolidated Edison","Consolidated Edison",null,null,0.13370000000000001,1.403,2.6862187037037013,3.06,2.4398365583075337]
[null,null,null,null,null,null,null,null,null,14733,"14733Chautauqua","14733",14733,"Zone A - West","Municipal Utilities","Chautauqua","Western New York","Western","Western","Western",null,"Zone A - West","Western","Western Region","Buffalo",null,{"$error":"#N/A"},"Westchester",10572,"Consolidated Edison","Consolidated Edison",null,null,0.13370000000000001,1.403,2.6862187037037013,3.06,2.4398365583075337]
[null,null,null,null,null,null,null,null,null,14742,"14742Chautauqua","14742",14742,"Zone A - West","Municipal Utilities","Chautauqua","Western New York","Western","Western","Western",null,"Zone A - West","Western","Western Region","Buffalo",null,"Lower Hudson","Westchester",10573,"Consolidated Edison","Consolidated Edison","Consolidated Edison","Consolidated Edison",0.21260000000000001,1.038,2.6862187037037013,3.06,2.4398365583075337]
[null,null,null,null,null,null,null,null,null,14889,"14889Chemung","14889",14889,"Zone C - Central","New York State Electric and Gas","Chemung","Southern Tier","Western","Western","Western",null,"Zone C - Central","Western","Western Region","Binghamton",null,"Lower Hudson","Westchester",10576,"New York State Electric and Gas","New York State Electric and Gas","New York State Electric and Gas","New York State Electric and Gas",0.1163,0.66700000000000004,2.6862187037037013,3.06,2.4398365583075337]
[null,null,null,null,null,null,null,null,null,14812,"14812Chemung","14812",14812,"Zone C - Central","New York State Electric and Gas","Chemung","Southern Tier","Western","Western","Western",null,"Zone C - Central","Western","Western Region","Binghamton",null,"Lower Hudson","Westchester",10577,"Consolidated Edison","Consolidated Edison","Consolidated Edison","Consolidated Edison",0.21260000000000001,1.038,2.6862187037037013,3.06,2.4398365583075337]
[null,null,null,null,null,null,null,null,null,14814,"14814Chemung","14814",14814,"Zone C - Central","New York State Electric and Gas","Chemung","Southern Tier","Western","Western","Western",null,"Zone C - Central","Western","Western Region","Binghamton",null,"Lower Hudson","Westchester",10578,"New York State Electric and Gas","New York State Electric and Gas","New York State Electric and Gas","New York State Electric and Gas",0.1163,0.66700000000000004,2.6862187037037013,3.06,2.4398365583075337]
[null,null,null,null,null,null,null,null,null,14816,"14816Chemung","14816",14816,"Zone C - Central","New York State Electric and Gas","Chemung","Southern Tier","Western","Western","Western",null,"Zone C - Central","Western","Western Region","Binghamton",null,"Lower Hudson","Putnam",10579,"New York State Electric and Gas","New York State Electric and Gas","New York State Electric and Gas","New York State Electric and Gas",0.1163,0.66700000000000004,2.6862187037037013,3.06,2.4398365583075337]
[null,null,null,null,null,null,null,null,null,14825,"14825Chemung","14825",14825,"Zone C - Central","New York State Electric and Gas","Chemung","Southern Tier","Western","Western","Western",null,"Zone C - Central","Western","Western Region","Binghamton",null,"Lower Hudson","Westchester",10580,"Consolidated Edison","Consolidated Edison","Consolidated Edison","Consolidated Edison",0.21260000000000001,1.038,2.6862187037037013,3.06,2.4398365583075337]
[null,null,null,null,null,null,null,null,null,14838,"14838Chemung","14838",14838,"Zone C - Central","New York State Electric and Gas","Chemung","Southern Tier","Western","Western","Western",null,"Zone C - Central","Western","Western Region","Binghamton",null,"Lower Hudson","Westchester",10583,"Consolidated Edison","Consolidated Edison","Consolidated Edison","Consolidated Edison",0.21260000000000001,1.038,2.6862187037037013,3.06,2.4398365583075337]
[null,null,null,null,null,null,null,null,null,{"$f":"L260*1","v":14845},"14845Chemung","14845",14845,"Zone C - Central","New York State Electric and Gas","Chemung","Southern Tier","Western","Western","Western",null,"Zone C - Central","Western","Western Region","Binghamton",null,{"$f":"VLOOKUP(AC260,J:R,9,)","v":"Lower Hudson"},"Westchester",10587,"New York State Electric and Gas","New York State Electric and Gas","New York State Electric and Gas","New York State Electric and Gas",0.1163,0.66700000000000004,2.6862187037037013,3.06,2.4398365583075337]
[null,null,null,null,null,null,null,null,null,14861,"14861Chemung","14861",14861,"Zone C - Central","New York State Electric and Gas","Chemung","Southern Tier","Western","Western","Western",null,"Zone C - Central","Western","Western Region","Binghamton",null,"Lower Hudson","Westchester",10588,"Consolidated Edison","Consolidated Edison","Consolidated Edison","Consolidated Edison",0.21260000000000001,1.038,2.6862187037037013,3.06,2.4398365583075337]
[null,null,null,null,null,null,null,null,null,14864,"14864Chemung","14864",14864,"Zone C - Central","New York State Electric and Gas","Chemung","Southern Tier","Western","Western","Western",null,"Zone C - Central","Western","Western Region","Binghamton",null,"Lower Hudson","Westchester",10589,"New York State Electric and Gas","New York State Electric and Gas","New York State Electric and Gas","New York State Electric and Gas",0.1163,0.66700000000000004,2.6862187037037013,3.06,2.4398365583075337]
[null,null,null,null,null,null,null,null,null,14871,"14871Chemung","14871",14871,"Zone C - Central","New York State Electric and Gas","Chemung","Southern Tier","Western","Western","Western",null,"Zone C - Central","Western","Western Region","Binghamton",null,"Lower Hudson","Westchester",10590,"New York State Electric and Gas","New York State Electric and Gas","New York State Electric and Gas","New York State Electric and Gas",0.1163,0.66700000000000004,2.6862187037037013,3.06,2.4398365583075337]
[null,null,null,null,null,null,null,null,null,14872,"14872Chemung","14872",14872,"Zone C - Central","New York State Electric and Gas","Chemung","Southern Tier","Western","Western","Western",null,"Zone C - Central","Western","Western Region","Binghamton",null,"Lower Hudson","Westchester",10591,"Consolidated Edison","Consolidated Edison","Consolidated Edison","Consolidated Edison",0.21260000000000001,1.038,2.6862187037037013,3.06,2.4398365583075337]
[null,null,null,null,null,null,null,null,null,14894,"14894Chemung","14894",14894,"Zone C - Central","New York State Electric and Gas","Chemung","Southern Tier","Western","Western","Western",null,"Zone C - Central","Western","Western Region","Binghamton",null,"Lower Hudson","Westchester",10594,"Consolidated Edison","Consolidated Edison","Consolidated Edison","Consolidated Edison",0.21260000000000001,1.038,2.6862187037037013,3.06,2.4398365583075337]
[null,null,null,null,null,null,null,null,null,14901,"14901Chemung","14901",14901,"Zone C - Central","New York State Electric and Gas","Chemung","Southern Tier","Western","Western","Western",null,"Zone C - Central","Western","Western Region","Binghamton",null,"Lower Hudson","Westchester",10595,"Consolidated Edison","Consolidated Edison","Consolidated Edison","Consolidated Edison",0.21260000000000001,1.038,2.6862187037037013,3.06,2.4398365583075337]
[null,null,null,null,null,null,null,null,null,14902,"14902Chemung","14902",14902,"Zone C - Central","New York State Electric and Gas","Chemung","Southern Tier","Western","Western","Western",null,"Zone C - Central","Western","Western Region","Binghamton",null,"Lower Hudson","Westchester",10596,"Consolidated Edison","Consolidated Edison","Consolidated Edison","Consolidated Edison",0.21260000000000001,1.038,2.6862187037037013,3.06,2.4398365583075337]
[null,null,null,null,null,null,null,null,null,14903,"14903Chemung","14903",14903,"Zone C - Central","New York State Electric and Gas","Chemung","Southern Tier","Western","Western","Western",null,"Zone C - Central","Western","Western Region","Binghamton",null,"Lower Hudson","Westchester",10597,"New York State Electric and Gas","New York State Electric and Gas","New York State Electric and Gas","New York State Electric and Gas",0.1163,0.66700000000000004,2.6862187037037013,3.06,2.4398365583075337]
[null,null,null,null,null,null,null,null,null,14904,"14904Chemung","14904",14904,"Zone C - Central","New York State Electric and Gas","Chemung","Southern Tier","Western","Western","Western",null,"Zone C - Central","Western","Western Region","Binghamton",null,"Lower Hudson","Westchester",10598,"New York State Electric and Gas","New York State Electric and Gas","New York State Electric and Gas","New York State Electric and Gas",0.1163,0.66700000000000004,2.6862187037037013,3.06,2.4398365583075337]
[null,null,null,null,null,null,null,null,null,14905,"14905Chemung","14905",14905,"Zone C - Central","New York State Electric and Gas","Chemung","Southern Tier","Western","Western","Western",null,"Zone C - Central","Western","Western Region","Binghamton",null,"Lower Hudson","Westchester",10601,"Consolidated Edison","Consolidated Edison","Consolidated Edison","Consolidated Edison",0.21260000000000001,1.038,2.6862187037037013,3.06,2.4398365583075337]
[null,null,null,null,null,null,null,null,null,13746,"13746Chenango","13746",13746,"Zone C - Central","New York State Electric and Gas","Chenango","Southern Tier","Central","Central","Central",null,"Zone C - Central","Central","Central Region","Binghamton",null,"Lower Hudson","Westchester",10602,"Consolidated Edison","Consolidated Edison","Consolidated Edison","Consolidated Edison",0.21260000000000001,1.038,2.6862187037037013,3.06,2.4398365583075337]
[null,null,null,null,null,null,null,null,null,13124,"13124Chenango","13124",13124,"Zone E - Mohawk Valley","National Grid","Chenango","Southern Tier","Central","Central","Central",null,"Zone E - Mohawk Valley","Central","Central Region","Binghamton",null,"Lower Hudson","Westchester",10603,"Consolidated Edison","Consolidated Edison","Consolidated Edison","Consolidated Edison",0.21260000000000001,1.038,2.6862187037037013,3.06,2.4398365583075337]
[null,null,null,null,null,null,null,null,null,13411,"13411Chenango","13411",13411,"Zone E - Mohawk Valley","New York State Electric and Gas","Chenango","Southern Tier","Central","Central","Central",null,"Zone E - Mohawk Valley","Central","Central Region","Binghamton",null,"Lower Hudson","Westchester",10604,"Consolidated Edison","Consolidated Edison","Consolidated Edison","Consolidated Edison",0.21260000000000001,1.038,2.6862187037037013,3.06,2.4398365583075337]
[null,null,null,null,null,null,null,null,null,13460,"13460Chenango","13460",13460,"Zone E - Mohawk Valley","New York State Electric and Gas","Chenango","Southern Tier","Central","Central","Central",null,"Zone E - Mohawk Valley","Central","Central Region","Binghamton",null,"Lower Hudson","Westchester",10605,"Consolidated Edison","Consolidated Edison","Consolidated Edison","Consolidated Edison",0.21260000000000001,1.038,2.6862187037037013,3.06,2.4398365583075337]
[null,null,null,null,null,null,null,null,null,13464,"13464Chenango","13464",13464,"Zone E - Mohawk Valley","New York State Electric and Gas","Chenango","Southern Tier","Central","Central","Central",null,"Zone E - Mohawk Valley","Central","Central Region","Binghamton",null,"Lower Hudson","Westchester",10606,"Consolidated Edison","Consolidated Edison","Consolidated Edison","Consolidated Edison",0.21260000000000001,1.038,2.6862187037037013,3.06,2.4398365583075337]
[null,null,null,null,null,null,null,null,null,13733,"13733Chenango","13733",13733,"Zone E - Mohawk Valley","New York State Electric and Gas","Chenango","Southern Tier","Central","Central","Central",null,"Zone E - Mohawk Valley","Central","Central Region","Binghamton",null,"Lower Hudson","Westchester",10607,"Consolidated Edison","Consolidated Edison","Consolidated Edison","Consolidated Edison",0.21260000000000001,1.038,2.6862187037037013,3.06,2.4398365583075337]
[null,null,null,null,null,null,null,null,null,13758,"13758Chenango","13758",13758,"Zone E - Mohawk Valley","New York State Electric and Gas","Chenango","Southern Tier","Central","Central","Central",null,"Zone E - Mohawk Valley","Central","Central Region","Binghamton",null,"Lower Hudson","Westchester",10610,"Consolidated Edison","Consolidated Edison","Consolidated Edison","Consolidated Edison",0.21260000000000001,1.038,2.6862187037037013,3.06,2.4398365583075337]
[null,null,null,null,null,null,null,null,null,13780,"13780Chenango","13780",13780,"Zone E - Mohawk Valley","New York State Electric and Gas","Chenango","Southern Tier","Central","Central","Central",null,"Zone E - Mohawk Valley","Central","Central Region","Binghamton",null,"Lower Hudson","Westchester",10701,"Consolidated Edison","Consolidated Edison","Consolidated Edison","Consolidated Edison",0.21260000000000001,1.038,2.6862187037037013,3.06,2.4398365583075337]
[null,null,null,null,null,null,null,null,null,13809,"13809Chenango","13809",13809,"Zone E - Mohawk Valley","New York State Electric and Gas","Chenango","Southern Tier","Central","Central","Central",null,"Zone E - Mohawk Valley","Central","Central Region","Binghamton",null,"Lower Hudson","Westchester",10702,"Consolidated Edison","Consolidated Edison","Consolidated Edison","Consolidated Edison",0.21260000000000001,1.038,2.6862187037037013,3.06,2.4398365583075337]
[null,null,null,null,null,null,null,null,null,13814,"13814Chenango","13814",13814,"Zone E - Mohawk Valley","New York State Electric and Gas","Chenango","Southern Tier","Central","Central","Central",null,"Zone E - Mohawk Valley","Central","Central Region","Binghamton",null,"Lower Hudson","Westchester",10703,"Consolidated Edison","Consolidated Edison","Consolidated Edison","Consolidated Edison",0.21260000000000001,1.038,2.6862187037037013,3.06,2.4398365583075337]
[null,null,null,null,null,null,null,null,null,13815,"13815Chenango","13815",13815,"Zone E - Mohawk Valley","New York State Electric and Gas","Chenango","Southern Tier","Central","Central","Central",null,"Zone E - Mohawk Valley","Central","Central Region","Binghamton",null,"Lower Hudson","Westchester",10704,"Consolidated Edison","Consolidated Edison","Consolidated Edison","Consolidated Edison",0.21260000000000001,1.038,2.6862187037037013,3.06,2.4398365583075337]
[null,null,null,null,null,null,null,null,null,13830,"13830Chenango","13830",13830,"Zone E - Mohawk Valley","New York State Electric and Gas","Chenango","Southern Tier","Central","Central","Central",null,"Zone E - Mohawk Valley","Central","Central Region","Binghamton",null,"Lower Hudson","Westchester",10705,"Consolidated Edison","Consolidated Edison","Consolidated Edison","Consolidated Edison",0.21260000000000001,1.038,2.6862187037037013,3.06,2.4398365583075337]
[null,null,null,null,null,null,null,null,null,13832,"13832Chenango","13832",13832,"Zone E - Mohawk Valley","New York State Electric and Gas","Chenango","Southern Tier","Central","Central","Central",null,"Zone E - Mohawk Valley","Central","Central Region","Binghamton",null,"Lower Hudson","Westchester",10706,"Consolidated Edison","Consolidated Edison","Consolidated Edison","Consolidated Edison",0.21260000000000001,1.038,2.6862187037037013,3.06,2.4398365583075337]
[null,null,null,null,null,null,null,null,null,13843,"13843Chenango","13843",13843,"Zone E - Mohawk Valley","New York State Electric and Gas","Chenango","Southern Tier","Central","Central","Central",null,"Zone E - Mohawk Valley","Central","Central Region","Binghamton",null,"Lower Hudson","Westchester",10707,"Consolidated Edison","Consolidated Edison","Consolidated Edison","Consolidated Edison",0.21260000000000001,1.038,2.6862187037037013,3.06,2.4398365583075337]
[null,null,null,null,null,null,null,null,null,13844,"13844Chenango","13844",13844,"Zone E - Mohawk Valley","New York State Electric and Gas","Chenango","Southern Tier","Central","Central","Central",null,"Zone E - Mohawk Valley","Central","Central Region","Binghamton",null,"Lower Hudson","Westchester",10708,"Consolidated Edison","Consolidated Edison","Consolidated Edison","Consolidated Edison",0.21260000000000001,1.038,2.6862187037037013,3.06,2.4398365583075337]
[null,null,null,null,null,null,null,null,null,13778,"13778Chenango","13778",13778,"Zone E - Mohawk Valley","Municipal Utilities","Chenango","Southern Tier","Central","Central","Central",null,"Zone E - Mohawk Valley","Central","Central Region","Binghamton",null,"Lower Hudson","Westchester",10709,"Consolidated Edison","Consolidated Edison","Consolidated Edison","Consolidated Edison",0.21260000000000001,1.038,2.6862187037037013,3.06,2.4398365583075337]
[null,null,null,null,null,null,null,null,null,13136,"13136Chenango","13136",13136,"Zone E - Mohawk Valley","New York State Electric and Gas","Chenango","Southern Tier","Central","Central","Central",null,"Zone E - Mohawk Valley","Central","Central Region","Binghamton",null,"Lower Hudson","Westchester",10710,"Consolidated Edison","Consolidated Edison","Consolidated Edison","Consolidated Edison",0.21260000000000001,1.038,2.6862187037037013,3.06,2.4398365583075337]
[null,null,null,null,null,null,null,null,null,13155,"13155Chenango","13155",13155,"Zone E - Mohawk Valley","New York State Electric and Gas","Chenango","Southern Tier","Central","Central","Central",null,"Zone E - Mohawk Valley","Central","Central Region","Binghamton",null,"Lower Hudson","Westchester",10801,"Consolidated Edison","Consolidated Edison","Consolidated Edison","Consolidated Edison",0.21260000000000001,1.038,2.6862187037037013,3.06,2.4398365583075337]
[null,null,null,null,null,null,null,null,null,13730,"13730Chenango","13730",13730,"Zone E - Mohawk Valley","New York State Electric and Gas","Chenango","Southern Tier","Central","Central","Central",null,"Zone E - Mohawk Valley","Central","Central Region","Binghamton",null,"Lower Hudson","Westchester",10802,"Consolidated Edison","Consolidated Edison","Consolidated Edison","Consolidated Edison",0.21260000000000001,1.038,2.6862187037037013,3.06,2.4398365583075337]
[null,null,null,null,null,null,null,null,null,13801,"13801Chenango","13801",13801,"Zone E - Mohawk Valley","New York State Electric and Gas","Chenango","Southern Tier","Central","Central","Central",null,"Zone E - Mohawk Valley","Central","Central Region","Binghamton",null,"Lower Hudson","Westchester",10803,"Consolidated Edison","Consolidated Edison","Consolidated Edison","Consolidated Edison",0.21260000000000001,1.038,2.6862187037037013,3.06,2.4398365583075337]
[null,null,null,null,null,null,null,null,null,13841,"13841Chenango","13841",13841,"Zone E - Mohawk Valley","New York State Electric and Gas","Chenango","Southern Tier","Central","Central","Central",null,"Zone E - Mohawk Valley","Central","Central Region","Binghamton",null,"Lower Hudson","Westchester",10804,"Consolidated Edison","Consolidated Edison","Consolidated Edison","Consolidated Edison",0.21260000000000001,1.038,2.6862187037037013,3.06,2.4398365583075337]
[null,null,null,null,null,null,null,null,null,12979,"12979Clinton","12979",12979,"Zone D - North","Municipal Utilities","Clinton","North Country","North Country","North Country","North Country",null,"Zone D - North","North Country","North Country","Massena",null,"Lower Hudson","Westchester",10805,"Consolidated Edison","Consolidated Edison","Consolidated Edison","Consolidated Edison",0.21260000000000001,1.038,2.6862187037037013,3.06,2.4398365583075337]
[null,null,null,null,null,null,null,null,null,12903,"12903Clinton","12903",12903,"Zone D - North","New York State Electric and Gas","Clinton","North Country","North Country","North Country","North Country",null,"Zone D - North","North Country","North Country","Massena",null,"Lower Hudson","Rockland",10901,"Orange and Rockland","Orange and Rockland","Orange and Rockland","Orange and Rockland",0.1163,0.76500000000000001,2.6862187037037013,3.06,2.4398365583075337]
[null,null,null,null,null,null,null,null,null,12910,"12910Clinton","12910",12910,"Zone D - North","New York State Electric and Gas","Clinton","North Country","North Country","North Country","North Country",null,"Zone D - North","North Country","North Country","Massena",null,"Upper Hudson","Orange",10910,"Orange and Rockland","Orange and Rockland","Orange and Rockland","Orange and Rockland",0.1163,0.76500000000000001,2.5345615079365071,3.06,2.4398365583075337]
[null,null,null,null,null,null,null,null,null,12911,"12911Clinton","12911",12911,"Zone D - North","New York State Electric and Gas","Clinton","North Country","North Country","North Country","North Country",null,"Zone D - North","North Country","North Country","Massena",null,"Lower Hudson","Rockland",10911,"Orange and Rockland","Orange and Rockland","Orange and Rockland","Orange and Rockland",0.1163,0.76500000000000001,2.6862187037037013,3.06,2.4398365583075337]
[null,null,null,null,null,null,null,null,null,12918,"12918Clinton","12918",12918,"Zone D - North","New York State Electric and Gas","Clinton","North Country","North Country","North Country","North Country",null,"Zone D - North","North Country","North Country","Massena",null,"Upper Hudson","Orange",10912,"Orange and Rockland","Orange and Rockland","Orange and Rockland","Orange and Rockland",0.1163,0.76500000000000001,2.5345615079365071,3.06,2.4398365583075337]
[null,null,null,null,null,null,null,null,null,12919,"12919Clinton","12919",12919,"Zone D - North","New York State Electric and Gas","Clinton","North Country","North Country","North Country","North Country",null,"Zone D - North","North Country","North Country","Massena",null,"Lower Hudson","Rockland",10913,"Orange and Rockland","Orange and Rockland","Orange and Rockland","Orange and Rockland",0.1163,0.76500000000000001,2.6862187037037013,3.06,2.4398365583075337]
[null,null,null,null,null,null,null,null,null,12921,"12921Clinton","12921",12921,"Zone D - North","New York State Electric and Gas","Clinton","North Country","North Country","North Country","North Country",null,"Zone D - North","North Country","North Country","Massena",null,"Upper Hudson","Orange",10914,"Orange and Rockland","Orange and Rockland","Orange and Rockland","Orange and Rockland",0.1163,0.76500000000000001,2.5345615079365071,3.06,2.4398365583075337]
[null,null,null,null,null,null,null,null,null,12923,"12923Clinton","12923",12923,"Zone D - North","New York State Electric and Gas","Clinton","North Country","North Country","North Country","North Country",null,"Zone D - North","North Country","North Country","Massena",null,"Upper Hudson","Orange",10915,"Orange and Rockland","Orange and Rockland","Orange and Rockland","Orange and Rockland",0.1163,0.76500000000000001,2.5345615079365071,3.06,2.4398365583075337]
[null,null,null,null,null,null,null,null,null,12924,"12924Clinton","12924",12924,"Zone D - North","New York State Electric and Gas","Clinton","North Country","North Country","North Country","North Country",null,"Zone D - North","North Country","North Country","Massena",null,"Upper Hudson","Orange",10916,"Central Hudson Gas and Electric","Central Hudson Gas and Electric","Central Hudson Gas and Electric","Central Hudson Gas and Electric",0.13370000000000001,0.92100000000000004,2.5345615079365071,3.06,2.4398365583075337]
[null,null,null,null,null,null,null,null,null,12929,"12929Clinton","12929",12929,"Zone D - North","New York State Electric and Gas","Clinton","North Country","North Country","North Country","North Country",null,"Zone D - North","North Country","North Country","Massena",null,"Upper Hudson","Orange",10917,"Orange and Rockland","Orange and Rockland","Orange and Rockland","Orange and Rockland",0.1163,0.76500000000000001,2.5345615079365071,3.06,2.4398365583075337]
[null,null,null,null,null,null,null,null,null,12933,"12933Clinton","12933",12933,"Zone D - North","New York State Electric and Gas","Clinton","North Country","North Country","North Country","North Country",null,"Zone D - North","North Country","North Country","Massena",null,"Upper Hudson","Orange",10918,"Orange and Rockland","Orange and Rockland","Orange and Rockland","Orange and Rockland",0.1163,0.76500000000000001,2.5345615079365071,3.06,2.4398365583075337]
[null,null,null,null,null,null,null,null,null,12934,"12934Clinton","12934",12934,"Zone D - North","New York State Electric and Gas","Clinton","North Country","North Country","North Country","North Country",null,"Zone D - North","North Country","North Country","Massena",null,"Upper Hudson","Orange",10919,"Orange and Rockland","Orange and Rockland","Orange and Rockland","Orange and Rockland",0.1163,0.76500000000000001,2.5345615079365071,3.06,2.4398365583075337]
[null,null,null,null,null,null,null,null,null,12935,"12935Clinton","12935",12935,"Zone D - North","New York State Electric and Gas","Clinton","North Country","North Country","North Country","North Country",null,"Zone D - North","North Country","North Country","Massena",null,"Lower Hudson","Rockland",10920,"Orange and Rockland","Orange and Rockland","Orange and Rockland","Orange and Rockland",0.1163,0.76500000000000001,2.6862187037037013,3.06,2.4398365583075337]
[null,null,null,null,null,null,null,null,null,12952,"12952Clinton","12952",12952,"Zone D - North","New York State Electric and Gas","Clinton","North Country","North Country","North Country","North Country",null,"Zone D - North","North Country","North Country","Massena",null,"Upper Hudson","Orange",10921,"Orange and Rockland","Orange and Rockland","Orange and Rockland","Orange and Rockland",0.1163,0.76500000000000001,2.5345615079365071,3.06,2.4398365583075337]
[null,null,null,null,null,null,null,null,null,12955,"12955Clinton","12955",12955,"Zone D - North","New York State Electric and Gas","Clinton","North Country","North Country","North Country","North Country",null,"Zone D - North","North Country","North Country","Massena",null,"Upper Hudson","Orange",10922,"Orange and Rockland","Orange and Rockland","Orange and Rockland","Orange and Rockland",0.1163,0.76500000000000001,2.5345615079365071,3.06,2.4398365583075337]
[null,null,null,null,null,null,null,null,null,12958,"12958Clinton","12958",12958,"Zone D - North","New York State Electric and Gas","Clinton","North Country","North Country","North Country","North Country",null,"Zone D - North","North Country","North Country","Massena",null,"Lower Hudson","Rockland",10923,"Orange and Rockland","Orange and Rockland","Orange and Rockland","Orange and Rockland",0.1163,0.76500000000000001,2.6862187037037013,3.06,2.4398365583075337]
[null,null,null,null,null,null,null,null,null,12959,"12959Clinton","12959",12959,"Zone D - North","New York State Electric and Gas","Clinton","North Country","North Country","North Country","North Country",null,"Zone D - North","North Country","North Country","Massena",null,"Upper Hudson","Orange",10924,"Orange and Rockland","Orange and Rockland","Orange and Rockland","Orange and Rockland",0.1163,0.76500000000000001,2.5345615079365071,3.06,2.4398365583075337]
[null,null,null,null,null,null,null,null,null,12962,"12962Clinton","12962",12962,"Zone D - North","New York State Electric and Gas","Clinton","North Country","North Country","North Country","North Country",null,"Zone D - North","North Country","North Country","Massena",null,"Upper Hudson","Orange",10925,"Orange and Rockland","Orange and Rockland","Orange and Rockland","Orange and Rockland",0.1163,0.76500000000000001,2.5345615079365071,3.06,2.4398365583075337]
[null,null,null,null,null,null,null,null,null,12972,"12972Clinton","12972",12972,"Zone D - North","New York State Electric and Gas","Clinton","North Country","North Country","North Country","North Country",null,"Zone D - North","North Country","North Country","Massena",null,"Upper Hudson","Orange",10926,"Orange and Rockland","Orange and Rockland","Orange and Rockland","Orange and Rockland",0.1163,0.76500000000000001,2.5345615079365071,3.06,2.4398365583075337]
[null,null,null,null,null,null,null,null,null,12981,"12981Clinton","12981",12981,"Zone D - North","New York State Electric and Gas","Clinton","North Country","North Country","North Country","North Country",null,"Zone D - North","North Country","North Country","Massena",null,"Lower Hudson","Rockland",10927,"Orange and Rockland","Orange and Rockland","Orange and Rockland","Orange and Rockland",0.1163,0.76500000000000001,2.6862187037037013,3.06,2.4398365583075337]
[null,null,null,null,null,null,null,null,null,12992,"12992Clinton","12992",12992,"Zone D - North","New York State Electric and Gas","Clinton","North Country","North Country","North Country","North Country",null,"Zone D - North","North Country","North Country","Massena",null,"Upper Hudson","Orange",10928,"Orange and Rockland","Orange and Rockland","Orange and Rockland","Orange and Rockland",0.1163,0.76500000000000001,2.5345615079365071,3.06,2.4398365583075337]
[null,null,null,null,null,null,null,null,null,12901,"12901Clinton","12901",12901,"Zone D - North","Municipal Utilities","Clinton","North Country","North Country","North Country","North Country",null,"Zone D - North","North Country","North Country","Massena",null,"Upper Hudson","Orange",10930,"Orange and Rockland","Orange and Rockland","Orange and Rockland","Orange and Rockland",0.1163,0.76500000000000001,2.5345615079365071,3.06,2.4398365583075337]
[null,null,null,null,null,null,null,null,null,12978,"12978Clinton","12978",12978,"Zone E - Mohawk Valley","New York State Electric and Gas","Clinton","North Country","North Country","North Country","North Country",null,"Zone E - Mohawk Valley","North Country","North Country","Massena",null,"Lower Hudson","Rockland",10931,"Orange and Rockland","Orange and Rockland","Orange and Rockland","Orange and Rockland",0.1163,0.76500000000000001,2.6862187037037013,3.06,2.4398365583075337]
[null,null,null,null,null,null,null,null,null,12985,"12985Clinton","12985",12985,"Zone E - Mohawk Valley","New York State Electric and Gas","Clinton","North Country","North Country","North Country","North Country",null,"Zone E - Mohawk Valley","North Country","North Country","Massena",null,"Upper Hudson","Orange",10932,"Orange and Rockland","Orange and Rockland","Orange and Rockland","Orange and Rockland",0.1163,0.76500000000000001,2.5345615079365071,3.06,2.4398365583075337]
[null,null,null,null,null,null,null,null,null,12912,"12912Clinton","12912",12912,"Zone E - Mohawk Valley","National Grid","Clinton","North Country","North Country","North Country","North Country",null,"Zone E - Mohawk Valley","North Country","North Country","Massena",null,"Upper Hudson","Orange",10933,"Orange and Rockland","Orange and Rockland","Orange and Rockland","Orange and Rockland",0.1163,0.76500000000000001,2.5345615079365071,3.06,2.4398365583075337]
[null,null,null,null,null,null,null,null,null,12050,"12050Columbia","12050",12050,"Zone F - Capital","National Grid","Columbia","Capital Region","Upper Hudson","Mid-Hudson","Mid-Hudson",null,"Zone F - Capital","Upper Hudson","Hudson Valley","Albany",null,"Upper Hudson","Orange",10940,"Orange and Rockland","Orange and Rockland","Orange and Rockland","Orange and Rockland",0.1163,0.76500000000000001,2.5345615079365071,3.06,2.4398365583075337]
[null,null,null,null,null,null,null,null,null,12106,"12106Columbia","12106",12106,"Zone F - Capital","National Grid","Columbia","Capital Region","Upper Hudson","Mid-Hudson","Mid-Hudson",null,"Zone F - Capital","Upper Hudson","Hudson Valley","Albany",null,"Upper Hudson","Orange",10941,"Orange and Rockland","Orange and Rockland","Orange and Rockland","Orange and Rockland",0.1163,0.76500000000000001,2.5345615079365071,3.06,2.4398365583075337]
[null,null,null,null,null,null,null,null,null,12130,"12130Columbia","12130",12130,"Zone F - Capital","National Grid","Columbia","Capital Region","Upper Hudson","Mid-Hudson","Mid-Hudson",null,"Zone F - Capital","Upper Hudson","Hudson Valley","Albany",null,{"$error":"#N/A"},"Orange",10943,"Orange and Rockland","Orange and Rockland",null,null,0.1782,1.1579999999999999,2.5345615079365071,3.06,2.4398365583075337]
[null,null,null,null,null,null,null,null,null,12132,"12132Columbia","12132",12132,"Zone F - Capital","National Grid","Columbia","Capital Region","Upper Hudson","Mid-Hudson","Mid-Hudson",null,"Zone F - Capital","Upper Hudson","Hudson Valley","Albany",null,"Upper Hudson","Orange",10949,"Orange and Rockland","Orange and Rockland","Orange and Rockland","Orange and Rockland",0.1163,0.76500000000000001,2.5345615079365071,3.06,2.4398365583075337]
[null,null,null,null,null,null,null,null,null,12172,"12172Columbia","12172",12172,"Zone F - Capital","National Grid","Columbia","Capital Region","Upper Hudson","Mid-Hudson","Mid-Hudson",null,"Zone F - Capital","Upper Hudson","Hudson Valley","Albany",null,"Upper Hudson","Orange",10950,"Orange and Rockland","Orange and Rockland","Orange and Rockland","Orange and Rockland",0.1163,0.76500000000000001,2.5345615079365071,3.06,2.4398365583075337]
[null,null,null,null,null,null,null,null,null,12174,"12174Columbia","12174",12174,"Zone F - Capital","National Grid","Columbia","Capital Region","Upper Hudson","Mid-Hudson","Mid-Hudson",null,"Zone F - Capital","Upper Hudson","Hudson Valley","Albany",null,"Lower Hudson","Rockland",10952,"Orange and Rockland","Orange and Rockland","Orange and Rockland","Orange and Rockland",0.1163,0.76500000000000001,2.6862187037037013,3.06,2.4398365583075337]
[null,null,null,null,null,null,null,null,null,12184,"12184Columbia","12184",12184,"Zone F - Capital","National Grid","Columbia","Capital Region","Upper Hudson","Mid-Hudson","Mid-Hudson",null,"Zone F - Capital","Upper Hudson","Hudson Valley","Albany",null,"Upper Hudson","Orange",10953,"Central Hudson Gas and Electric","Central Hudson Gas and Electric","Central Hudson Gas and Electric","Central Hudson Gas and Electric",0.13370000000000001,0.92100000000000004,2.5345615079365071,3.06,2.4398365583075337]
[null,null,null,null,null,null,null,null,null,{"$f":"L324*1","v":12513},"12513Columbia","12513",12513,"Zone F - Capital","National Grid","Columbia","Capital Region","Upper Hudson","Mid-Hudson","Mid-Hudson",null,"Zone F - Capital","Upper Hudson","Hudson Valley","Albany",null,{"$f":"VLOOKUP(AC324,J:R,9,)","v":"Lower Hudson"},"Rockland",10954,"Orange and Rockland","Orange and Rockland","Orange and Rockland","Orange and Rockland",0.1163,0.76500000000000001,2.6862187037037013,3.06,2.4398365583075337]
[null,null,null,null,null,null,null,null,null,12523,"12523Columbia","12523",12523,"Zone F - Capital","National Grid","Columbia","Capital Region","Upper Hudson","Mid-Hudson","Mid-Hudson",null,"Zone F - Capital","Upper Hudson","Hudson Valley","Poughkeepsie",null,"Lower Hudson","Rockland",10956,"Orange and Rockland","Orange and Rockland","Orange and Rockland","Orange and Rockland",0.1163,0.76500000000000001,2.6862187037037013,3.06,2.4398365583075337]
[null,null,null,null,null,null,null,null,null,12526,"12526Columbia","12526",12526,"Zone F - Capital","National Grid","Columbia","Capital Region","Upper Hudson","Mid-Hudson","Mid-Hudson",null,"Zone F - Capital","Upper Hudson","Hudson Valley","Albany",null,"Upper Hudson","Orange",10958,"Orange and Rockland","Orange and Rockland","Orange and Rockland","Orange and Rockland",0.1163,0.76500000000000001,2.5345615079365071,3.06,2.4398365583075337]
[null,null,null,null,null,null,null,null,null,12530,"12530Columbia","12530",12530,"Zone F - Capital","National Grid","Columbia","Capital Region","Upper Hudson","Mid-Hudson","Mid-Hudson",null,"Zone F - Capital","Upper Hudson","Hudson Valley","Albany",null,"Upper Hudson","Orange",10959,"Orange and Rockland","Orange and Rockland","Orange and Rockland","Orange and Rockland",0.1163,0.76500000000000001,2.5345615079365071,3.06,2.4398365583075337]
[null,null,null,null,null,null,null,null,null,12534,"12534Columbia","12534",12534,"Zone F - Capital","National Grid","Columbia","Capital Region","Upper Hudson","Mid-Hudson","Mid-Hudson",null,"Zone F - Capital","Upper Hudson","Hudson Valley","Albany",null,"Lower Hudson","Rockland",10960,"Orange and Rockland","Orange and Rockland","Orange and Rockland","Orange and Rockland",0.1163,0.76500000000000001,2.6862187037037013,3.06,2.4398365583075337]
[null,null,null,null,null,null,null,null,null,12017,"12017Columbia","12017",12017,"Zone F - Capital","New York State Electric and Gas","Columbia","Capital Region","Upper Hudson","Mid-Hudson","Mid-Hudson",null,"Zone F - Capital","Upper Hudson","Hudson Valley","Albany",null,"Lower Hudson","Rockland",10962,"Orange and Rockland","Orange and Rockland","Orange and Rockland","Orange and Rockland",0.1163,0.76500000000000001,2.6862187037037013,3.06,2.4398365583075337]
[null,null,null,null,null,null,null,null,null,12024,"12024Columbia","12024",12024,"Zone F - Capital","New York State Electric and Gas","Columbia","Capital Region","Upper Hudson","Mid-Hudson","Mid-Hudson",null,"Zone F - Capital","Upper Hudson","Hudson Valley","Albany",null,"Upper Hudson","Orange",10963,"Orange and Rockland","Orange and Rockland","Orange and Rockland","Orange and Rockland",0.1163,0.76500000000000001,2.5345615079365071,3.06,2.4398365583075337]
[null,null,null,null,null,null,null,null,null,12029,"12029Columbia","12029",12029,"Zone F - Capital","New York State Electric and Gas","Columbia","Capital Region","Upper Hudson","Mid-Hudson","Mid-Hudson",null,"Zone F - Capital","Upper Hudson","Hudson Valley","Albany",null,"Lower Hudson","Rockland",10964,"Orange and Rockland","Orange and Rockland","Orange and Rockland","Orange and Rockland",0.1163,0.76500000000000001,2.6862187037037013,3.06,2.4398365583075337]
[null,null,null,null,null,null,null,null,null,12037,"12037Columbia","12037",12037,"Zone F - Capital","New York State Electric and Gas","Columbia","Capital Region","Upper Hudson","Mid-Hudson","Mid-Hudson",null,"Zone F - Capital","Upper Hudson","Hudson Valley","Albany",null,"Lower Hudson","Rockland",10965,"Orange and Rockland","Orange and Rockland","Orange and Rockland","Orange and Rockland",0.1163,0.76500000000000001,2.6862187037037013,3.06,2.4398365583075337]
[null,null,null,null,null,null,null,null,null,12060,"12060Columbia","12060",12060,"Zone F - Capital","New York State Electric and Gas","Columbia","Capital Region","Upper Hudson","Mid-Hudson","Mid-Hudson",null,"Zone F - Capital","Upper Hudson","Hudson Valley","Albany",null,"Lower Hudson","Rockland",10968,"Orange and Rockland","Orange and Rockland","Orange and Rockland","Orange and Rockland",0.1163,0.76500000000000001,2.6862187037037013,3.06,2.4398365583075337]
[null,null,null,null,null,null,null,null,null,12075,"12075Columbia","12075",12075,"Zone F - Capital","New York State Electric and Gas","Columbia","Capital Region","Upper Hudson","Mid-Hudson","Mid-Hudson",null,"Zone F - Capital","Upper Hudson","Hudson Valley","Albany",null,"Upper Hudson","Orange",10969,"Orange and Rockland","Orange and Rockland","Orange and Rockland","Orange and Rockland",0.1163,0.76500000000000001,2.5345615079365071,3.06,2.4398365583075337]
[null,null,null,null,null,null,null,null,null,12115,"12115Columbia","12115",12115,"Zone F - Capital","New York State Electric and Gas","Columbia","Capital Region","Upper Hudson","Mid-Hudson","Mid-Hudson",null,"Zone F - Capital","Upper Hudson","Hudson Valley","Albany",null,"Lower Hudson","Rockland",10970,"Orange and Rockland","Orange and Rockland","Orange and Rockland","Orange and Rockland",0.1163,0.76500000000000001,2.6862187037037013,3.06,2.4398365583075337]
[null,null,null,null,null,null,null,null,null,12125,"12125Columbia","12125",12125,"Zone F - Capital","New York State Electric and Gas","Columbia","Capital Region","Upper Hudson","Mid-Hudson","Mid-Hudson",null,"Zone F - Capital","Upper Hudson","Hudson Valley","Albany",null,"Upper Hudson","Orange",10973,"Orange and Rockland","Orange and Rockland","Orange and Rockland","Orange and Rockland",0.1163,0.76500000000000001,2.5345615079365071,3.06,2.4398365583075337]
[null,null,null,null,null,null,null,null,null,12136,"12136Columbia","12136",12136,"Zone F - Capital","New York State Electric and Gas","Columbia","Capital Region","Upper Hudson","Mid-Hudson","Mid-Hudson",null,"Zone F - Capital","Upper Hudson","Hudson Valley","Albany",null,"Lower Hudson","Rockland",10974,"Orange and Rockland","Orange and Rockland","Orange and Rockland","Orange and Rockland",0.1163,0.76500000000000001,2.6862187037037013,3.06,2.4398365583075337]
[null,null,null,null,null,null,null,null,null,12165,"12165Columbia","12165",12165,"Zone F - Capital","New York State Electric and Gas","Columbia","Capital Region","Upper Hudson","Mid-Hudson","Mid-Hudson",null,"Zone F - Capital","Upper Hudson","Hudson Valley","Albany",null,"Upper Hudson","Orange",10975,"Orange and Rockland","Orange and Rockland","Orange and Rockland","Orange and Rockland",0.1163,0.76500000000000001,2.5345615079365071,3.06,2.4398365583075337]
[null,null,null,null,null,null,null,null,null,12195,"12195Columbia","12195",12195,"Zone F - Capital","New York State Electric and Gas","Columbia","Capital Region","Upper Hudson","Mid-Hudson","Mid-Hudson",null,"Zone F - Capital","Upper Hudson","Hudson Valley","Albany",null,"Lower Hudson","Rockland",10976,"Orange and Rockland","Orange and Rockland","Orange and Rockland","Orange and Rockland",0.1163,0.76500000000000001,2.6862187037037013,3.06,2.4398365583075337]
[null,null,null,null,null,null,null,null,null,12521,"12521Columbia","12521",12521,"Zone F - Capital","New York State Electric and Gas","Columbia","Capital Region","Upper Hudson","Mid-Hudson","Mid-Hudson",null,"Zone F - Capital","Upper Hudson","Hudson Valley","Albany",null,"Lower Hudson","Rockland",10977,"Orange and Rockland","Orange and Rockland","Orange and Rockland","Orange and Rockland",0.1163,0.76500000000000001,2.6862187037037013,3.06,2.4398365583075337]
[null,null,null,null,null,null,null,null,null,12529,"12529Columbia","12529",12529,"Zone F - Capital","New York State Electric and Gas","Columbia","Capital Region","Upper Hudson","Mid-Hudson","Mid-Hudson",null,"Zone F - Capital","Upper Hudson","Hudson Valley","Albany",null,"Upper Hudson","Orange",10979,"Orange and Rockland","Orange and Rockland","Orange and Rockland","Orange and Rockland",0.1163,0.76500000000000001,2.5345615079365071,3.06,2.4398365583075337]
[null,null,null,null,null,null,null,null,null,12544,"12544Columbia","12544",12544,"Zone F - Capital","New York State Electric and Gas","Columbia","Capital Region","Upper Hudson","Mid-Hudson","Mid-Hudson",null,"Zone F - Capital","Upper Hudson","Hudson Valley","Albany",null,"Lower Hudson","Rockland",10980,"Orange and Rockland","Orange and Rockland","Orange and Rockland","Orange and Rockland",0.1163,0.76500000000000001,2.6862187037037013,3.06,2.4398365583075337]
[null,null,null,null,null,null,null,null,null,12565,"12565Columbia","12565",12565,"Zone F - Capital","New York State Electric and Gas","Columbia","Capital Region","Upper Hudson","Mid-Hudson","Mid-Hudson",null,"Zone F - Capital","Upper Hudson","Hudson Valley","Albany",null,"Upper Hudson","Orange",10981,"Orange and Rockland","Orange and Rockland","Orange and Rockland","Orange and Rockland",0.1163,0.76500000000000001,2.5345615079365071,3.06,2.4398365583075337]
[null,null,null,null,null,null,null,null,null,12173,"12173Columbia","12173",12173,"Zone F - Capital","National Grid","Columbia","Capital Region","Upper Hudson","Mid-Hudson","Mid-Hudson",null,"Zone F - Capital","Upper Hudson","Hudson Valley","Albany",null,"Lower Hudson","Rockland",10982,"Orange and Rockland","Orange and Rockland","Orange and Rockland","Orange and Rockland",0.1163,0.76500000000000001,2.6862187037037013,3.06,2.4398365583075337]
[null,null,null,null,null,null,null,null,null,12541,"12541Columbia","12541",12541,"Zone G - Hudson Valley","National Grid","Columbia","Capital Region","Upper Hudson","Mid-Hudson","Mid-Hudson",null,"Zone G - Hudson Valley","Upper Hudson","Hudson Valley","Albany",null,"Lower Hudson","Rockland",10983,"Orange and Rockland","Orange and Rockland","Orange and Rockland","Orange and Rockland",0.1163,0.76500000000000001,2.6862187037037013,3.06,2.4398365583075337]
[null,null,null,null,null,null,null,null,null,12516,"12516Columbia","12516",12516,"Zone G - Hudson Valley","New York State Electric and Gas","Columbia","Capital Region","Upper Hudson","Mid-Hudson","Mid-Hudson",null,"Zone G - Hudson Valley","Upper Hudson","Hudson Valley","Albany",null,"Lower Hudson","Rockland",10984,"Orange and Rockland","Orange and Rockland","Orange and Rockland","Orange and Rockland",0.1163,0.76500000000000001,2.6862187037037013,3.06,2.4398365583075337]
[null,null,null,null,null,null,null,null,null,12517,"12517Columbia","12517",12517,"Zone G - Hudson Valley","New York State Electric and Gas","Columbia","Capital Region","Upper Hudson","Mid-Hudson","Mid-Hudson",null,"Zone G - Hudson Valley","Upper Hudson","Hudson Valley","Albany",null,"Upper Hudson","Orange",10985,"Orange and Rockland","Orange and Rockland","Orange and Rockland","Orange and Rockland",0.1163,0.76500000000000001,2.5345615079365071,3.06,2.4398365583075337]
[null,null,null,null,null,null,null,null,null,12502,"12502Columbia","12502",12502,"Zone G - Hudson Valley","Central Hudson Gas and Electric","Columbia","Capital Region","Upper Hudson","Mid-Hudson","Mid-Hudson",null,"Zone G - Hudson Valley","Upper Hudson","Hudson Valley","Albany",null,"Lower Hudson","Rockland",10986,"Orange and Rockland","Orange and Rockland","Orange and Rockland","Orange and Rockland",0.1163,0.76500000000000001,2.6862187037037013,3.06,2.4398365583075337]
[null,null,null,null,null,null,null,null,null,12503,"12503Columbia","12503",12503,"Zone G - Hudson Valley","Central Hudson Gas and Electric","Columbia","Capital Region","Upper Hudson","Mid-Hudson","Mid-Hudson",null,"Zone G - Hudson Valley","Upper Hudson","Hudson Valley","Albany",null,"Upper Hudson","Orange",10987,"Orange and Rockland","Orange and Rockland","Orange and Rockland","Orange and Rockland",0.1163,0.76500000000000001,2.5345615079365071,3.06,2.4398365583075337]
[null,null,null,null,null,null,null,null,null,13045,"13045Cortland","13045",13045,"Zone C - Central","National Grid","Cortland","Central New York","Central","Central","Central",null,"Zone C - Central","Central","Central Region","Binghamton",null,"Upper Hudson","Orange",10988,"Orange and Rockland","Orange and Rockland","Orange and Rockland","Orange and Rockland",0.1163,0.76500000000000001,2.5345615079365071,3.06,2.4398365583075337]
[null,null,null,null,null,null,null,null,null,13056,"13056Cortland","13056",13056,"Zone C - Central","National Grid","Cortland","Central New York","Central","Central","Central",null,"Zone C - Central","Central","Central Region","Binghamton",null,"Lower Hudson","Rockland",10989,"Orange and Rockland","Orange and Rockland","Orange and Rockland","Orange and Rockland",0.1163,0.76500000000000001,2.6862187037037013,3.06,2.4398365583075337]
[null,null,null,null,null,null,null,null,null,13077,"13077Cortland","13077",13077,"Zone C - Central","National Grid","Cortland","Central New York","Central","Central","Central",null,"Zone C - Central","Central","Central Region","Binghamton",null,"Upper Hudson","Orange",10990,"Orange and Rockland","Orange and Rockland","Orange and Rockland","Orange and Rockland",0.1163,0.76500000000000001,2.5345615079365071,3.06,2.4398365583075337]
[null,null,null,null,null,null,null,null,null,13087,"13087Cortland","13087",13087,"Zone C - Central","National Grid","Cortland","Central New York","Central","Central","Central",null,"Zone C - Central","Central","Central Region","Binghamton",null,"Upper Hudson","Orange",10992,"Orange and Rockland","Orange and Rockland","Orange and Rockland","Orange and Rockland",0.1163,0.76500000000000001,2.5345615079365071,3.06,2.4398365583075337]
[null,null,null,null,null,null,null,null,null,13101,"13101Cortland","13101",13101,"Zone C - Central","National Grid","Cortland","Central New York","Central","Central","Central",null,"Zone C - Central","Central","Central Region","Binghamton",null,"Lower Hudson","Rockland",10993,"Orange and Rockland","Orange and Rockland","Orange and Rockland","Orange and Rockland",0.1163,0.76500000000000001,2.6862187037037013,3.06,2.4398365583075337]
[null,null,null,null,null,null,null,null,null,13158,"13158Cortland","13158",13158,"Zone C - Central","National Grid","Cortland","Central New York","Central","Central","Central",null,"Zone C - Central","Central","Central Region","Binghamton",null,"Lower Hudson","Rockland",10994,"Orange and Rockland","Orange and Rockland","Orange and Rockland","Orange and Rockland",0.1163,0.76500000000000001,2.6862187037037013,3.06,2.4398365583075337]
[null,null,null,null,null,null,null,null,null,13738,"13738Cortland","13738",13738,"Zone C - Central","National Grid","Cortland","Central New York","Central","Central","Central",null,"Zone C - Central","Central","Central Region","Binghamton",null,"Upper Hudson","Orange",10996,"Orange and Rockland","Orange and Rockland","Orange and Rockland","Orange and Rockland",0.1163,0.76500000000000001,2.5345615079365071,3.06,2.4398365583075337]
[null,null,null,null,null,null,null,null,null,13040,"13040Cortland","13040",13040,"Zone C - Central","New York State Electric and Gas","Cortland","Central New York","Central","Central","Central",null,"Zone C - Central","Central","Central Region","Binghamton",null,"Upper Hudson","Orange",10997,"Orange and Rockland","Orange and Rockland","Orange and Rockland","Orange and Rockland",0.1163,0.76500000000000001,2.5345615079365071,3.06,2.4398365583075337]
[null,null,null,null,null,null,null,null,null,13784,"13784Cortland","13784",13784,"Zone C - Central","New York State Electric and Gas","Cortland","Central New York","Central","Central","Central",null,"Zone C - Central","Central","Central Region","Binghamton",null,"Upper Hudson","Orange",10998,"Orange and Rockland","Orange and Rockland","Orange and Rockland","Orange and Rockland",0.1163,0.76500000000000001,2.5345615079365071,3.06,2.4398365583075337]
[null,null,null,null,null,null,null,null,null,13803,"13803Cortland","13803",13803,"Zone C - Central","New York State Electric and Gas","Cortland","Central New York","Central","Central","Central",null,"Zone C - Central","Central","Central Region","Binghamton",null,"Long Island","Nassau",11001,"PSEG Long Island","KeySpan Energy Delivery Long Island (KEDLI)","PSEG Long Island","National Grid",0.18329999999999999,1.2150000000000001,2.7887413333333329,3.06,2.9581087797619032]
[null,null,null,null,null,null,null,null,null,13863,"13863Cortland","13863",13863,"Zone C - Central","New York State Electric and Gas","Cortland","Central New York","Central","Central","Central",null,"Zone C - Central","Central","Central Region","Binghamton",null,"Long Island","Nassau",11002,"PSEG Long Island","KeySpan Energy Delivery Long Island (KEDLI)","PSEG Long Island","National Grid",0.18329999999999999,1.2150000000000001,2.7887413333333329,3.06,2.9581087797619032]
[null,null,null,null,null,null,null,null,null,12167,"12167Delaware","12167",12167,"Zone E - Mohawk Valley","New York State Electric and Gas","Delaware","Southern Tier","Central","Central","Central",null,"Zone E - Mohawk Valley","Central","Central Region","Binghamton",null,"Long Island","Nassau",11003,"PSEG Long Island","KeySpan Energy Delivery Long Island (KEDLI)","PSEG Long Island","National Grid",0.18329999999999999,1.2150000000000001,2.7887413333333329,3.06,2.9581087797619032]
[null,null,null,null,null,null,null,null,null,12406,"12406Delaware","12406",12406,"Zone E - Mohawk Valley","New York State Electric and Gas","Delaware","Southern Tier","Central","Central","Central",null,"Zone E - Mohawk Valley","Central","Central Region","Binghamton",null,"NYC","Queens",11004,"Consolidated Edison","KeySpan Energy Delivery New York (KEDNY)","Consolidated Edison","National Grid",0.22109999999999999,1.038,2.7546683333333313,3.06,2.8854408173076935]
[null,null,null,null,null,null,null,null,null,12421,"12421Delaware","12421",12421,"Zone E - Mohawk Valley","New York State Electric and Gas","Delaware","Southern Tier","Central","Central","Central",null,"Zone E - Mohawk Valley","Central","Central Region","Binghamton",null,"NYC","Queens",11005,"Consolidated Edison","KeySpan Energy Delivery New York (KEDNY)","Consolidated Edison","National Grid",0.22109999999999999,1.038,2.7546683333333313,3.06,2.8854408173076935]
[null,null,null,null,null,null,null,null,null,12434,"12434Delaware","12434",12434,"Zone E - Mohawk Valley","New York State Electric and Gas","Delaware","Southern Tier","Central","Central","Central",null,"Zone E - Mohawk Valley","Central","Central Region","Binghamton",null,"Long Island","Nassau",11010,"PSEG Long Island","KeySpan Energy Delivery Long Island (KEDLI)","PSEG Long Island","National Grid",0.18329999999999999,1.2150000000000001,2.7887413333333329,3.06,2.9581087797619032]
[null,null,null,null,null,null,null,null,null,12438,"12438Delaware","12438",12438,"Zone E - Mohawk Valley","New York State Electric and Gas","Delaware","Southern Tier","Central","Central","Central",null,"Zone E - Mohawk Valley","Central","Central Region","Binghamton",null,"Long Island","Nassau",11020,"PSEG Long Island","KeySpan Energy Delivery Long Island (KEDLI)","PSEG Long Island","National Grid",0.18329999999999999,1.2150000000000001,2.7887413333333329,3.06,2.9581087797619032]
[null,null,null,null,null,null,null,null,null,12455,"12455Delaware","12455",12455,"Zone E - Mohawk Valley","New York State Electric and Gas","Delaware","Southern Tier","Central","Central","Central",null,"Zone E - Mohawk Valley","Central","Central Region","Binghamton",null,"Long Island","Nassau",11021,"PSEG Long Island","KeySpan Energy Delivery Long Island (KEDLI)","PSEG Long Island","National Grid",0.18329999999999999,1.2150000000000001,2.7887413333333329,3.06,2.9581087797619032]
[null,null,null,null,null,null,null,null,null,12459,"12459Delaware","12459",12459,"Zone E - Mohawk Valley","New York State Electric and Gas","Delaware","Southern Tier","Central","Central","Central",null,"Zone E - Mohawk Valley","Central","Central Region","Binghamton",null,"Long Island","Nassau",11022,"PSEG Long Island","KeySpan Energy Delivery Long Island (KEDLI)","PSEG Long Island","National Grid",0.18329999999999999,1.2150000000000001,2.7887413333333329,3.06,2.9581087797619032]
[null,null,null,null,null,null,null,null,null,12474,"12474Delaware","12474",12474,"Zone E - Mohawk Valley","New York State Electric and Gas","Delaware","Southern Tier","Central","Central","Central",null,"Zone E - Mohawk Valley","Central","Central Region","Binghamton",null,"Long Island","Nassau",11023,"PSEG Long Island","KeySpan Energy Delivery Long Island (KEDLI)","PSEG Long Island","National Grid",0.18329999999999999,1.2150000000000001,2.7887413333333329,3.06,2.9581087797619032]
[null,null,null,null,null,null,null,null,null,13731,"13731Delaware","13731",13731,"Zone E - Mohawk Valley","New York State Electric and Gas","Delaware","Southern Tier","Central","Central","Central",null,"Zone E - Mohawk Valley","Central","Central Region","Binghamton",null,"Long Island","Nassau",11024,"PSEG Long Island","KeySpan Energy Delivery Long Island (KEDLI)","PSEG Long Island","National Grid",0.18329999999999999,1.2150000000000001,2.7887413333333329,3.06,2.9581087797619032]
[null,null,null,null,null,null,null,null,null,13739,"13739Delaware","13739",13739,"Zone E - Mohawk Valley","New York State Electric and Gas","Delaware","Southern Tier","Central","Central","Central",null,"Zone E - Mohawk Valley","Central","Central Region","Binghamton",null,"Long Island","Nassau",11026,"PSEG Long Island","KeySpan Energy Delivery Long Island (KEDLI)","PSEG Long Island","National Grid",0.18329999999999999,1.2150000000000001,2.7887413333333329,3.06,2.9581087797619032]
[null,null,null,null,null,null,null,null,null,13740,"13740Delaware","13740",13740,"Zone E - Mohawk Valley","New York State Electric and Gas","Delaware","Southern Tier","Central","Central","Central",null,"Zone E - Mohawk Valley","Central","Central Region","Binghamton",null,"Long Island","Nassau",11027,"PSEG Long Island","KeySpan Energy Delivery Long Island (KEDLI)","PSEG Long Island","National Grid",0.18329999999999999,1.2150000000000001,2.7887413333333329,3.06,2.9581087797619032]
[null,null,null,null,null,null,null,null,null,13750,"13750Delaware","13750",13750,"Zone E - Mohawk Valley","New York State Electric and Gas","Delaware","Southern Tier","Central","Central","Central",null,"Zone E - Mohawk Valley","Central","Central Region","Binghamton",null,"Long Island","Nassau",11030,"PSEG Long Island","KeySpan Energy Delivery Long Island (KEDLI)","PSEG Long Island","National Grid",0.18329999999999999,1.2150000000000001,2.7887413333333329,3.06,2.9581087797619032]
[null,null,null,null,null,null,null,null,null,13751,"13751Delaware","13751",13751,"Zone E - Mohawk Valley","New York State Electric and Gas","Delaware","Southern Tier","Central","Central","Central",null,"Zone E - Mohawk Valley","Central","Central Region","Binghamton",null,"Long Island","Nassau",11040,"PSEG Long Island","KeySpan Energy Delivery Long Island (KEDLI)","PSEG Long Island","National Grid",0.18329999999999999,1.2150000000000001,2.7887413333333329,3.06,2.9581087797619032]
[null,null,null,null,null,null,null,null,null,13752,"13752Delaware","13752",13752,"Zone E - Mohawk Valley","New York State Electric and Gas","Delaware","Southern Tier","Central","Central","Central",null,"Zone E - Mohawk Valley","Central","Central Region","Binghamton",null,{"$error":"#N/A"},"Nassau",11041,"PSEG Long Island","KeySpan Energy Delivery Long Island (KEDLI)","PSEG Long Island","National Grid",0.18329999999999999,1.2150000000000001,2.7887413333333329,3.06,2.9581087797619032]
[null,null,null,null,null,null,null,null,null,13753,"13753Delaware","13753",13753,"Zone E - Mohawk Valley","New York State Electric and Gas","Delaware","Southern Tier","Central","Central","Central",null,"Zone E - Mohawk Valley","Central","Central Region","Binghamton",null,"Long Island","Nassau",11042,"PSEG Long Island","KeySpan Energy Delivery Long Island (KEDLI)","PSEG Long Island","National Grid",0.18329999999999999,1.2150000000000001,2.7887413333333329,3.06,2.9581087797619032]
[null,null,null,null,null,null,null,null,null,13755,"13755Delaware","13755",13755,"Zone E - Mohawk Valley","New York State Electric and Gas","Delaware","Southern Tier","Central","Central","Central",null,"Zone E - Mohawk Valley","Central","Central Region","Binghamton",null,"Long Island","Nassau",11050,"PSEG Long Island","KeySpan Energy Delivery Long Island (KEDLI)","PSEG Long Island","National Grid",0.18329999999999999,1.2150000000000001,2.7887413333333329,3.06,2.9581087797619032]
[null,null,null,null,null,null,null,null,null,13756,"13756Delaware","13756",13756,"Zone E - Mohawk Valley","New York State Electric and Gas","Delaware","Southern Tier","Central","Central","Central",null,"Zone E - Mohawk Valley","Central","Central Region","Binghamton",null,"Long Island","Nassau",11051,"PSEG Long Island","KeySpan Energy Delivery Long Island (KEDLI)","PSEG Long Island","National Grid",0.18329999999999999,1.2150000000000001,2.7887413333333329,3.06,2.9581087797619032]
[null,null,null,null,null,null,null,null,null,13757,"13757Delaware","13757",13757,"Zone E - Mohawk Valley","New York State Electric and Gas","Delaware","Southern Tier","Central","Central","Central",null,"Zone E - Mohawk Valley","Central","Central Region","Binghamton",null,"Long Island","Nassau",11052,"PSEG Long Island","KeySpan Energy Delivery Long Island (KEDLI)","PSEG Long Island","National Grid",0.18329999999999999,1.2150000000000001,2.7887413333333329,3.06,2.9581087797619032]
[null,null,null,null,null,null,null,null,null,13774,"13774Delaware","13774",13774,"Zone E - Mohawk Valley","New York State Electric and Gas","Delaware","Southern Tier","Central","Central","Central",null,"Zone E - Mohawk Valley","Central","Central Region","Binghamton",null,"Long Island","Nassau",11053,"PSEG Long Island","KeySpan Energy Delivery Long Island (KEDLI)","PSEG Long Island","National Grid",0.18329999999999999,1.2150000000000001,2.7887413333333329,3.06,2.9581087797619032]
[null,null,null,null,null,null,null,null,null,13775,"13775Delaware","13775",13775,"Zone E - Mohawk Valley","New York State Electric and Gas","Delaware","Southern Tier","Central","Central","Central",null,"Zone E - Mohawk Valley","Central","Central Region","Binghamton",null,"Long Island","Nassau",11054,"PSEG Long Island","KeySpan Energy Delivery Long Island (KEDLI)","PSEG Long Island","National Grid",0.18329999999999999,1.2150000000000001,2.7887413333333329,3.06,2.9581087797619032]
[null,null,null,null,null,null,null,null,null,13782,"13782Delaware","13782",13782,"Zone E - Mohawk Valley","New York State Electric and Gas","Delaware","Southern Tier","Central","Central","Central",null,"Zone E - Mohawk Valley","Central","Central Region","Binghamton",null,"Long Island","Nassau",11055,"PSEG Long Island","KeySpan Energy Delivery Long Island (KEDLI)","PSEG Long Island","National Grid",0.18329999999999999,1.2150000000000001,2.7887413333333329,3.06,2.9581087797619032]
[null,null,null,null,null,null,null,null,null,13783,"13783Delaware","13783",13783,"Zone E - Mohawk Valley","New York State Electric and Gas","Delaware","Southern Tier","Central","Central","Central",null,"Zone E - Mohawk Valley","Central","Central Region","Binghamton",null,"Long Island","Nassau",11096,"PSEG Long Island","KeySpan Energy Delivery Long Island (KEDLI)","PSEG Long Island","National Grid",0.18329999999999999,1.2150000000000001,2.7887413333333329,3.06,2.9581087797619032]
[null,null,null,null,null,null,null,null,null,13786,"13786Delaware","13786",13786,"Zone E - Mohawk Valley","New York State Electric and Gas","Delaware","Southern Tier","Central","Central","Central",null,"Zone E - Mohawk Valley","Central","Central Region","Binghamton",null,"NYC","Queens",11101,"Consolidated Edison","KeySpan Energy Delivery New York (KEDNY)","Consolidated Edison","National Grid",0.22109999999999999,1.038,2.7546683333333313,3.06,2.8854408173076935]
[null,null,null,null,null,null,null,null,null,13788,"13788Delaware","13788",13788,"Zone E - Mohawk Valley","New York State Electric and Gas","Delaware","Southern Tier","Central","Central","Central",null,"Zone E - Mohawk Valley","Central","Central Region","Binghamton",null,"NYC","Queens",11102,"Consolidated Edison","KeySpan Energy Delivery New York (KEDNY)","Consolidated Edison","National Grid",0.22109999999999999,1.038,2.7546683333333313,3.06,2.8854408173076935]
[null,null,null,null,null,null,null,null,null,13804,"13804Delaware","13804",13804,"Zone E - Mohawk Valley","New York State Electric and Gas","Delaware","Southern Tier","Central","Central","Central",null,"Zone E - Mohawk Valley","Central","Central Region","Binghamton",null,"NYC","Queens",11103,"Consolidated Edison","KeySpan Energy Delivery New York (KEDNY)","Consolidated Edison","National Grid",0.22109999999999999,1.038,2.7546683333333313,3.06,2.8854408173076935]
[null,null,null,null,null,null,null,null,null,13806,"13806Delaware","13806",13806,"Zone E - Mohawk Valley","New York State Electric and Gas","Delaware","Southern Tier","Central","Central","Central",null,"Zone E - Mohawk Valley","Central","Central Region","Binghamton",null,"NYC","Queens",11104,"Consolidated Edison","KeySpan Energy Delivery New York (KEDNY)","Consolidated Edison","National Grid",0.22109999999999999,1.038,2.7546683333333313,3.06,2.8854408173076935]
[null,null,null,null,null,null,null,null,null,13838,"13838Delaware","13838",13838,"Zone E - Mohawk Valley","New York State Electric and Gas","Delaware","Southern Tier","Central","Central","Central",null,"Zone E - Mohawk Valley","Central","Central Region","Binghamton",null,"NYC","Queens",11105,"Consolidated Edison","KeySpan Energy Delivery New York (KEDNY)","Consolidated Edison","National Grid",0.22109999999999999,1.038,2.7546683333333313,3.06,2.8854408173076935]
[null,null,null,null,null,null,null,null,null,{"$f":"L388*1","v":13839},"13839Delaware","13839",13839,"Zone E - Mohawk Valley","New York State Electric and Gas","Delaware","Southern Tier","Central","Central","Central",null,"Zone E - Mohawk Valley","Central","Central Region","Binghamton",null,{"$f":"VLOOKUP(AC388,J:R,9,)","v":"NYC"},"Queens",11106,"Consolidated Edison","KeySpan Energy Delivery New York (KEDNY)","Consolidated Edison","National Grid",0.22109999999999999,1.038,2.7546683333333313,3.06,2.8854408173076935]
[null,null,null,null,null,null,null,null,null,13842,"13842Delaware","13842",13842,"Zone E - Mohawk Valley","New York State Electric and Gas","Delaware","Southern Tier","Central","Central","Central",null,"Zone E - Mohawk Valley","Central","Central Region","Binghamton",null,"NYC","Queens",11109,"Consolidated Edison","KeySpan Energy Delivery New York (KEDNY)","Consolidated Edison","National Grid",0.22109999999999999,1.038,2.7546683333333313,3.06,2.8854408173076935]
[null,null,null,null,null,null,null,null,null,13846,"13846Delaware","13846",13846,"Zone E - Mohawk Valley","New York State Electric and Gas","Delaware","Southern Tier","Central","Central","Central",null,"Zone E - Mohawk Valley","Central","Central Region","Binghamton",null,"NYC","Queens",11120,"Consolidated Edison","KeySpan Energy Delivery New York (KEDNY)","Consolidated Edison","National Grid",0.22109999999999999,1.038,2.7546683333333313,3.06,2.8854408173076935]
[null,null,null,null,null,null,null,null,null,13847,"13847Delaware","13847",13847,"Zone E - Mohawk Valley","New York State Electric and Gas","Delaware","Southern Tier","Central","Central","Central",null,"Zone E - Mohawk Valley","Central","Central Region","Binghamton",null,"NYC","Kings",11201,"Consolidated Edison","Consolidated Edison","Consolidated Edison","Consolidated Edison",0.22109999999999999,1.038,2.7546683333333313,3.06,2.8854408173076935]
[null,null,null,null,null,null,null,null,null,13856,"13856Delaware","13856",13856,"Zone E - Mohawk Valley","New York State Electric and Gas","Delaware","Southern Tier","Central","Central","Central",null,"Zone E - Mohawk Valley","Central","Central Region","Binghamton",null,"NYC","Kings",11202,"Consolidated Edison","Consolidated Edison","Consolidated Edison","Consolidated Edison",0.22109999999999999,1.038,2.7546683333333313,3.06,2.8854408173076935]
[null,null,null,null,null,null,null,null,null,13860,"13860Delaware","13860",13860,"Zone E - Mohawk Valley","New York State Electric and Gas","Delaware","Southern Tier","Central","Central","Central",null,"Zone E - Mohawk Valley","Central","Central Region","Binghamton",null,"NYC","Kings",11203,"Consolidated Edison","Consolidated Edison","Consolidated Edison","Consolidated Edison",0.22109999999999999,1.038,2.7546683333333313,3.06,2.8854408173076935]
[null,null,null,null,null,null,null,null,null,12776,"12776Delaware","12776",12776,"Zone E - Mohawk Valley","New York State Electric and Gas","Delaware","Southern Tier","Central","Central","Central",null,"Zone E - Mohawk Valley","Central","Central Region","Binghamton",null,"NYC","Kings",11204,"Consolidated Edison","Consolidated Edison","Consolidated Edison","Consolidated Edison",0.22109999999999999,1.038,2.7546683333333313,3.06,2.8854408173076935]
[null,null,null,null,null,null,null,null,null,12504,"12504Dutchess","12504",12504,"Zone G - Hudson Valley","Central Hudson Gas and Electric","Dutchess","Mid-Hudson","Lower Hudson","Mid-Hudson","Mid-Hudson",null,"Zone G - Hudson Valley","Lower Hudson","Hudson Valley","Poughkeepsie",null,"NYC","Kings",11205,"Consolidated Edison","Consolidated Edison","Consolidated Edison","Consolidated Edison",0.22109999999999999,1.038,2.7546683333333313,3.06,2.8854408173076935]
[null,null,null,null,null,null,null,null,null,12506,"12506Dutchess","12506",12506,"Zone G - Hudson Valley","Central Hudson Gas and Electric","Dutchess","Mid-Hudson","Lower Hudson","Mid-Hudson","Mid-Hudson",null,"Zone G - Hudson Valley","Lower Hudson","Hudson Valley","Poughkeepsie",null,"NYC","Kings",11206,"Consolidated Edison","Consolidated Edison","Consolidated Edison","Consolidated Edison",0.22109999999999999,1.038,2.7546683333333313,3.06,2.8854408173076935]
[null,null,null,null,null,null,null,null,null,12507,"12507Dutchess","12507",12507,"Zone G - Hudson Valley","Central Hudson Gas and Electric","Dutchess","Mid-Hudson","Lower Hudson","Mid-Hudson","Mid-Hudson",null,"Zone G - Hudson Valley","Lower Hudson","Hudson Valley","Poughkeepsie",null,"NYC","Kings",11207,"Consolidated Edison","Consolidated Edison","Consolidated Edison","Consolidated Edison",0.22109999999999999,1.038,2.7546683333333313,3.06,2.8854408173076935]
[null,null,null,null,null,null,null,null,null,12510,"12510Dutchess","12510",12510,"Zone G - Hudson Valley","Central Hudson Gas and Electric","Dutchess","Mid-Hudson","Lower Hudson","Mid-Hudson","Mid-Hudson",null,"Zone G - Hudson Valley","Lower Hudson","Hudson Valley","Poughkeepsie",null,"NYC","Kings",11208,"Consolidated Edison","Consolidated Edison","Consolidated Edison","Consolidated Edison",0.22109999999999999,1.038,2.7546683333333313,3.06,2.8854408173076935]
[null,null,null,null,null,null,null,null,null,12514,"12514Dutchess","12514",12514,"Zone G - Hudson Valley","Central Hudson Gas and Electric","Dutchess","Mid-Hudson","Lower Hudson","Mid-Hudson","Mid-Hudson",null,"Zone G - Hudson Valley","Lower Hudson","Hudson Valley","Poughkeepsie",null,"NYC","Kings",11209,"Consolidated Edison","Consolidated Edison","Consolidated Edison","Consolidated Edison",0.22109999999999999,1.038,2.7546683333333313,3.06,2.8854408173076935]
[null,null,null,null,null,null,null,null,null,12538,"12538Dutchess","12538",12538,"Zone G - Hudson Valley","Central Hudson Gas and Electric","Dutchess","Mid-Hudson","Lower Hudson","Mid-Hudson","Mid-Hudson",null,"Zone G - Hudson Valley","Lower Hudson","Hudson Valley","Poughkeepsie",null,"NYC","Kings",11210,"Consolidated Edison","Consolidated Edison","Consolidated Edison","Consolidated Edison",0.22109999999999999,1.038,2.7546683333333313,3.06,2.8854408173076935]
[null,null,null,null,null,null,null,null,null,12540,"12540Dutchess","12540",12540,"Zone G - Hudson Valley","Central Hudson Gas and Electric","Dutchess","Mid-Hudson","Lower Hudson","Mid-Hudson","Mid-Hudson",null,"Zone G - Hudson Valley","Lower Hudson","Hudson Valley","Poughkeepsie",null,"NYC","Kings",11211,"Consolidated Edison","Consolidated Edison","Consolidated Edison","Consolidated Edison",0.22109999999999999,1.038,2.7546683333333313,3.06,2.8854408173076935]
[null,null,null,null,null,null,null,null,null,12545,"12545Dutchess","12545",12545,"Zone G - Hudson Valley","Central Hudson Gas and Electric","Dutchess","Mid-Hudson","Lower Hudson","Mid-Hudson","Mid-Hudson",null,"Zone G - Hudson Valley","Lower Hudson","Hudson Valley","Poughkeepsie",null,"NYC","Kings",11212,"Consolidated Edison","Consolidated Edison","Consolidated Edison","Consolidated Edison",0.22109999999999999,1.038,2.7546683333333313,3.06,2.8854408173076935]
[null,null,null,null,null,null,null,null,null,12546,"12546Dutchess","12546",12546,"Zone G - Hudson Valley","Central Hudson Gas and Electric","Dutchess","Mid-Hudson","Lower Hudson","Mid-Hudson","Mid-Hudson",null,"Zone G - Hudson Valley","Lower Hudson","Hudson Valley","Poughkeepsie",null,"NYC","Kings",11213,"Consolidated Edison","Consolidated Edison","Consolidated Edison","Consolidated Edison",0.22109999999999999,1.038,2.7546683333333313,3.06,2.8854408173076935]
[null,null,null,null,null,null,null,null,null,12567,"12567Dutchess","12567",12567,"Zone G - Hudson Valley","Central Hudson Gas and Electric","Dutchess","Mid-Hudson","Lower Hudson","Mid-Hudson","Mid-Hudson",null,"Zone G - Hudson Valley","Lower Hudson","Hudson Valley","Albany",null,"NYC","Kings",11214,"Consolidated Edison","Consolidated Edison","Consolidated Edison","Consolidated Edison",0.22109999999999999,1.038,2.7546683333333313,3.06,2.8854408173076935]
[null,null,null,null,null,null,null,null,null,12569,"12569Dutchess","12569",12569,"Zone G - Hudson Valley","Central Hudson Gas and Electric","Dutchess","Mid-Hudson","Lower Hudson","Mid-Hudson","Mid-Hudson",null,"Zone G - Hudson Valley","Lower Hudson","Hudson Valley","Poughkeepsie",null,"NYC","Kings",11215,"Consolidated Edison","Consolidated Edison","Consolidated Edison","Consolidated Edison",0.22109999999999999,1.038,2.7546683333333313,3.06,2.8854408173076935]
[null,null,null,null,null,null,null,null,null,12571,"12571Dutchess","12571",12571,"Zone G - Hudson Valley","Central Hudson Gas and Electric","Dutchess","Mid-Hudson","Lower Hudson","Mid-Hudson","Mid-Hudson",null,"Zone G - Hudson Valley","Lower Hudson","Hudson Valley","Poughkeepsie",null,"NYC","Kings",11216,"Consolidated Edison","Consolidated Edison","Consolidated Edison","Consolidated Edison",0.22109999999999999,1.038,2.7546683333333313,3.06,2.8854408173076935]
[null,null,null,null,null,null,null,null,null,12572,"12572Dutchess","12572",12572,"Zone G - Hudson Valley","Central Hudson Gas and Electric","Dutchess","Mid-Hudson","Lower Hudson","Mid-Hudson","Mid-Hudson",null,"Zone G - Hudson Valley","Lower Hudson","Hudson Valley","Poughkeepsie",null,"NYC","Kings",11217,"Consolidated Edison","Consolidated Edison","Consolidated Edison","Consolidated Edison",0.22109999999999999,1.038,2.7546683333333313,3.06,2.8854408173076935]
[null,null,null,null,null,null,null,null,null,12574,"12574Dutchess","12574",12574,"Zone G - Hudson Valley","Central Hudson Gas and Electric","Dutchess","Mid-Hudson","Lower Hudson","Mid-Hudson","Mid-Hudson",null,"Zone G - Hudson Valley","Lower Hudson","Hudson Valley","Poughkeepsie",null,"NYC","Kings",11218,"Consolidated Edison","Consolidated Edison","Consolidated Edison","Consolidated Edison",0.22109999999999999,1.038,2.7546683333333313,3.06,2.8854408173076935]
[null,null,null,null,null,null,null,null,null,12578,"12578Dutchess","12578",12578,"Zone G - Hudson Valley","Central Hudson Gas and Electric","Dutchess","Mid-Hudson","Lower Hudson","Mid-Hudson","Mid-Hudson",null,"Zone G - Hudson Valley","Lower Hudson","Hudson Valley","Poughkeepsie",null,"NYC","Kings",11219,"Consolidated Edison","Consolidated Edison","Consolidated Edison","Consolidated Edison",0.22109999999999999,1.038,2.7546683333333313,3.06,2.8854408173076935]
[null,null,null,null,null,null,null,null,null,12580,"12580Dutchess","12580",12580,"Zone G - Hudson Valley","Central Hudson Gas and Electric","Dutchess","Mid-Hudson","Lower Hudson","Mid-Hudson","Mid-Hudson",null,"Zone G - Hudson Valley","Lower Hudson","Hudson Valley","Poughkeepsie",null,"NYC","Kings",11220,"Consolidated Edison","Consolidated Edison","Consolidated Edison","Consolidated Edison",0.22109999999999999,1.038,2.7546683333333313,3.06,2.8854408173076935]
[null,null,null,null,null,null,null,null,null,12581,"12581Dutchess","12581",12581,"Zone G - Hudson Valley","Central Hudson Gas and Electric","Dutchess","Mid-Hudson","Lower Hudson","Mid-Hudson","Mid-Hudson",null,"Zone G - Hudson Valley","Lower Hudson","Hudson Valley","Poughkeepsie",null,"NYC","Kings",11221,"Consolidated Edison","Consolidated Edison","Consolidated Edison","Consolidated Edison",0.22109999999999999,1.038,2.7546683333333313,3.06,2.8854408173076935]
[null,null,null,null,null,null,null,null,null,12583,"12583Dutchess","12583",12583,"Zone G - Hudson Valley","Central Hudson Gas and Electric","Dutchess","Mid-Hudson","Lower Hudson","Mid-Hudson","Mid-Hudson",null,"Zone G - Hudson Valley","Lower Hudson","Hudson Valley","Poughkeepsie",null,"NYC","Kings",11222,"Consolidated Edison","Consolidated Edison","Consolidated Edison","Consolidated Edison",0.22109999999999999,1.038,2.7546683333333313,3.06,2.8854408173076935]
[null,null,null,null,null,null,null,null,null,12585,"12585Dutchess","12585",12585,"Zone G - Hudson Valley","Central Hudson Gas and Electric","Dutchess","Mid-Hudson","Lower Hudson","Mid-Hudson","Mid-Hudson",null,"Zone G - Hudson Valley","Lower Hudson","Hudson Valley","Poughkeepsie",null,"NYC","Kings",11223,"Consolidated Edison","Consolidated Edison","Consolidated Edison","Consolidated Edison",0.22109999999999999,1.038,2.7546683333333313,3.06,2.8854408173076935]
[null,null,null,null,null,null,null,null,null,12601,"12601Dutchess","12601",12601,"Zone G - Hudson Valley","Central Hudson Gas and Electric","Dutchess","Mid-Hudson","Lower Hudson","Mid-Hudson","Mid-Hudson",null,"Zone G - Hudson Valley","Lower Hudson","Hudson Valley","Poughkeepsie",null,"NYC","Kings",11224,"Consolidated Edison","Consolidated Edison","Consolidated Edison","Consolidated Edison",0.22109999999999999,1.038,2.7546683333333313,3.06,2.8854408173076935]
[null,null,null,null,null,null,null,null,null,12602,"12602Dutchess","12602",12602,"Zone G - Hudson Valley","Central Hudson Gas and Electric","Dutchess","Mid-Hudson","Lower Hudson","Mid-Hudson","Mid-Hudson",null,"Zone G - Hudson Valley","Lower Hudson","Hudson Valley","Poughkeepsie",null,"NYC","Kings",11225,"Consolidated Edison","Consolidated Edison","Consolidated Edison","Consolidated Edison",0.22109999999999999,1.038,2.7546683333333313,3.06,2.8854408173076935]
[null,null,null,null,null,null,null,null,null,12603,"12603Dutchess","12603",12603,"Zone G - Hudson Valley","Central Hudson Gas and Electric","Dutchess","Mid-Hudson","Lower Hudson","Mid-Hudson","Mid-Hudson",null,"Zone G - Hudson Valley","Lower Hudson","Hudson Valley","Poughkeepsie",null,"NYC","Kings",11226,"Consolidated Edison","Consolidated Edison","Consolidated Edison","Consolidated Edison",0.22109999999999999,1.038,2.7546683333333313,3.06,2.8854408173076935]
[null,null,null,null,null,null,null,null,null,12604,"12604Dutchess","12604",12604,"Zone G - Hudson Valley","Central Hudson Gas and Electric","Dutchess","Mid-Hudson","Lower Hudson","Mid-Hudson","Mid-Hudson",null,"Zone G - Hudson Valley","Lower Hudson","Hudson Valley","Poughkeepsie",null,"NYC","Kings",11228,"Consolidated Edison","Consolidated Edison","Consolidated Edison","Consolidated Edison",0.22109999999999999,1.038,2.7546683333333313,3.06,2.8854408173076935]
[null,null,null,null,null,null,null,null,null,12508,"12508Dutchess","12508",12508,"Zone G - Hudson Valley","Central Hudson Gas and Electric","Dutchess","Mid-Hudson","Lower Hudson","Mid-Hudson","Mid-Hudson",null,"Zone G - Hudson Valley","Lower Hudson","Hudson Valley","Poughkeepsie",null,"NYC","Kings",11229,"Consolidated Edison","Consolidated Edison","Consolidated Edison","Consolidated Edison",0.22109999999999999,1.038,2.7546683333333313,3.06,2.8854408173076935]
[null,null,null,null,null,null,null,null,null,12511,"12511Dutchess","12511",12511,"Zone G - Hudson Valley","Central Hudson Gas and Electric","Dutchess","Mid-Hudson","Lower Hudson","Mid-Hudson","Mid-Hudson",null,"Zone G - Hudson Valley","Lower Hudson","Hudson Valley","Poughkeepsie",null,"NYC","Kings",11230,"Consolidated Edison","Consolidated Edison","Consolidated Edison","Consolidated Edison",0.22109999999999999,1.038,2.7546683333333313,3.06,2.8854408173076935]
[null,null,null,null,null,null,null,null,null,12512,"12512Dutchess","12512",12512,"Zone G - Hudson Valley","Central Hudson Gas and Electric","Dutchess","Mid-Hudson","Lower Hudson","Mid-Hudson","Mid-Hudson",null,"Zone G - Hudson Valley","Lower Hudson","Hudson Valley","Poughkeepsie",null,"NYC","Kings",11231,"Consolidated Edison","Consolidated Edison","Consolidated Edison","Consolidated Edison",0.22109999999999999,1.038,2.7546683333333313,3.06,2.8854408173076935]
[null,null,null,null,null,null,null,null,null,12524,"12524Dutchess","12524",12524,"Zone G - Hudson Valley","Central Hudson Gas and Electric","Dutchess","Mid-Hudson","Lower Hudson","Mid-Hudson","Mid-Hudson",null,"Zone G - Hudson Valley","Lower Hudson","Hudson Valley","Poughkeepsie",null,"NYC","Kings",11232,"Consolidated Edison","Consolidated Edison","Consolidated Edison","Consolidated Edison",0.22109999999999999,1.038,2.7546683333333313,3.06,2.8854408173076935]
[null,null,null,null,null,null,null,null,null,12527,"12527Dutchess","12527",12527,"Zone G - Hudson Valley","Central Hudson Gas and Electric","Dutchess","Mid-Hudson","Lower Hudson","Mid-Hudson","Mid-Hudson",null,"Zone G - Hudson Valley","Lower Hudson","Hudson Valley","Poughkeepsie",null,"NYC","Kings",11233,"Consolidated Edison","Consolidated Edison","Consolidated Edison","Consolidated Edison",0.22109999999999999,1.038,2.7546683333333313,3.06,2.8854408173076935]
[null,null,null,null,null,null,null,null,null,12533,"12533Dutchess","12533",12533,"Zone G - Hudson Valley","Central Hudson Gas and Electric","Dutchess","Mid-Hudson","Lower Hudson","Mid-Hudson","Mid-Hudson",null,"Zone G - Hudson Valley","Lower Hudson","Hudson Valley","Poughkeepsie",null,"NYC","Kings",11234,"Consolidated Edison","Consolidated Edison","Consolidated Edison","Consolidated Edison",0.22109999999999999,1.038,2.7546683333333313,3.06,2.8854408173076935]
[null,null,null,null,null,null,null,null,null,12537,"12537Dutchess","12537",12537,"Zone G - Hudson Valley","Central Hudson Gas and Electric","Dutchess","Mid-Hudson","Lower Hudson","Mid-Hudson","Mid-Hudson",null,"Zone G - Hudson Valley","Lower Hudson","Hudson Valley","Poughkeepsie",null,"NYC","Kings",11235,"Consolidated Edison","Consolidated Edison","Consolidated Edison","Consolidated Edison",0.22109999999999999,1.038,2.7546683333333313,3.06,2.8854408173076935]
[null,null,null,null,null,null,null,null,null,12582,"12582Dutchess","12582",12582,"Zone G - Hudson Valley","Central Hudson Gas and Electric","Dutchess","Mid-Hudson","Lower Hudson","Mid-Hudson","Mid-Hudson",null,"Zone G - Hudson Valley","Lower Hudson","Hudson Valley","Poughkeepsie",null,"NYC","Kings",11236,"Consolidated Edison","Consolidated Edison","Consolidated Edison","Consolidated Edison",0.22109999999999999,1.038,2.7546683333333313,3.06,2.8854408173076935]
[null,null,null,null,null,null,null,null,null,12590,"12590Dutchess","12590",12590,"Zone G - Hudson Valley","Central Hudson Gas and Electric","Dutchess","Mid-Hudson","Lower Hudson","Mid-Hudson","Mid-Hudson",null,"Zone G - Hudson Valley","Lower Hudson","Hudson Valley","Poughkeepsie",null,"NYC","Kings",11237,"Consolidated Edison","Consolidated Edison","Consolidated Edison","Consolidated Edison",0.22109999999999999,1.038,2.7546683333333313,3.06,2.8854408173076935]
[null,null,null,null,null,null,null,null,null,12501,"12501Dutchess","12501",12501,"Zone G - Hudson Valley","New York State Electric and Gas","Dutchess","Mid-Hudson","Lower Hudson","Mid-Hudson","Mid-Hudson",null,"Zone G - Hudson Valley","Lower Hudson","Hudson Valley","Poughkeepsie",null,"NYC","Kings",11238,"Consolidated Edison","Consolidated Edison","Consolidated Edison","Consolidated Edison",0.22109999999999999,1.038,2.7546683333333313,3.06,2.8854408173076935]
[null,null,null,null,null,null,null,null,null,12522,"12522Dutchess","12522",12522,"Zone G - Hudson Valley","New York State Electric and Gas","Dutchess","Mid-Hudson","Lower Hudson","Mid-Hudson","Mid-Hudson",null,"Zone G - Hudson Valley","Lower Hudson","Hudson Valley","Poughkeepsie",null,"NYC","Kings",11239,"Consolidated Edison","Consolidated Edison","Consolidated Edison","Consolidated Edison",0.22109999999999999,1.038,2.7546683333333313,3.06,2.8854408173076935]
[null,null,null,null,null,null,null,null,null,12531,"12531Dutchess","12531",12531,"Zone G - Hudson Valley","New York State Electric and Gas","Dutchess","Mid-Hudson","Lower Hudson","Mid-Hudson","Mid-Hudson",null,"Zone G - Hudson Valley","Lower Hudson","Hudson Valley","Poughkeepsie",null,"NYC","Kings",11241,"Consolidated Edison","Consolidated Edison","Consolidated Edison","Consolidated Edison",0.22109999999999999,1.038,2.7546683333333313,3.06,2.8854408173076935]
[null,null,null,null,null,null,null,null,null,12564,"12564Dutchess","12564",12564,"Zone G - Hudson Valley","New York State Electric and Gas","Dutchess","Mid-Hudson","Lower Hudson","Mid-Hudson","Mid-Hudson",null,"Zone G - Hudson Valley","Lower Hudson","Hudson Valley","Poughkeepsie",null,"NYC","Kings",11242,"Consolidated Edison","Consolidated Edison","Consolidated Edison","Consolidated Edison",0.22109999999999999,1.038,2.7546683333333313,3.06,2.8854408173076935]
[null,null,null,null,null,null,null,null,null,12570,"12570Dutchess","12570",12570,"Zone G - Hudson Valley","New York State Electric and Gas","Dutchess","Mid-Hudson","Lower Hudson","Mid-Hudson","Mid-Hudson",null,"Zone G - Hudson Valley","Lower Hudson","Hudson Valley","Poughkeepsie",null,"NYC","Kings",11243,"Consolidated Edison","Consolidated Edison","Consolidated Edison","Consolidated Edison",0.22109999999999999,1.038,2.7546683333333313,3.06,2.8854408173076935]
[null,null,null,null,null,null,null,null,null,12592,"12592Dutchess","12592",12592,"Zone G - Hudson Valley","New York State Electric and Gas","Dutchess","Mid-Hudson","Lower Hudson","Mid-Hudson","Mid-Hudson",null,"Zone G - Hudson Valley","Lower Hudson","Hudson Valley","Poughkeepsie",null,"NYC","Kings",11245,"Consolidated Edison","Consolidated Edison","Consolidated Edison","Consolidated Edison",0.22109999999999999,1.038,2.7546683333333313,3.06,2.8854408173076935]
[null,null,null,null,null,null,null,null,null,12594,"12594Dutchess","12594",12594,"Zone G - Hudson Valley","New York State Electric and Gas","Dutchess","Mid-Hudson","Lower Hudson","Mid-Hudson","Mid-Hudson",null,"Zone G - Hudson Valley","Lower Hudson","Hudson Valley","Poughkeepsie",null,"NYC","Kings",11247,"Consolidated Edison","Consolidated Edison","Consolidated Edison","Consolidated Edison",0.22109999999999999,1.038,2.7546683333333313,3.06,2.8854408173076935]
[null,null,null,null,null,null,null,null,null,14051,"14051Erie","14051",14051,"Zone A - West","National Grid","Erie","Western New York","Western","Western","Western",null,"Zone A - West","Western","Western Region","Buffalo",null,"NYC","Kings",11249,"Consolidated Edison","Consolidated Edison","Consolidated Edison","Consolidated Edison",0.22109999999999999,1.038,2.7546683333333313,3.06,2.8854408173076935]
[null,null,null,null,null,null,null,null,null,14068,"14068Erie","14068",14068,"Zone A - West","National Grid","Erie","Western New York","Western","Western","Western",null,"Zone A - West","Western","Western Region","Buffalo",null,"NYC","Kings",11251,"Consolidated Edison","Consolidated Edison","Consolidated Edison","Consolidated Edison",0.22109999999999999,1.038,2.7546683333333313,3.06,2.8854408173076935]
[null,null,null,null,null,null,null,null,null,14150,"14150Erie","14150",14150,"Zone A - West","National Grid","Erie","Western New York","Western","Western","Western",null,"Zone A - West","Western","Western Region","Buffalo",null,"NYC","Kings",11252,"Consolidated Edison","Consolidated Edison","Consolidated Edison","Consolidated Edison",0.22109999999999999,1.038,2.7546683333333313,3.06,2.8854408173076935]
[null,null,null,null,null,null,null,null,null,14151,"14151Erie","14151",14151,"Zone A - West","National Grid","Erie","Western New York","Western","Western","Western",null,"Zone A - West","Western","Western Region","Buffalo",null,"NYC","Kings",11256,"Consolidated Edison","Consolidated Edison","Consolidated Edison","Consolidated Edison",0.22109999999999999,1.038,2.7546683333333313,3.06,2.8854408173076935]
[null,null,null,null,null,null,null,null,null,14201,"14201Erie","14201",14201,"Zone A - West","National Grid","Erie","Western New York","Western","Western","Western",null,"Zone A - West","Western","Western Region","Buffalo",null,"NYC","Queens",11351,"Consolidated Edison","KeySpan Energy Delivery New York (KEDNY)","Consolidated Edison","National Grid",0.22109999999999999,1.038,2.7546683333333313,3.06,2.8854408173076935]
[null,null,null,null,null,null,null,null,null,14202,"14202Erie","14202",14202,"Zone A - West","National Grid","Erie","Western New York","Western","Western","Western",null,"Zone A - West","Western","Western Region","Buffalo",null,"NYC","Queens",11352,"Consolidated Edison","KeySpan Energy Delivery New York (KEDNY)","Consolidated Edison","National Grid",0.22109999999999999,1.038,2.7546683333333313,3.06,2.8854408173076935]
[null,null,null,null,null,null,null,null,null,14203,"14203Erie","14203",14203,"Zone A - West","National Grid","Erie","Western New York","Western","Western","Western",null,"Zone A - West","Western","Western Region","Buffalo",null,"NYC","Queens",11354,"Consolidated Edison","KeySpan Energy Delivery New York (KEDNY)","Consolidated Edison","National Grid",0.22109999999999999,1.038,2.7546683333333313,3.06,2.8854408173076935]
[null,null,null,null,null,null,null,null,null,14204,"14204Erie","14204",14204,"Zone A - West","National Grid","Erie","Western New York","Western","Western","Western",null,"Zone A - West","Western","Western Region","Buffalo",null,"NYC","Queens",11355,"Consolidated Edison","KeySpan Energy Delivery New York (KEDNY)","Consolidated Edison","National Grid",0.22109999999999999,1.038,2.7546683333333313,3.06,2.8854408173076935]
[null,null,null,null,null,null,null,null,null,14205,"14205Erie","14205",14205,"Zone A - West","National Grid","Erie","Western New York","Western","Western","Western",null,"Zone A - West","Western","Western Region","Buffalo",null,"NYC","Queens",11356,"Consolidated Edison","KeySpan Energy Delivery New York (KEDNY)","Consolidated Edison","National Grid",0.22109999999999999,1.038,2.7546683333333313,3.06,2.8854408173076935]
[null,null,null,null,null,null,null,null,null,14206,"14206Erie","14206",14206,"Zone A - West","National Grid","Erie","Western New York","Western","Western","Western",null,"Zone A - West","Western","Western Region","Buffalo",null,"NYC","Queens",11357,"Consolidated Edison","KeySpan Energy Delivery New York (KEDNY)","Consolidated Edison","National Grid",0.22109999999999999,1.038,2.7546683333333313,3.06,2.8854408173076935]
[null,null,null,null,null,null,null,null,null,14207,"14207Erie","14207",14207,"Zone A - West","National Grid","Erie","Western New York","Western","Western","Western",null,"Zone A - West","Western","Western Region","Buffalo",null,"NYC","Queens",11358,"Consolidated Edison","KeySpan Energy Delivery New York (KEDNY)","Consolidated Edison","National Grid",0.22109999999999999,1.038,2.7546683333333313,3.06,2.8854408173076935]
[null,null,null,null,null,null,null,null,null,14208,"14208Erie","14208",14208,"Zone A - West","National Grid","Erie","Western New York","Western","Western","Western",null,"Zone A - West","Western","Western Region","Buffalo",null,"NYC","Queens",11359,"Consolidated Edison","KeySpan Energy Delivery New York (KEDNY)","Consolidated Edison","National Grid",0.22109999999999999,1.038,2.7546683333333313,3.06,2.8854408173076935]
[null,null,null,null,null,null,null,null,null,14209,"14209Erie","14209",14209,"Zone A - West","National Grid","Erie","Western New York","Western","Western","Western",null,"Zone A - West","Western","Western Region","Buffalo",null,"NYC","Queens",11360,"Consolidated Edison","KeySpan Energy Delivery New York (KEDNY)","Consolidated Edison","National Grid",0.22109999999999999,1.038,2.7546683333333313,3.06,2.8854408173076935]
[null,null,null,null,null,null,null,null,null,14210,"14210Erie","14210",14210,"Zone A - West","National Grid","Erie","Western New York","Western","Western","Western",null,"Zone A - West","Western","Western Region","Buffalo",null,"NYC","Queens",11361,"Consolidated Edison","KeySpan Energy Delivery New York (KEDNY)","Consolidated Edison","National Grid",0.22109999999999999,1.038,2.7546683333333313,3.06,2.8854408173076935]
[null,null,null,null,null,null,null,null,null,14211,"14211Erie","14211",14211,"Zone A - West","National Grid","Erie","Western New York","Western","Western","Western",null,"Zone A - West","Western","Western Region","Buffalo",null,"NYC","Queens",11362,"Consolidated Edison","KeySpan Energy Delivery New York (KEDNY)","Consolidated Edison","National Grid",0.22109999999999999,1.038,2.7546683333333313,3.06,2.8854408173076935]
[null,null,null,null,null,null,null,null,null,14212,"14212Erie","14212",14212,"Zone A - West","National Grid","Erie","Western New York","Western","Western","Western",null,"Zone A - West","Western","Western Region","Buffalo",null,"NYC","Queens",11363,"Consolidated Edison","KeySpan Energy Delivery New York (KEDNY)","Consolidated Edison","National Grid",0.22109999999999999,1.038,2.7546683333333313,3.06,2.8854408173076935]
[null,null,null,null,null,null,null,null,null,14213,"14213Erie","14213",14213,"Zone A - West","National Grid","Erie","Western New York","Western","Western","Western",null,"Zone A - West","Western","Western Region","Buffalo",null,"NYC","Queens",11364,"Consolidated Edison","KeySpan Energy Delivery New York (KEDNY)","Consolidated Edison","National Grid",0.22109999999999999,1.038,2.7546683333333313,3.06,2.8854408173076935]
[null,null,null,null,null,null,null,null,null,14214,"14214Erie","14214",14214,"Zone A - West","National Grid","Erie","Western New York","Western","Western","Western",null,"Zone A - West","Western","Western Region","Buffalo",null,"NYC","Queens",11365,"Consolidated Edison","KeySpan Energy Delivery New York (KEDNY)","Consolidated Edison","National Grid",0.22109999999999999,1.038,2.7546683333333313,3.06,2.8854408173076935]
[null,null,null,null,null,null,null,null,null,{"$f":"L452*1","v":14215},"14215Erie","14215",14215,"Zone A - West","National Grid","Erie","Western New York","Western","Western","Western",null,"Zone A - West","Western","Western Region","Buffalo",null,{"$f":"VLOOKUP(AC452,J:R,9,)","v":"NYC"},"Queens",11366,"Consolidated Edison","KeySpan Energy Delivery New York (KEDNY)","Consolidated Edison","National Grid",0.22109999999999999,1.038,2.7546683333333313,3.06,2.8854408173076935]
[null,null,null,null,null,null,null,null,null,14216,"14216Erie","14216",14216,"Zone A - West","National Grid","Erie","Western New York","Western","Western","Western",null,"Zone A - West","Western","Western Region","Buffalo",null,"NYC","Queens",11367,"Consolidated Edison","KeySpan Energy Delivery New York (KEDNY)","Consolidated Edison","National Grid",0.22109999999999999,1.038,2.7546683333333313,3.06,2.8854408173076935]
[null,null,null,null,null,null,null,null,null,14217,"14217Erie","14217",14217,"Zone A - West","National Grid","Erie","Western New York","Western","Western","Western",null,"Zone A - West","Western","Western Region","Buffalo",null,"NYC","Queens",11368,"Consolidated Edison","KeySpan Energy Delivery New York (KEDNY)","Consolidated Edison","National Grid",0.22109999999999999,1.038,2.7546683333333313,3.06,2.8854408173076935]
[null,null,null,null,null,null,null,null,null,14218,"14218Erie","14218",14218,"Zone A - West","National Grid","Erie","Western New York","Western","Western","Western",null,"Zone A - West","Western","Western Region","Buffalo",null,"NYC","Queens",11369,"Consolidated Edison","KeySpan Energy Delivery New York (KEDNY)","Consolidated Edison","National Grid",0.22109999999999999,1.038,2.7546683333333313,3.06,2.8854408173076935]
[null,null,null,null,null,null,null,null,null,14220,"14220Erie","14220",14220,"Zone A - West","National Grid","Erie","Western New York","Western","Western","Western",null,"Zone A - West","Western","Western Region","Buffalo",null,"NYC","Queens",11370,"Consolidated Edison","KeySpan Energy Delivery New York (KEDNY)","Consolidated Edison","National Grid",0.22109999999999999,1.038,2.7546683333333313,3.06,2.8854408173076935]
[null,null,null,null,null,null,null,null,null,14221,"14221Erie","14221",14221,"Zone A - West","National Grid","Erie","Western New York","Western","Western","Western",null,"Zone A - West","Western","Western Region","Buffalo",null,"NYC","Queens",11371,"Consolidated Edison","KeySpan Energy Delivery New York (KEDNY)","Consolidated Edison","National Grid",0.22109999999999999,1.038,2.7546683333333313,3.06,2.8854408173076935]
[null,null,null,null,null,null,null,null,null,14222,"14222Erie","14222",14222,"Zone A - West","National Grid","Erie","Western New York","Western","Western","Western",null,"Zone A - West","Western","Western Region","Buffalo",null,"NYC","Queens",11372,"Consolidated Edison","KeySpan Energy Delivery New York (KEDNY)","Consolidated Edison","National Grid",0.22109999999999999,1.038,2.7546683333333313,3.06,2.8854408173076935]
[null,null,null,null,null,null,null,null,null,14223,"14223Erie","14223",14223,"Zone A - West","National Grid","Erie","Western New York","Western","Western","Western",null,"Zone A - West","Western","Western Region","Buffalo",null,"NYC","Queens",11373,"Consolidated Edison","KeySpan Energy Delivery New York (KEDNY)","Consolidated Edison","National Grid",0.22109999999999999,1.038,2.7546683333333313,3.06,2.8854408173076935]
[null,null,null,null,null,null,null,null,null,14226,"14226Erie","14226",14226,"Zone A - West","National Grid","Erie","Western New York","Western","Western","Western",null,"Zone A - West","Western","Western Region","Buffalo",null,"NYC","Queens",11374,"Consolidated Edison","KeySpan Energy Delivery New York (KEDNY)","Consolidated Edison","National Grid",0.22109999999999999,1.038,2.7546683333333313,3.06,2.8854408173076935]
[null,null,null,null,null,null,null,null,null,14228,"14228Erie","14228",14228,"Zone A - West","National Grid","Erie","Western New York","Western","Western","Western",null,"Zone A - West","Western","Western Region","Buffalo",null,"NYC","Queens",11375,"Consolidated Edison","KeySpan Energy Delivery New York (KEDNY)","Consolidated Edison","National Grid",0.22109999999999999,1.038,2.7546683333333313,3.06,2.8854408173076935]
[null,null,null,null,null,null,null,null,null,14231,"14231Erie","14231",14231,"Zone A - West","National Grid","Erie","Western New York","Western","Western","Western",null,"Zone A - West","Western","Western Region","Buffalo",null,"NYC","Queens",11377,"Consolidated Edison","KeySpan Energy Delivery New York (KEDNY)","Consolidated Edison","National Grid",0.22109999999999999,1.038,2.7546683333333313,3.06,2.8854408173076935]
[null,null,null,null,null,null,null,null,null,14233,"14233Erie","14233",14233,"Zone A - West","National Grid","Erie","Western New York","Western","Western","Western",null,"Zone A - West","Western","Western Region","Buffalo",null,"NYC","Queens",11378,"Consolidated Edison","KeySpan Energy Delivery New York (KEDNY)","Consolidated Edison","National Grid",0.22109999999999999,1.038,2.7546683333333313,3.06,2.8854408173076935]
[null,null,null,null,null,null,null,null,null,14240,"14240Erie","14240",14240,"Zone A - West","National Grid","Erie","Western New York","Western","Western","Western",null,"Zone A - West","Western","Western Region","Buffalo",null,"NYC","Queens",11379,"Consolidated Edison","KeySpan Energy Delivery New York (KEDNY)","Consolidated Edison","National Grid",0.22109999999999999,1.038,2.7546683333333313,3.06,2.8854408173076935]
[null,null,null,null,null,null,null,null,null,14260,"14260Erie","14260",14260,"Zone A - West","National Grid","Erie","Western New York","Western","Western","Western",null,"Zone A - West","Western","Western Region","Buffalo",null,"NYC","Queens",11380,"Consolidated Edison","KeySpan Energy Delivery New York (KEDNY)","Consolidated Edison","National Grid",0.22109999999999999,1.038,2.7546683333333313,3.06,2.8854408173076935]
[null,null,null,null,null,null,null,null,null,14261,"14261Erie","14261",14261,"Zone A - West","National Grid","Erie","Western New York","Western","Western","Western",null,"Zone A - West","Western","Western Region","Buffalo",null,"NYC","Queens",11381,"Consolidated Edison","KeySpan Energy Delivery New York (KEDNY)","Consolidated Edison","National Grid",0.22109999999999999,1.038,2.7546683333333313,3.06,2.8854408173076935]
[null,null,null,null,null,null,null,null,null,14263,"14263Erie","14263",14263,"Zone A - West","National Grid","Erie","Western New York","Western","Western","Western",null,"Zone A - West","Western","Western Region","Buffalo",null,"NYC","Queens",11385,"Consolidated Edison","KeySpan Energy Delivery New York (KEDNY)","Consolidated Edison","National Grid",0.22109999999999999,1.038,2.7546683333333313,3.06,2.8854408173076935]
[null,null,null,null,null,null,null,null,null,14264,"14264Erie","14264",14264,"Zone A - West","National Grid","Erie","Western New York","Western","Western","Western",null,"Zone A - West","Western","Western Region","Buffalo",null,"NYC","Queens",11386,"Consolidated Edison","KeySpan Energy Delivery New York (KEDNY)","Consolidated Edison","National Grid",0.22109999999999999,1.038,2.7546683333333313,3.06,2.8854408173076935]
[null,null,null,null,null,null,null,null,null,14265,"14265Erie","14265",14265,"Zone A - West","National Grid","Erie","Western New York","Western","Western","Western",null,"Zone A - West","Western","Western Region","Buffalo",null,"NYC","Queens",11405,"Consolidated Edison","KeySpan Energy Delivery New York (KEDNY)","Consolidated Edison","National Grid",0.22109999999999999,1.038,2.7546683333333313,3.06,2.8854408173076935]
[null,null,null,null,null,null,null,null,null,14267,"14267Erie","14267",14267,"Zone A - West","National Grid","Erie","Western New York","Western","Western","Western",null,"Zone A - West","Western","Western Region","Buffalo",null,"NYC","Queens",11411,"Consolidated Edison","KeySpan Energy Delivery New York (KEDNY)","Consolidated Edison","National Grid",0.22109999999999999,1.038,2.7546683333333313,3.06,2.8854408173076935]
[null,null,null,null,null,null,null,null,null,14270,"14270Erie","14270",14270,"Zone A - West","National Grid","Erie","Western New York","Western","Western","Western",null,"Zone A - West","Western","Western Region","Buffalo",null,"NYC","Queens",11412,"Consolidated Edison","KeySpan Energy Delivery New York (KEDNY)","Consolidated Edison","National Grid",0.22109999999999999,1.038,2.7546683333333313,3.06,2.8854408173076935]
[null,null,null,null,null,null,null,null,null,14273,"14273Erie","14273",14273,"Zone A - West","National Grid","Erie","Western New York","Western","Western","Western",null,"Zone A - West","Western","Western Region","Buffalo",null,"NYC","Queens",11413,"Consolidated Edison","KeySpan Energy Delivery New York (KEDNY)","Consolidated Edison","National Grid",0.22109999999999999,1.038,2.7546683333333313,3.06,2.8854408173076935]
[null,null,null,null,null,null,null,null,null,14276,"14276Erie","14276",14276,"Zone A - West","National Grid","Erie","Western New York","Western","Western","Western",null,"Zone A - West","Western","Western Region","Buffalo",null,"NYC","Queens",11414,"Consolidated Edison","KeySpan Energy Delivery New York (KEDNY)","Consolidated Edison","National Grid",0.22109999999999999,1.038,2.7546683333333313,3.06,2.8854408173076935]
[null,null,null,null,null,null,null,null,null,14280,"14280Erie","14280",14280,"Zone A - West","National Grid","Erie","Western New York","Western","Western","Western",null,"Zone A - West","Western","Western Region","Buffalo",null,"NYC","Queens",11415,"Consolidated Edison","KeySpan Energy Delivery New York (KEDNY)","Consolidated Edison","National Grid",0.22109999999999999,1.038,2.7546683333333313,3.06,2.8854408173076935]
[null,null,null,null,null,null,null,null,null,14001,"14001Erie","14001",14001,"Zone A - West","Municipal Utilities","Erie","Western New York","Western","Western","Western",null,"Zone A - West","Western","Western Region","Buffalo",null,"NYC","Queens",11416,"Consolidated Edison","KeySpan Energy Delivery New York (KEDNY)","Consolidated Edison","National Grid",0.22109999999999999,1.038,2.7546683333333313,3.06,2.8854408173076935]
[null,null,null,null,null,null,null,null,null,14006,"14006Erie","14006",14006,"Zone A - West","National Grid","Erie","Western New York","Western","Western","Western",null,"Zone A - West","Western","Western Region","Buffalo",null,"NYC","Queens",11417,"Consolidated Edison","KeySpan Energy Delivery New York (KEDNY)","Consolidated Edison","National Grid",0.22109999999999999,1.038,2.7546683333333313,3.06,2.8854408173076935]
[null,null,null,null,null,null,null,null,null,14027,"14027Erie","14027",14027,"Zone A - West","National Grid","Erie","Western New York","Western","Western","Western",null,"Zone A - West","Western","Western Region","Buffalo",null,"NYC","Queens",11418,"Consolidated Edison","KeySpan Energy Delivery New York (KEDNY)","Consolidated Edison","National Grid",0.22109999999999999,1.038,2.7546683333333313,3.06,2.8854408173076935]
[null,null,null,null,null,null,null,null,null,14034,"14034Erie","14034",14034,"Zone A - West","National Grid","Erie","Western New York","Western","Western","Western",null,"Zone A - West","Western","Western Region","Buffalo",null,"NYC","Queens",11419,"Consolidated Edison","KeySpan Energy Delivery New York (KEDNY)","Consolidated Edison","National Grid",0.22109999999999999,1.038,2.7546683333333313,3.06,2.8854408173076935]
[null,null,null,null,null,null,null,null,null,14035,"14035Erie","14035",14035,"Zone A - West","National Grid","Erie","Western New York","Western","Western","Western",null,"Zone A - West","Western","Western Region","Buffalo",null,"NYC","Queens",11420,"Consolidated Edison","KeySpan Energy Delivery New York (KEDNY)","Consolidated Edison","National Grid",0.22109999999999999,1.038,2.7546683333333313,3.06,2.8854408173076935]
[null,null,null,null,null,null,null,null,null,14047,"14047Erie","14047",14047,"Zone A - West","National Grid","Erie","Western New York","Western","Western","Western",null,"Zone A - West","Western","Western Region","Buffalo",null,"NYC","Queens",11421,"Consolidated Edison","KeySpan Energy Delivery New York (KEDNY)","Consolidated Edison","National Grid",0.22109999999999999,1.038,2.7546683333333313,3.06,2.8854408173076935]
[null,null,null,null,null,null,null,null,null,14057,"14057Erie","14057",14057,"Zone A - West","National Grid","Erie","Western New York","Western","Western","Western",null,"Zone A - West","Western","Western Region","Buffalo",null,"NYC","Queens",11422,"Consolidated Edison","KeySpan Energy Delivery New York (KEDNY)","Consolidated Edison","National Grid",0.22109999999999999,1.038,2.7546683333333313,3.06,2.8854408173076935]
[null,null,null,null,null,null,null,null,null,14061,"14061Erie","14061",14061,"Zone A - West","National Grid","Erie","Western New York","Western","Western","Western",null,"Zone A - West","Western","Western Region","Buffalo",null,"NYC","Queens",11423,"Consolidated Edison","KeySpan Energy Delivery New York (KEDNY)","Consolidated Edison","National Grid",0.22109999999999999,1.038,2.7546683333333313,3.06,2.8854408173076935]
[null,null,null,null,null,null,null,null,null,14081,"14081Erie","14081",14081,"Zone A - West","National Grid","Erie","Western New York","Western","Western","Western",null,"Zone A - West","Western","Western Region","Buffalo",null,"NYC","Queens",11424,"Consolidated Edison","KeySpan Energy Delivery New York (KEDNY)","Consolidated Edison","National Grid",0.22109999999999999,1.038,2.7546683333333313,3.06,2.8854408173076935]
[null,null,null,null,null,null,null,null,null,14085,"14085Erie","14085",14085,"Zone A - West","National Grid","Erie","Western New York","Western","Western","Western",null,"Zone A - West","Western","Western Region","Buffalo",null,"NYC","Queens",11425,"Consolidated Edison","KeySpan Energy Delivery New York (KEDNY)","Consolidated Edison","National Grid",0.22109999999999999,1.038,2.7546683333333313,3.06,2.8854408173076935]
[null,null,null,null,null,null,null,null,null,14091,"14091Erie","14091",14091,"Zone A - West","National Grid","Erie","Western New York","Western","Western","Western",null,"Zone A - West","Western","Western Region","Buffalo",null,"NYC","Queens",11426,"Consolidated Edison","KeySpan Energy Delivery New York (KEDNY)","Consolidated Edison","National Grid",0.22109999999999999,1.038,2.7546683333333313,3.06,2.8854408173076935]
[null,null,null,null,null,null,null,null,null,14111,"14111Erie","14111",14111,"Zone A - West","National Grid","Erie","Western New York","Western","Western","Western",null,"Zone A - West","Western","Western Region","Buffalo",null,"NYC","Queens",11427,"Consolidated Edison","KeySpan Energy Delivery New York (KEDNY)","Consolidated Edison","National Grid",0.22109999999999999,1.038,2.7546683333333313,3.06,2.8854408173076935]
[null,null,null,null,null,null,null,null,null,14112,"14112Erie","14112",14112,"Zone A - West","National Grid","Erie","Western New York","Western","Western","Western",null,"Zone A - West","Western","Western Region","Buffalo",null,"NYC","Queens",11428,"Consolidated Edison","KeySpan Energy Delivery New York (KEDNY)","Consolidated Edison","National Grid",0.22109999999999999,1.038,2.7546683333333313,3.06,2.8854408173076935]
[null,null,null,null,null,null,null,null,null,14004,"14004Erie","14004",14004,"Zone A - West","New York State Electric and Gas","Erie","Western New York","Western","Western","Western",null,"Zone A - West","Western","Western Region","Buffalo",null,"NYC","Queens",11429,"Consolidated Edison","KeySpan Energy Delivery New York (KEDNY)","Consolidated Edison","National Grid",0.22109999999999999,1.038,2.7546683333333313,3.06,2.8854408173076935]
[null,null,null,null,null,null,null,null,null,14010,"14010Erie","14010",14010,"Zone A - West","New York State Electric and Gas","Erie","Western New York","Western","Western","Western",null,"Zone A - West","Western","Western Region","Buffalo",null,"NYC","Queens",11430,"Consolidated Edison","KeySpan Energy Delivery New York (KEDNY)","Consolidated Edison","National Grid",0.22109999999999999,1.038,2.7546683333333313,3.06,2.8854408173076935]
[null,null,null,null,null,null,null,null,null,14025,"14025Erie","14025",14025,"Zone A - West","New York State Electric and Gas","Erie","Western New York","Western","Western","Western",null,"Zone A - West","Western","Western Region","Buffalo",null,"NYC","Queens",11431,"Consolidated Edison","KeySpan Energy Delivery New York (KEDNY)","Consolidated Edison","National Grid",0.22109999999999999,1.038,2.7546683333333313,3.06,2.8854408173076935]
[null,null,null,null,null,null,null,null,null,14026,"14026Erie","14026",14026,"Zone A - West","New York State Electric and Gas","Erie","Western New York","Western","Western","Western",null,"Zone A - West","Western","Western Region","Buffalo",null,"NYC","Queens",11432,"Consolidated Edison","KeySpan Energy Delivery New York (KEDNY)","Consolidated Edison","National Grid",0.22109999999999999,1.038,2.7546683333333313,3.06,2.8854408173076935]
[null,null,null,null,null,null,null,null,null,14030,"14030Erie","14030",14030,"Zone A - West","New York State Electric and Gas","Erie","Western New York","Western","Western","Western",null,"Zone A - West","Western","Western Region","Buffalo",null,"NYC","Queens",11433,"Consolidated Edison","KeySpan Energy Delivery New York (KEDNY)","Consolidated Edison","National Grid",0.22109999999999999,1.038,2.7546683333333313,3.06,2.8854408173076935]
[null,null,null,null,null,null,null,null,null,14031,"14031Erie","14031",14031,"Zone A - West","New York State Electric and Gas","Erie","Western New York","Western","Western","Western",null,"Zone A - West","Western","Western Region","Buffalo",null,"NYC","Queens",11434,"Consolidated Edison","KeySpan Energy Delivery New York (KEDNY)","Consolidated Edison","National Grid",0.22109999999999999,1.038,2.7546683333333313,3.06,2.8854408173076935]
[null,null,null,null,null,null,null,null,null,14032,"14032Erie","14032",14032,"Zone A - West","New York State Electric and Gas","Erie","Western New York","Western","Western","Western",null,"Zone A - West","Western","Western Region","Buffalo",null,"NYC","Queens",11435,"Consolidated Edison","KeySpan Energy Delivery New York (KEDNY)","Consolidated Edison","National Grid",0.22109999999999999,1.038,2.7546683333333313,3.06,2.8854408173076935]
[null,null,null,null,null,null,null,null,null,14033,"14033Erie","14033",14033,"Zone A - West","New York State Electric and Gas","Erie","Western New York","Western","Western","Western",null,"Zone A - West","Western","Western Region","Buffalo",null,"NYC","Queens",11436,"Consolidated Edison","KeySpan Energy Delivery New York (KEDNY)","Consolidated Edison","National Grid",0.22109999999999999,1.038,2.7546683333333313,3.06,2.8854408173076935]
[null,null,null,null,null,null,null,null,null,14038,"14038Erie","14038",14038,"Zone A - West","New York State Electric and Gas","Erie","Western New York","Western","Western","Western",null,"Zone A - West","Western","Western Region","Buffalo",null,"NYC","Queens",11439,"Consolidated Edison","KeySpan Energy Delivery New York (KEDNY)","Consolidated Edison","National Grid",0.22109999999999999,1.038,2.7546683333333313,3.06,2.8854408173076935]
[null,null,null,null,null,null,null,null,null,14043,"14043Erie","14043",14043,"Zone A - West","New York State Electric and Gas","Erie","Western New York","Western","Western","Western",null,"Zone A - West","Western","Western Region","Buffalo",null,"NYC","Queens",11451,"Consolidated Edison","KeySpan Energy Delivery New York (KEDNY)","Consolidated Edison","National Grid",0.22109999999999999,1.038,2.7546683333333313,3.06,2.8854408173076935]
[null,null,null,null,null,null,null,null,null,14052,"14052Erie","14052",14052,"Zone A - West","New York State Electric and Gas","Erie","Western New York","Western","Western","Western",null,"Zone A - West","Western","Western Region","Buffalo",null,"NYC","Queens",11499,"Consolidated Edison","KeySpan Energy Delivery New York (KEDNY)","Consolidated Edison","National Grid",0.22109999999999999,1.038,2.7546683333333313,3.06,2.8854408173076935]
[null,null,null,null,null,null,null,null,null,14055,"14055Erie","14055",14055,"Zone A - West","New York State Electric and Gas","Erie","Western New York","Western","Western","Western",null,"Zone A - West","Western","Western Region","Buffalo",null,"Long Island","Nassau",11501,"PSEG Long Island","KeySpan Energy Delivery Long Island (KEDLI)","PSEG Long Island","National Grid",0.18329999999999999,1.2150000000000001,2.7887413333333329,3.06,2.9581087797619032]
[null,null,null,null,null,null,null,null,null,14059,"14059Erie","14059",14059,"Zone A - West","New York State Electric and Gas","Erie","Western New York","Western","Western","Western",null,"Zone A - West","Western","Western Region","Buffalo",null,"Long Island","Nassau",11507,"PSEG Long Island","KeySpan Energy Delivery Long Island (KEDLI)","PSEG Long Island","National Grid",0.18329999999999999,1.2150000000000001,2.7887413333333329,3.06,2.9581087797619032]
[null,null,null,null,null,null,null,null,null,14069,"14069Erie","14069",14069,"Zone A - West","New York State Electric and Gas","Erie","Western New York","Western","Western","Western",null,"Zone A - West","Western","Western Region","Buffalo",null,"Long Island","Nassau",11509,"PSEG Long Island","KeySpan Energy Delivery Long Island (KEDLI)","PSEG Long Island","National Grid",0.18329999999999999,1.2150000000000001,2.7887413333333329,3.06,2.9581087797619032]
[null,null,null,null,null,null,null,null,null,14075,"14075Erie","14075",14075,"Zone A - West","New York State Electric and Gas","Erie","Western New York","Western","Western","Western",null,"Zone A - West","Western","Western Region","Buffalo",null,"Long Island","Nassau",11510,"PSEG Long Island","KeySpan Energy Delivery Long Island (KEDLI)","PSEG Long Island","National Grid",0.18329999999999999,1.2150000000000001,2.7887413333333329,3.06,2.9581087797619032]
[null,null,null,null,null,null,null,null,null,14080,"14080Erie","14080",14080,"Zone A - West","New York State Electric and Gas","Erie","Western New York","Western","Western","Western",null,"Zone A - West","Western","Western Region","Buffalo",null,"Long Island","Nassau",11514,"PSEG Long Island","KeySpan Energy Delivery Long Island (KEDLI)","PSEG Long Island","National Grid",0.18329999999999999,1.2150000000000001,2.7887413333333329,3.06,2.9581087797619032]
[null,null,null,null,null,null,null,null,null,14086,"14086Erie","14086",14086,"Zone A - West","New York State Electric and Gas","Erie","Western New York","Western","Western","Western",null,"Zone A - West","Western","Western Region","Buffalo",null,"Long Island","Nassau",11516,"PSEG Long Island","KeySpan Energy Delivery Long Island (KEDLI)","PSEG Long Island","National Grid",0.18329999999999999,1.2150000000000001,2.7887413333333329,3.06,2.9581087797619032]
[null,null,null,null,null,null,null,null,null,14102,"14102Erie","14102",14102,"Zone A - West","New York State Electric and Gas","Erie","Western New York","Western","Western","Western",null,"Zone A - West","Western","Western Region","Buffalo",null,"Long Island","Nassau",11518,"PSEG Long Island","KeySpan Energy Delivery Long Island (KEDLI)","PSEG Long Island","National Grid",0.18329999999999999,1.2150000000000001,2.7887413333333329,3.06,2.9581087797619032]
[null,null,null,null,null,null,null,null,null,14110,"14110Erie","14110",14110,"Zone A - West","New York State Electric and Gas","Erie","Western New York","Western","Western","Western",null,"Zone A - West","Western","Western Region","Buffalo",null,"Long Island","Nassau",11520,"Municipal Utilities","KeySpan Energy Delivery Long Island (KEDLI)","Other","National Grid",0.1595,0.81100000000000005,2.7887413333333329,3.06,2.9581087797619032]
[null,null,null,null,null,null,null,null,null,14127,"14127Erie","14127",14127,"Zone A - West","New York State Electric and Gas","Erie","Western New York","Western","Western","Western",null,"Zone A - West","Western","Western Region","Buffalo",null,"Long Island","Nassau",11530,"PSEG Long Island","KeySpan Energy Delivery Long Island (KEDLI)","PSEG Long Island","National Grid",0.18329999999999999,1.2150000000000001,2.7887413333333329,3.06,2.9581087797619032]
[null,null,null,null,null,null,null,null,null,14134,"14134Erie","14134",14134,"Zone A - West","New York State Electric and Gas","Erie","Western New York","Western","Western","Western",null,"Zone A - West","Western","Western Region","Buffalo",null,"Long Island","Nassau",11531,"PSEG Long Island","KeySpan Energy Delivery Long Island (KEDLI)","PSEG Long Island","National Grid",0.18329999999999999,1.2150000000000001,2.7887413333333329,3.06,2.9581087797619032]
[null,null,null,null,null,null,null,null,null,14139,"14139Erie","14139",14139,"Zone A - West","New York State Electric and Gas","Erie","Western New York","Western","Western","Western",null,"Zone A - West","Western","Western Region","Buffalo",null,{"$error":"#N/A"},"Nassau",11535,"PSEG Long Island","KeySpan Energy Delivery Long Island (KEDLI)","PSEG Long Island","National Grid",0.18329999999999999,1.2150000000000001,2.7887413333333329,3.06,2.9581087797619032]
[null,null,null,null,null,null,null,null,null,14140,"14140Erie","14140",14140,"Zone A - West","New York State Electric and Gas","Erie","Western New York","Western","Western","Western",null,"Zone A - West","Western","Western Region","Buffalo",null,{"$error":"#N/A"},"Nassau",11536,"PSEG Long Island","KeySpan Energy Delivery Long Island (KEDLI)","PSEG Long Island","National Grid",0.18329999999999999,1.2150000000000001,2.7887413333333329,3.06,2.9581087797619032]
[null,null,null,null,null,null,null,null,null,14169,"14169Erie","14169",14169,"Zone A - West","New York State Electric and Gas","Erie","Western New York","Western","Western","Western",null,"Zone A - West","Western","Western Region","Buffalo",null,"Long Island","Nassau",11542,"PSEG Long Island","KeySpan Energy Delivery Long Island (KEDLI)","PSEG Long Island","National Grid",0.18329999999999999,1.2150000000000001,2.7887413333333329,3.06,2.9581087797619032]
[null,null,null,null,null,null,null,null,null,14170,"14170Erie","14170",14170,"Zone A - West","New York State Electric and Gas","Erie","Western New York","Western","Western","Western",null,"Zone A - West","Western","Western Region","Buffalo",null,"Long Island","Nassau",11545,"PSEG Long Island","KeySpan Energy Delivery Long Island (KEDLI)","PSEG Long Island","National Grid",0.18329999999999999,1.2150000000000001,2.7887413333333329,3.06,2.9581087797619032]
[null,null,null,null,null,null,null,null,null,14219,"14219Erie","14219",14219,"Zone A - West","New York State Electric and Gas","Erie","Western New York","Western","Western","Western",null,"Zone A - West","Western","Western Region","Buffalo",null,"Long Island","Nassau",11547,"PSEG Long Island","KeySpan Energy Delivery Long Island (KEDLI)","PSEG Long Island","National Grid",0.18329999999999999,1.2150000000000001,2.7887413333333329,3.06,2.9581087797619032]
[null,null,null,null,null,null,null,null,null,14224,"14224Erie","14224",14224,"Zone A - West","New York State Electric and Gas","Erie","Western New York","Western","Western","Western",null,"Zone A - West","Western","Western Region","Buffalo",null,"Long Island","Nassau",11548,"PSEG Long Island","KeySpan Energy Delivery Long Island (KEDLI)","PSEG Long Island","National Grid",0.18329999999999999,1.2150000000000001,2.7887413333333329,3.06,2.9581087797619032]
[null,null,null,null,null,null,null,null,null,14225,"14225Erie","14225",14225,"Zone A - West","New York State Electric and Gas","Erie","Western New York","Western","Western","Western",null,"Zone A - West","Western","Western Region","Buffalo",null,"Long Island","Nassau",11549,"PSEG Long Island","KeySpan Energy Delivery Long Island (KEDLI)","PSEG Long Island","National Grid",0.18329999999999999,1.2150000000000001,2.7887413333333329,3.06,2.9581087797619032]
[null,null,null,null,null,null,null,null,null,{"$f":"L516*1","v":14227},"14227Erie","14227",14227,"Zone A - West","New York State Electric and Gas","Erie","Western New York","Western","Western","Western",null,"Zone A - West","Western","Western Region","Buffalo",null,{"$f":"VLOOKUP(AC516,J:R,9,)","v":"Long Island"},"Nassau",11550,"PSEG Long Island","KeySpan Energy Delivery Long Island (KEDLI)","PSEG Long Island","National Grid",0.18329999999999999,1.2150000000000001,2.7887413333333329,3.06,2.9581087797619032]
[null,null,null,null,null,null,null,null,null,14241,"14241Erie","14241",14241,"Zone A - West","New York State Electric and Gas","Erie","Western New York","Western","Western","Western",null,"Zone A - West","Western","Western Region","Buffalo",null,"Long Island","Nassau",11551,"PSEG Long Island","KeySpan Energy Delivery Long Island (KEDLI)","PSEG Long Island","National Grid",0.18329999999999999,1.2150000000000001,2.7887413333333329,3.06,2.9581087797619032]
[null,null,null,null,null,null,null,null,null,14269,"14269Erie","14269",14269,"Zone A - West","New York State Electric and Gas","Erie","Western New York","Western","Western","Western",null,"Zone A - West","Western","Western Region","Buffalo",null,"Long Island","Nassau",11552,"PSEG Long Island","KeySpan Energy Delivery Long Island (KEDLI)","PSEG Long Island","National Grid",0.18329999999999999,1.2150000000000001,2.7887413333333329,3.06,2.9581087797619032]
[null,null,null,null,null,null,null,null,null,14272,"14272Erie","14272",14272,"Zone A - West","New York State Electric and Gas","Erie","Western New York","Western","Western","Western",null,"Zone A - West","Western","Western Region","Buffalo",null,"Long Island","Nassau",11553,"PSEG Long Island","KeySpan Energy Delivery Long Island (KEDLI)","PSEG Long Island","National Grid",0.18329999999999999,1.2150000000000001,2.7887413333333329,3.06,2.9581087797619032]
[null,null,null,null,null,null,null,null,null,14141,"14141Erie","14141",14141,"Zone A - West","Municipal Utilities","Erie","Western New York","Western","Western","Western",null,"Zone A - West","Western","Western Region","Buffalo",null,"Long Island","Nassau",11554,"PSEG Long Island","KeySpan Energy Delivery Long Island (KEDLI)","PSEG Long Island","National Grid",0.18329999999999999,1.2150000000000001,2.7887413333333329,3.06,2.9581087797619032]
[null,null,null,null,null,null,null,null,null,14072,"14072Erie","14072",14072,null,null,"Erie","Western New York","Western","Western","Western",null,"","Western","Western Region","Buffalo",null,"Long Island","Nassau",11555,"PSEG Long Island","KeySpan Energy Delivery Long Island (KEDLI)","PSEG Long Island","National Grid",0.18329999999999999,1.2150000000000001,2.7887413333333329,3.06,2.9581087797619032]
[null,null,null,null,null,null,null,null,null,12852,"12852Essex","12852",12852,"Zone D - North","New York State Electric and Gas","Essex","North Country","North Country","North Country","North Country",null,"Zone D - North","North Country","North Country","Massena",null,"Long Island","Nassau",11556,"PSEG Long Island","KeySpan Energy Delivery Long Island (KEDLI)","PSEG Long Island","National Grid",0.18329999999999999,1.2150000000000001,2.7887413333333329,3.06,2.9581087797619032]
[null,null,null,null,null,null,null,null,null,12879,"12879Essex","12879",12879,"Zone D - North","New York State Electric and Gas","Essex","North Country","North Country","North Country","North Country",null,"Zone D - North","North Country","North Country","Massena",null,"Long Island","Nassau",11557,"PSEG Long Island","KeySpan Energy Delivery Long Island (KEDLI)","PSEG Long Island","National Grid",0.18329999999999999,1.2150000000000001,2.7887413333333329,3.06,2.9581087797619032]
[null,null,null,null,null,null,null,null,null,12941,"12941Essex","12941",12941,"Zone D - North","New York State Electric and Gas","Essex","North Country","North Country","North Country","North Country",null,"Zone D - North","North Country","North Country","Massena",null,"Long Island","Nassau",11558,"PSEG Long Island","KeySpan Energy Delivery Long Island (KEDLI)","PSEG Long Island","National Grid",0.18329999999999999,1.2150000000000001,2.7887413333333329,3.06,2.9581087797619032]
[null,null,null,null,null,null,null,null,null,12942,"12942Essex","12942",12942,"Zone D - North","New York State Electric and Gas","Essex","North Country","North Country","North Country","North Country",null,"Zone D - North","North Country","North Country","Massena",null,"Long Island","Nassau",11559,"PSEG Long Island","KeySpan Energy Delivery Long Island (KEDLI)","PSEG Long Island","National Grid",0.18329999999999999,1.2150000000000001,2.7887413333333329,3.06,2.9581087797619032]
[null,null,null,null,null,null,null,null,null,12943,"12943Essex","12943",12943,"Zone D - North","New York State Electric and Gas","Essex","North Country","North Country","North Country","North Country",null,"Zone D - North","North Country","North Country","Massena",null,"Long Island","Nassau",11560,"PSEG Long Island","KeySpan Energy Delivery Long Island (KEDLI)","PSEG Long Island","National Grid",0.18329999999999999,1.2150000000000001,2.7887413333333329,3.06,2.9581087797619032]
[null,null,null,null,null,null,null,null,null,12944,"12944Essex","12944",12944,"Zone D - North","New York State Electric and Gas","Essex","North Country","North Country","North Country","North Country",null,"Zone D - North","North Country","North Country","Massena",null,"Long Island","Nassau",11561,"PSEG Long Island","KeySpan Energy Delivery Long Island (KEDLI)","PSEG Long Island","National Grid",0.18329999999999999,1.2150000000000001,2.7887413333333329,3.06,2.9581087797619032]
[null,null,null,null,null,null,null,null,null,12950,"12950Essex","12950",12950,"Zone D - North","New York State Electric and Gas","Essex","North Country","North Country","North Country","North Country",null,"Zone D - North","North Country","North Country","Massena",null,"Long Island","Nassau",11563,"PSEG Long Island","KeySpan Energy Delivery Long Island (KEDLI)","PSEG Long Island","National Grid",0.18329999999999999,1.2150000000000001,2.7887413333333329,3.06,2.9581087797619032]
[null,null,null,null,null,null,null,null,null,12975,"12975Essex","12975",12975,"Zone D - North","New York State Electric and Gas","Essex","North Country","North Country","North Country","North Country",null,"Zone D - North","North Country","North Country","Massena",null,"Long Island","Nassau",11565,"PSEG Long Island","KeySpan Energy Delivery Long Island (KEDLI)","PSEG Long Island","National Grid",0.18329999999999999,1.2150000000000001,2.7887413333333329,3.06,2.9581087797619032]
[null,null,null,null,null,null,null,null,null,12987,"12987Essex","12987",12987,"Zone D - North","New York State Electric and Gas","Essex","North Country","North Country","North Country","North Country",null,"Zone D - North","North Country","North Country","Massena",null,"Long Island","Nassau",11566,"PSEG Long Island","KeySpan Energy Delivery Long Island (KEDLI)","PSEG Long Island","National Grid",0.18329999999999999,1.2150000000000001,2.7887413333333329,3.06,2.9581087797619032]
[null,null,null,null,null,null,null,null,null,12997,"12997Essex","12997",12997,"Zone D - North","New York State Electric and Gas","Essex","North Country","North Country","North Country","North Country",null,"Zone D - North","North Country","North Country","Massena",null,"Long Island","Nassau",11568,"PSEG Long Island","KeySpan Energy Delivery Long Island (KEDLI)","PSEG Long Island","National Grid",0.18329999999999999,1.2150000000000001,2.7887413333333329,3.06,2.9581087797619032]
[null,null,null,null,null,null,null,null,null,12913,"12913Essex","12913",12913,"Zone E - Mohawk Valley","National Grid","Essex","North Country","North Country","North Country","North Country",null,"Zone E - Mohawk Valley","North Country","North Country","Massena",null,"Long Island","Nassau",11569,"PSEG Long Island","KeySpan Energy Delivery Long Island (KEDLI)","PSEG Long Island","National Grid",0.18329999999999999,1.2150000000000001,2.7887413333333329,3.06,2.9581087797619032]
[null,null,null,null,null,null,null,null,null,12977,"12977Essex","12977",12977,"Zone E - Mohawk Valley","National Grid","Essex","North Country","North Country","North Country","North Country",null,"Zone E - Mohawk Valley","North Country","North Country","Massena",null,"Long Island","Nassau",11570,"Municipal Utilities","KeySpan Energy Delivery Long Island (KEDLI)","Other","National Grid",0.1595,0.81100000000000005,2.7887413333333329,3.06,2.9581087797619032]
[null,null,null,null,null,null,null,null,null,12946,"12946Essex","12946",12946,"Zone E - Mohawk Valley","Municipal Utilities","Essex","North Country","North Country","North Country","North Country",null,"Zone E - Mohawk Valley","North Country","North Country","Massena",null,"Long Island","Nassau",11571,"Municipal Utilities","KeySpan Energy Delivery Long Island (KEDLI)","Other","National Grid",0.1595,0.81100000000000005,2.7887413333333329,3.06,2.9581087797619032]
[null,null,null,null,null,null,null,null,null,12932,"12932Essex","12932",12932,"Zone F - Capital","New York State Electric and Gas","Essex","North Country","North Country","North Country","North Country",null,"Zone F - Capital","North Country","North Country","Massena",null,"Long Island","Nassau",11572,"PSEG Long Island","KeySpan Energy Delivery Long Island (KEDLI)","PSEG Long Island","National Grid",0.18329999999999999,1.2150000000000001,2.7887413333333329,3.06,2.9581087797619032]
[null,null,null,null,null,null,null,null,null,12936,"12936Essex","12936",12936,"Zone F - Capital","New York State Electric and Gas","Essex","North Country","North Country","North Country","North Country",null,"Zone F - Capital","North Country","North Country","Massena",null,"Long Island","Nassau",11575,"PSEG Long Island","KeySpan Energy Delivery Long Island (KEDLI)","PSEG Long Island","National Grid",0.18329999999999999,1.2150000000000001,2.7887413333333329,3.06,2.9581087797619032]
[null,null,null,null,null,null,null,null,null,12964,"12964Essex","12964",12964,"Zone F - Capital","New York State Electric and Gas","Essex","North Country","North Country","North Country","North Country",null,"Zone F - Capital","North Country","North Country","Massena",null,"Long Island","Nassau",11576,"PSEG Long Island","KeySpan Energy Delivery Long Island (KEDLI)","PSEG Long Island","National Grid",0.18329999999999999,1.2150000000000001,2.7887413333333329,3.06,2.9581087797619032]
[null,null,null,null,null,null,null,null,null,12996,"12996Essex","12996",12996,"Zone F - Capital","New York State Electric and Gas","Essex","North Country","North Country","North Country","North Country",null,"Zone F - Capital","North Country","North Country","Massena",null,"Long Island","Nassau",11577,"PSEG Long Island","KeySpan Energy Delivery Long Island (KEDLI)","PSEG Long Island","National Grid",0.18329999999999999,1.2150000000000001,2.7887413333333329,3.06,2.9581087797619032]
[null,null,null,null,null,null,null,null,null,12851,"12851Essex","12851",12851,"Zone F - Capital","National Grid","Essex","North Country","North Country","North Country","North Country",null,"Zone F - Capital","North Country","North Country","Massena",null,"Long Island","Nassau",11579,"PSEG Long Island","KeySpan Energy Delivery Long Island (KEDLI)","PSEG Long Island","National Grid",0.18329999999999999,1.2150000000000001,2.7887413333333329,3.06,2.9581087797619032]
[null,null,null,null,null,null,null,null,null,12855,"12855Essex","12855",12855,"Zone F - Capital","National Grid","Essex","North Country","North Country","North Country","North Country",null,"Zone F - Capital","North Country","North Country","Massena",null,"Long Island","Nassau",11580,"PSEG Long Island","KeySpan Energy Delivery Long Island (KEDLI)","PSEG Long Island","National Grid",0.18329999999999999,1.2150000000000001,2.7887413333333329,3.06,2.9581087797619032]
[null,null,null,null,null,null,null,null,null,12857,"12857Essex","12857",12857,"Zone F - Capital","National Grid","Essex","North Country","North Country","North Country","North Country",null,"Zone F - Capital","North Country","North Country","Massena",null,"Long Island","Nassau",11581,"PSEG Long Island","KeySpan Energy Delivery Long Island (KEDLI)","PSEG Long Island","National Grid",0.18329999999999999,1.2150000000000001,2.7887413333333329,3.06,2.9581087797619032]
[null,null,null,null,null,null,null,null,null,12858,"12858Essex","12858",12858,"Zone F - Capital","National Grid","Essex","North Country","North Country","North Country","North Country",null,"Zone F - Capital","North Country","North Country","Albany",null,"Long Island","Nassau",11582,"PSEG Long Island","KeySpan Energy Delivery Long Island (KEDLI)","PSEG Long Island","National Grid",0.18329999999999999,1.2150000000000001,2.7887413333333329,3.06,2.9581087797619032]
[null,null,null,null,null,null,null,null,null,12870,"12870Essex","12870",12870,"Zone F - Capital","National Grid","Essex","North Country","North Country","North Country","North Country",null,"Zone F - Capital","North Country","North Country","Albany",null,"Long Island","Nassau",11590,"PSEG Long Island","KeySpan Energy Delivery Long Island (KEDLI)","PSEG Long Island","National Grid",0.18329999999999999,1.2150000000000001,2.7887413333333329,3.06,2.9581087797619032]
[null,null,null,null,null,null,null,null,null,12872,"12872Essex","12872",12872,"Zone F - Capital","National Grid","Essex","North Country","North Country","North Country","North Country",null,"Zone F - Capital","North Country","North Country","Albany",null,{"$error":"#N/A"},"Nassau",11592,"PSEG Long Island","KeySpan Energy Delivery Long Island (KEDLI)","PSEG Long Island","National Grid",0.18329999999999999,1.2150000000000001,2.7887413333333329,3.06,2.9581087797619032]
[null,null,null,null,null,null,null,null,null,12883,"12883Essex","12883",12883,"Zone F - Capital","National Grid","Essex","North Country","North Country","North Country","North Country",null,"Zone F - Capital","North Country","North Country","Albany",null,{"$error":"#N/A"},"Nassau",11594,"PSEG Long Island","KeySpan Energy Delivery Long Island (KEDLI)","PSEG Long Island","National Grid",0.18329999999999999,1.2150000000000001,2.7887413333333329,3.06,2.9581087797619032]
[null,null,null,null,null,null,null,null,null,12928,"12928Essex","12928",12928,"Zone F - Capital","National Grid","Essex","North Country","North Country","North Country","North Country",null,"Zone F - Capital","North Country","North Country","Albany",null,{"$error":"#N/A"},"Nassau",11595,"PSEG Long Island","KeySpan Energy Delivery Long Island (KEDLI)","PSEG Long Island","National Grid",0.18329999999999999,1.2150000000000001,2.7887413333333329,3.06,2.9581087797619032]
[null,null,null,null,null,null,null,null,null,12956,"12956Essex","12956",12956,"Zone F - Capital","National Grid","Essex","North Country","North Country","North Country","North Country",null,"Zone F - Capital","North Country","North Country","Massena",null,"Long Island","Nassau",11596,"PSEG Long Island","KeySpan Energy Delivery Long Island (KEDLI)","PSEG Long Island","National Grid",0.18329999999999999,1.2150000000000001,2.7887413333333329,3.06,2.9581087797619032]
[null,null,null,null,null,null,null,null,null,12960,"12960Essex","12960",12960,"Zone F - Capital","National Grid","Essex","North Country","North Country","North Country","North Country",null,"Zone F - Capital","North Country","North Country","Massena",null,{"$error":"#N/A"},"Nassau",11597,"PSEG Long Island","KeySpan Energy Delivery Long Island (KEDLI)","PSEG Long Island","National Grid",0.18329999999999999,1.2150000000000001,2.7887413333333329,3.06,2.9581087797619032]
[null,null,null,null,null,null,null,null,null,12961,"12961Essex","12961",12961,"Zone F - Capital","National Grid","Essex","North Country","North Country","North Country","North Country",null,"Zone F - Capital","North Country","North Country","Massena",null,"Long Island","Nassau",11598,"PSEG Long Island","KeySpan Energy Delivery Long Island (KEDLI)","PSEG Long Island","National Grid",0.18329999999999999,1.2150000000000001,2.7887413333333329,3.06,2.9581087797619032]
[null,null,null,null,null,null,null,null,null,12974,"12974Essex","12974",12974,"Zone F - Capital","National Grid","Essex","North Country","North Country","North Country","North Country",null,"Zone F - Capital","North Country","North Country","Massena",null,"Long Island","Nassau",11599,"PSEG Long Island","KeySpan Energy Delivery Long Island (KEDLI)","PSEG Long Island","National Grid",0.18329999999999999,1.2150000000000001,2.7887413333333329,3.06,2.9581087797619032]
[null,null,null,null,null,null,null,null,null,12993,"12993Essex","12993",12993,"Zone F - Capital","National Grid","Essex","North Country","North Country","North Country","North Country",null,"Zone F - Capital","North Country","North Country","Massena",null,"NYC","Queens",11690,"PSEG Long Island","KeySpan Energy Delivery New York (KEDNY)","PSEG Long Island","National Grid",0.18329999999999999,1.133,2.7546683333333313,3.06,2.8854408173076935]
[null,null,null,null,null,null,null,null,null,12998,"12998Essex","12998",12998,"Zone F - Capital","National Grid","Essex","North Country","North Country","North Country","North Country",null,"Zone F - Capital","North Country","North Country","Massena",null,"NYC","Queens",11691,"PSEG Long Island","KeySpan Energy Delivery New York (KEDNY)","PSEG Long Island","National Grid",0.18329999999999999,1.133,2.7546683333333313,3.06,2.8854408173076935]
[null,null,null,null,null,null,null,null,null,12915,"12915Franklin","12915",12915,"Zone D - North","New York State Electric and Gas","Franklin","North Country","North Country","North Country","North Country",null,"Zone D - North","North Country","North Country","Massena",null,"NYC","Queens",11692,"PSEG Long Island","KeySpan Energy Delivery New York (KEDNY)","PSEG Long Island","National Grid",0.18329999999999999,1.133,2.7546683333333313,3.06,2.8854408173076935]
[null,null,null,null,null,null,null,null,null,12917,"12917Franklin","12917",12917,"Zone D - North","New York State Electric and Gas","Franklin","North Country","North Country","North Country","North Country",null,"Zone D - North","North Country","North Country","Massena",null,"NYC","Queens",11693,"PSEG Long Island","KeySpan Energy Delivery New York (KEDNY)","PSEG Long Island","National Grid",0.18329999999999999,1.133,2.7546683333333313,3.06,2.8854408173076935]
[null,null,null,null,null,null,null,null,null,12920,"12920Franklin","12920",12920,"Zone D - North","New York State Electric and Gas","Franklin","North Country","North Country","North Country","North Country",null,"Zone D - North","North Country","North Country","Massena",null,"NYC","Queens",11694,"PSEG Long Island","KeySpan Energy Delivery New York (KEDNY)","PSEG Long Island","National Grid",0.18329999999999999,1.133,2.7546683333333313,3.06,2.8854408173076935]
[null,null,null,null,null,null,null,null,null,12926,"12926Franklin","12926",12926,"Zone D - North","New York State Electric and Gas","Franklin","North Country","North Country","North Country","North Country",null,"Zone D - North","North Country","North Country","Massena",null,"NYC","Queens",11695,"Consolidated Edison","KeySpan Energy Delivery New York (KEDNY)","Consolidated Edison","National Grid",0.22109999999999999,1.038,2.7546683333333313,3.06,2.8854408173076935]
[null,null,null,null,null,null,null,null,null,12914,"12914Franklin","12914",12914,"Zone D - North","National Grid","Franklin","North Country","North Country","North Country","North Country",null,"Zone D - North","North Country","North Country","Massena",null,"NYC","Queens",11697,"PSEG Long Island","KeySpan Energy Delivery New York (KEDNY)","PSEG Long Island","National Grid",0.18329999999999999,1.133,2.7546683333333313,3.06,2.8854408173076935]
[null,null,null,null,null,null,null,null,null,12937,"12937Franklin","12937",12937,"Zone D - North","National Grid","Franklin","North Country","North Country","North Country","North Country",null,"Zone D - North","North Country","North Country","Massena",null,"Long Island","Suffolk",11701,"PSEG Long Island","KeySpan Energy Delivery Long Island (KEDLI)","PSEG Long Island","National Grid",0.18329999999999999,1.2150000000000001,2.7887413333333329,3.06,2.9581087797619032]
[null,null,null,null,null,null,null,null,null,12953,"12953Franklin","12953",12953,"Zone D - North","National Grid","Franklin","North Country","North Country","North Country","North Country",null,"Zone D - North","North Country","North Country","Massena",null,"Long Island","Suffolk",11702,"PSEG Long Island","KeySpan Energy Delivery Long Island (KEDLI)","PSEG Long Island","National Grid",0.18329999999999999,1.2150000000000001,2.7887413333333329,3.06,2.9581087797619032]
[null,null,null,null,null,null,null,null,null,13655,"13655Franklin","13655",13655,"Zone D - North","National Grid","Franklin","North Country","North Country","North Country","North Country",null,"Zone D - North","North Country","North Country","Massena",null,"Long Island","Suffolk",11703,"PSEG Long Island","KeySpan Energy Delivery Long Island (KEDLI)","PSEG Long Island","National Grid",0.18329999999999999,1.2150000000000001,2.7887413333333329,3.06,2.9581087797619032]
[null,null,null,null,null,null,null,null,null,13683,"13683Franklin","13683",13683,"Zone D - North","National Grid","Franklin","North Country","North Country","North Country","North Country",null,"Zone D - North","North Country","North Country","Massena",null,"Long Island","Suffolk",11704,"PSEG Long Island","KeySpan Energy Delivery Long Island (KEDLI)","PSEG Long Island","National Grid",0.18329999999999999,1.2150000000000001,2.7887413333333329,3.06,2.9581087797619032]
[null,null,null,null,null,null,null,null,null,12916,"12916Franklin","12916",12916,"Zone E - Mohawk Valley","National Grid","Franklin","North Country","North Country","North Country","North Country",null,"Zone E - Mohawk Valley","North Country","North Country","Massena",null,"Long Island","Suffolk",11705,"PSEG Long Island","KeySpan Energy Delivery Long Island (KEDLI)","PSEG Long Island","National Grid",0.18329999999999999,1.2150000000000001,2.7887413333333329,3.06,2.9581087797619032]
[null,null,null,null,null,null,null,null,null,12930,"12930Franklin","12930",12930,"Zone E - Mohawk Valley","National Grid","Franklin","North Country","North Country","North Country","North Country",null,"Zone E - Mohawk Valley","North Country","North Country","Massena",null,"Long Island","Suffolk",11706,"PSEG Long Island","KeySpan Energy Delivery Long Island (KEDLI)","PSEG Long Island","National Grid",0.18329999999999999,1.2150000000000001,2.7887413333333329,3.06,2.9581087797619032]
[null,null,null,null,null,null,null,null,null,12939,"12939Franklin","12939",12939,"Zone E - Mohawk Valley","National Grid","Franklin","North Country","North Country","North Country","North Country",null,"Zone E - Mohawk Valley","North Country","North Country","Massena",null,"Long Island","Suffolk",11707,"PSEG Long Island","KeySpan Energy Delivery Long Island (KEDLI)","PSEG Long Island","National Grid",0.18329999999999999,1.2150000000000001,2.7887413333333329,3.06,2.9581087797619032]
[null,null,null,null,null,null,null,null,null,12945,"12945Franklin","12945",12945,"Zone E - Mohawk Valley","National Grid","Franklin","North Country","North Country","North Country","North Country",null,"Zone E - Mohawk Valley","North Country","North Country","Massena",null,{"$error":"#N/A"},"Suffolk",11708,"PSEG Long Island",null,null,null,0.18329999999999999,null,2.7887413333333329,3.06,2.9581087797619032]
[null,null,null,null,null,null,null,null,null,12957,"12957Franklin","12957",12957,"Zone E - Mohawk Valley","National Grid","Franklin","North Country","North Country","North Country","North Country",null,"Zone E - Mohawk Valley","North Country","North Country","Massena",null,"Long Island","Nassau",11709,"PSEG Long Island","KeySpan Energy Delivery Long Island (KEDLI)","PSEG Long Island","National Grid",0.18329999999999999,1.2150000000000001,2.7887413333333329,3.06,2.9581087797619032]
[null,null,null,null,null,null,null,null,null,12966,"12966Franklin","12966",12966,"Zone E - Mohawk Valley","National Grid","Franklin","North Country","North Country","North Country","North Country",null,"Zone E - Mohawk Valley","North Country","North Country","Massena",null,"Long Island","Nassau",11710,"PSEG Long Island","KeySpan Energy Delivery Long Island (KEDLI)","PSEG Long Island","National Grid",0.18329999999999999,1.2150000000000001,2.7887413333333329,3.06,2.9581087797619032]
[null,null,null,null,null,null,null,null,null,12969,"12969Franklin","12969",12969,"Zone E - Mohawk Valley","National Grid","Franklin","North Country","North Country","North Country","North Country",null,"Zone E - Mohawk Valley","North Country","North Country","Massena",null,"Long Island","Suffolk",11713,"PSEG Long Island","KeySpan Energy Delivery Long Island (KEDLI)","PSEG Long Island","National Grid",0.18329999999999999,1.2150000000000001,2.7887413333333329,3.06,2.9581087797619032]
[null,null,null,null,null,null,null,null,null,12970,"12970Franklin","12970",12970,"Zone E - Mohawk Valley","National Grid","Franklin","North Country","North Country","North Country","North Country",null,"Zone E - Mohawk Valley","North Country","North Country","Massena",null,"Long Island","Nassau",11714,"PSEG Long Island","KeySpan Energy Delivery Long Island (KEDLI)","PSEG Long Island","National Grid",0.18329999999999999,1.2150000000000001,2.7887413333333329,3.06,2.9581087797619032]
[null,null,null,null,null,null,null,null,null,12976,"12976Franklin","12976",12976,"Zone E - Mohawk Valley","National Grid","Franklin","North Country","North Country","North Country","North Country",null,"Zone E - Mohawk Valley","North Country","North Country","Massena",null,"Long Island","Suffolk",11715,"PSEG Long Island","KeySpan Energy Delivery Long Island (KEDLI)","PSEG Long Island","National Grid",0.18329999999999999,1.2150000000000001,2.7887413333333329,3.06,2.9581087797619032]
[null,null,null,null,null,null,null,null,null,12980,"12980Franklin","12980",12980,"Zone E - Mohawk Valley","National Grid","Franklin","North Country","North Country","North Country","North Country",null,"Zone E - Mohawk Valley","North Country","North Country","Massena",null,"Long Island","Suffolk",11716,"PSEG Long Island","KeySpan Energy Delivery Long Island (KEDLI)","PSEG Long Island","National Grid",0.18329999999999999,1.2150000000000001,2.7887413333333329,3.06,2.9581087797619032]
[null,null,null,null,null,null,null,null,null,12983,"12983Franklin","12983",12983,"Zone E - Mohawk Valley","National Grid","Franklin","North Country","North Country","North Country","North Country",null,"Zone E - Mohawk Valley","North Country","North Country","Massena",null,"Long Island","Suffolk",11717,"PSEG Long Island","KeySpan Energy Delivery Long Island (KEDLI)","PSEG Long Island","National Grid",0.18329999999999999,1.2150000000000001,2.7887413333333329,3.06,2.9581087797619032]
[null,null,null,null,null,null,null,null,null,12989,"12989Franklin","12989",12989,"Zone E - Mohawk Valley","National Grid","Franklin","North Country","North Country","North Country","North Country",null,"Zone E - Mohawk Valley","North Country","North Country","Massena",null,"Long Island","Suffolk",11718,"PSEG Long Island","KeySpan Energy Delivery Long Island (KEDLI)","PSEG Long Island","National Grid",0.18329999999999999,1.2150000000000001,2.7887413333333329,3.06,2.9581087797619032]
[null,null,null,null,null,null,null,null,null,12995,"12995Franklin","12995",12995,"Zone E - Mohawk Valley","National Grid","Franklin","North Country","North Country","North Country","North Country",null,"Zone E - Mohawk Valley","North Country","North Country","Massena",null,"Long Island","Suffolk",11719,"PSEG Long Island","KeySpan Energy Delivery Long Island (KEDLI)","PSEG Long Island","National Grid",0.18329999999999999,1.2150000000000001,2.7887413333333329,3.06,2.9581087797619032]
[null,null,null,null,null,null,null,null,null,12986,"12986Franklin","12986",12986,"Zone E - Mohawk Valley","Municipal Utilities","Franklin","North Country","North Country","North Country","North Country",null,"Zone E - Mohawk Valley","North Country","North Country","Massena",null,"Long Island","Suffolk",11720,"PSEG Long Island","KeySpan Energy Delivery Long Island (KEDLI)","PSEG Long Island","National Grid",0.18329999999999999,1.2150000000000001,2.7887413333333329,3.06,2.9581087797619032]
[null,null,null,null,null,null,null,null,null,12025,"12025Fulton","12025",12025,"Zone F - Capital","National Grid","Fulton","Mohawk Valley","Capital District","Capital District","Capital District",null,"Zone F - Capital","Capital District","Capital District","Albany",null,"Long Island","Suffolk",11721,"PSEG Long Island","KeySpan Energy Delivery Long Island (KEDLI)","PSEG Long Island","National Grid",0.18329999999999999,1.2150000000000001,2.7887413333333329,3.06,2.9581087797619032]
[null,null,null,null,null,null,null,null,null,12032,"12032Fulton","12032",12032,"Zone F - Capital","National Grid","Fulton","Mohawk Valley","Capital District","Capital District","Capital District",null,"Zone F - Capital","Capital District","Capital District","Albany",null,"Long Island","Suffolk",11722,"PSEG Long Island","KeySpan Energy Delivery Long Island (KEDLI)","PSEG Long Island","National Grid",0.18329999999999999,1.2150000000000001,2.7887413333333329,3.06,2.9581087797619032]
[null,null,null,null,null,null,null,null,null,12078,"12078Fulton","12078",12078,"Zone F - Capital","National Grid","Fulton","Mohawk Valley","Capital District","Capital District","Capital District",null,"Zone F - Capital","Capital District","Capital District","Albany",null,"Long Island","Suffolk",11724,"PSEG Long Island","KeySpan Energy Delivery Long Island (KEDLI)","PSEG Long Island","National Grid",0.18329999999999999,1.2150000000000001,2.7887413333333329,3.06,2.9581087797619032]
[null,null,null,null,null,null,null,null,null,12086,"12086Fulton","12086",12086,"Zone F - Capital","National Grid","Fulton","Mohawk Valley","Capital District","Capital District","Capital District",null,"Zone F - Capital","Capital District","Capital District","Albany",null,"Long Island","Suffolk",11725,"PSEG Long Island","KeySpan Energy Delivery Long Island (KEDLI)","PSEG Long Island","National Grid",0.18329999999999999,1.2150000000000001,2.7887413333333329,3.06,2.9581087797619032]
[null,null,null,null,null,null,null,null,null,{"$f":"L580*1","v":12095},"12095Fulton","12095",12095,"Zone F - Capital","National Grid","Fulton","Mohawk Valley","Capital District","Capital District","Capital District",null,"Zone F - Capital","Capital District","Capital District","Albany",null,{"$f":"VLOOKUP(AC580,J:R,9,)","v":"Long Island"},"Suffolk",11726,"PSEG Long Island","KeySpan Energy Delivery Long Island (KEDLI)","PSEG Long Island","National Grid",0.18329999999999999,1.2150000000000001,2.7887413333333329,3.06,2.9581087797619032]
[null,null,null,null,null,null,null,null,null,12117,"12117Fulton","12117",12117,"Zone F - Capital","National Grid","Fulton","Mohawk Valley","Capital District","Capital District","Capital District",null,"Zone F - Capital","Capital District","Capital District","Albany",null,"Long Island","Suffolk",11727,"PSEG Long Island","KeySpan Energy Delivery Long Island (KEDLI)","PSEG Long Island","National Grid",0.18329999999999999,1.2150000000000001,2.7887413333333329,3.06,2.9581087797619032]
[null,null,null,null,null,null,null,null,null,12134,"12134Fulton","12134",12134,"Zone F - Capital","National Grid","Fulton","Mohawk Valley","Capital District","Capital District","Capital District",null,"Zone F - Capital","Capital District","Capital District","Albany",null,"Long Island","Suffolk",11729,"PSEG Long Island","KeySpan Energy Delivery Long Island (KEDLI)","PSEG Long Island","National Grid",0.18329999999999999,1.2150000000000001,2.7887413333333329,3.06,2.9581087797619032]
[null,null,null,null,null,null,null,null,null,13452,"13452Fulton","13452",13452,"Zone F - Capital","National Grid","Fulton","Mohawk Valley","Capital District","Capital District","Capital District",null,"Zone F - Capital","Capital District","Capital District","Albany",null,"Long Island","Suffolk",11730,"PSEG Long Island","KeySpan Energy Delivery Long Island (KEDLI)","PSEG Long Island","National Grid",0.18329999999999999,1.2150000000000001,2.7887413333333329,3.06,2.9581087797619032]
[null,null,null,null,null,null,null,null,null,13470,"13470Fulton","13470",13470,"Zone F - Capital","National Grid","Fulton","Mohawk Valley","Capital District","Capital District","Capital District",null,"Zone F - Capital","Capital District","Capital District","Albany",null,"Long Island","Suffolk",11731,"PSEG Long Island","KeySpan Energy Delivery Long Island (KEDLI)","PSEG Long Island","National Grid",0.18329999999999999,1.2150000000000001,2.7887413333333329,3.06,2.9581087797619032]
[null,null,null,null,null,null,null,null,null,14005,"14005Genesee","14005",14005,"Zone A - West","National Grid","Genesee","Finger Lakes","Western","Western","Western",null,"Zone A - West","Western","Western Region","Buffalo",null,"Long Island","Nassau",11732,"PSEG Long Island","KeySpan Energy Delivery Long Island (KEDLI)","PSEG Long Island","National Grid",0.18329999999999999,1.2150000000000001,2.7887413333333329,3.06,2.9581087797619032]
[null,null,null,null,null,null,null,null,null,14013,"14013Genesee","14013",14013,"Zone A - West","National Grid","Genesee","Finger Lakes","Western","Western","Western",null,"Zone A - West","Western","Western Region","Buffalo",null,"Long Island","Suffolk",11733,"PSEG Long Island","KeySpan Energy Delivery Long Island (KEDLI)","PSEG Long Island","National Grid",0.18329999999999999,1.2150000000000001,2.7887413333333329,3.06,2.9581087797619032]
[null,null,null,null,null,null,null,null,null,14020,"14020Genesee","14020",14020,"Zone A - West","National Grid","Genesee","Finger Lakes","Western","Western","Western",null,"Zone A - West","Western","Western Region","Buffalo",null,"Long Island","Nassau",11735,"PSEG Long Island","KeySpan Energy Delivery Long Island (KEDLI)","PSEG Long Island","National Grid",0.18329999999999999,1.2150000000000001,2.7887413333333329,3.06,2.9581087797619032]
[null,null,null,null,null,null,null,null,null,14021,"14021Genesee","14021",14021,"Zone A - West","National Grid","Genesee","Finger Lakes","Western","Western","Western",null,"Zone A - West","Western","Western Region","Buffalo",null,{"$error":"#N/A"},"Nassau",11736,"PSEG Long Island","KeySpan Energy Delivery Long Island (KEDLI)","PSEG Long Island","National Grid",0.18329999999999999,1.2150000000000001,2.7887413333333329,3.06,2.9581087797619032]
[null,null,null,null,null,null,null,null,null,14036,"14036Genesee","14036",14036,"Zone A - West","National Grid","Genesee","Finger Lakes","Western","Western","Western",null,"Zone A - West","Western","Western Region","Buffalo",null,"Long Island","Suffolk",11737,"PSEG Long Island","KeySpan Energy Delivery Long Island (KEDLI)","PSEG Long Island","National Grid",0.18329999999999999,1.2150000000000001,2.7887413333333329,3.06,2.9581087797619032]
[null,null,null,null,null,null,null,null,null,14040,"14040Genesee","14040",14040,"Zone A - West","National Grid","Genesee","Finger Lakes","Western","Western","Western",null,"Zone A - West","Western","Western Region","Buffalo",null,"Long Island","Suffolk",11738,"PSEG Long Island","KeySpan Energy Delivery Long Island (KEDLI)","PSEG Long Island","National Grid",0.18329999999999999,1.2150000000000001,2.7887413333333329,3.06,2.9581087797619032]
[null,null,null,null,null,null,null,null,null,14054,"14054Genesee","14054",14054,"Zone A - West","National Grid","Genesee","Finger Lakes","Western","Western","Western",null,"Zone A - West","Western","Western Region","Buffalo",null,"Long Island","Suffolk",11739,"PSEG Long Island","KeySpan Energy Delivery Long Island (KEDLI)","PSEG Long Island","National Grid",0.18329999999999999,1.2150000000000001,2.7887413333333329,3.06,2.9581087797619032]
[null,null,null,null,null,null,null,null,null,14056,"14056Genesee","14056",14056,"Zone A - West","National Grid","Genesee","Finger Lakes","Western","Western","Western",null,"Zone A - West","Western","Western Region","Buffalo",null,"Long Island","Suffolk",11740,"PSEG Long Island","KeySpan Energy Delivery Long Island (KEDLI)","PSEG Long Island","National Grid",0.18329999999999999,1.2150000000000001,2.7887413333333329,3.06,2.9581087797619032]
[null,null,null,null,null,null,null,null,null,14058,"14058Genesee","14058",14058,"Zone A - West","National Grid","Genesee","Finger Lakes","Western","Western","Western",null,"Zone A - West","Western","Western Region","Buffalo",null,"Long Island","Suffolk",11741,"PSEG Long Island","KeySpan Energy Delivery Long Island (KEDLI)","PSEG Long Island","National Grid",0.18329999999999999,1.2150000000000001,2.7887413333333329,3.06,2.9581087797619032]
[null,null,null,null,null,null,null,null,null,14125,"14125Genesee","14125",14125,"Zone A - West","National Grid","Genesee","Finger Lakes","Western","Western","Western",null,"Zone A - West","Western","Western Region","Buffalo",null,"Long Island","Suffolk",11742,"PSEG Long Island","KeySpan Energy Delivery Long Island (KEDLI)","PSEG Long Island","National Grid",0.18329999999999999,1.2150000000000001,2.7887413333333329,3.06,2.9581087797619032]
[null,null,null,null,null,null,null,null,null,14143,"14143Genesee","14143",14143,"Zone A - West","National Grid","Genesee","Finger Lakes","Western","Western","Western",null,"Zone A - West","Western","Western Region","Buffalo",null,"Long Island","Suffolk",11743,"PSEG Long Island","KeySpan Energy Delivery Long Island (KEDLI)","PSEG Long Island","National Grid",0.18329999999999999,1.2150000000000001,2.7887413333333329,3.06,2.9581087797619032]
[null,null,null,null,null,null,null,null,null,14416,"14416Genesee","14416",14416,"Zone A - West","National Grid","Genesee","Finger Lakes","Western","Western","Western",null,"Zone A - West","Western","Western Region","Buffalo",null,"Long Island","Suffolk",11746,"PSEG Long Island","KeySpan Energy Delivery Long Island (KEDLI)","PSEG Long Island","National Grid",0.18329999999999999,1.2150000000000001,2.7887413333333329,3.06,2.9581087797619032]
[null,null,null,null,null,null,null,null,null,14422,"14422Genesee","14422",14422,"Zone A - West","National Grid","Genesee","Finger Lakes","Western","Western","Western",null,"Zone A - West","Western","Western Region","Buffalo",null,"Long Island","Suffolk",11747,"PSEG Long Island","KeySpan Energy Delivery Long Island (KEDLI)","PSEG Long Island","National Grid",0.18329999999999999,1.2150000000000001,2.7887413333333329,3.06,2.9581087797619032]
[null,null,null,null,null,null,null,null,null,14482,"14482Genesee","14482",14482,"Zone A - West","National Grid","Genesee","Finger Lakes","Western","Western","Western",null,"Zone A - West","Western","Western Region","Buffalo",null,"Long Island","Suffolk",11749,"PSEG Long Island","KeySpan Energy Delivery Long Island (KEDLI)","PSEG Long Island","National Grid",0.18329999999999999,1.2150000000000001,2.7887413333333329,3.06,2.9581087797619032]
[null,null,null,null,null,null,null,null,null,14525,"14525Genesee","14525",14525,"Zone A - West","National Grid","Genesee","Finger Lakes","Western","Western","Western",null,"Zone A - West","Western","Western Region","Buffalo",null,{"$error":"#N/A"},"Suffolk",11750,"PSEG Long Island",null,null,null,0.18329999999999999,null,2.7887413333333329,3.06,2.9581087797619032]
[null,null,null,null,null,null,null,null,null,14557,"14557Genesee","14557",14557,"Zone A - West","National Grid","Genesee","Finger Lakes","Western","Western","Western",null,"Zone A - West","Western","Western Region","Buffalo",null,"Long Island","Suffolk",11751,"PSEG Long Island","KeySpan Energy Delivery Long Island (KEDLI)","PSEG Long Island","National Grid",0.18329999999999999,1.2150000000000001,2.7887413333333329,3.06,2.9581087797619032]
[null,null,null,null,null,null,null,null,null,12439,"12439Greene","12439",12439,"Zone E - Mohawk Valley","New York State Electric and Gas","Greene","Capital Region","Upper Hudson","Mid-Hudson","Mid-Hudson",null,"Zone E - Mohawk Valley","Upper Hudson","Hudson Valley","Albany",null,"Long Island","Suffolk",11752,"PSEG Long Island","KeySpan Energy Delivery Long Island (KEDLI)","PSEG Long Island","National Grid",0.18329999999999999,1.2150000000000001,2.7887413333333329,3.06,2.9581087797619032]
[null,null,null,null,null,null,null,null,null,12454,"12454Greene","12454",12454,"Zone E - Mohawk Valley","New York State Electric and Gas","Greene","Capital Region","Upper Hudson","Mid-Hudson","Mid-Hudson",null,"Zone E - Mohawk Valley","Upper Hudson","Hudson Valley","Albany",null,"Long Island","Nassau",11753,"PSEG Long Island","KeySpan Energy Delivery Long Island (KEDLI)","PSEG Long Island","National Grid",0.18329999999999999,1.2150000000000001,2.7887413333333329,3.06,2.9581087797619032]
[null,null,null,null,null,null,null,null,null,12496,"12496Greene","12496",12496,"Zone E - Mohawk Valley","New York State Electric and Gas","Greene","Capital Region","Upper Hudson","Mid-Hudson","Mid-Hudson",null,"Zone E - Mohawk Valley","Upper Hudson","Hudson Valley","Binghamton",null,"Long Island","Suffolk",11754,"PSEG Long Island","KeySpan Energy Delivery Long Island (KEDLI)","PSEG Long Island","National Grid",0.18329999999999999,1.2150000000000001,2.7887413333333329,3.06,2.9581087797619032]
[null,null,null,null,null,null,null,null,null,12444,"12444Greene","12444",12444,"Zone E - Mohawk Valley","Central Hudson Gas and Electric","Greene","Capital Region","Upper Hudson","Mid-Hudson","Mid-Hudson",null,"Zone E - Mohawk Valley","Upper Hudson","Hudson Valley","Binghamton",null,"Long Island","Suffolk",11755,"PSEG Long Island","KeySpan Energy Delivery Long Island (KEDLI)","PSEG Long Island","National Grid",0.18329999999999999,1.2150000000000001,2.7887413333333329,3.06,2.9581087797619032]
[null,null,null,null,null,null,null,null,null,12424,"12424Greene","12424",12424,"Zone G - Hudson Valley","New York State Electric and Gas","Greene","Capital Region","Upper Hudson","Mid-Hudson","Mid-Hudson",null,"Zone G - Hudson Valley","Upper Hudson","Hudson Valley","Albany",null,"Long Island","Nassau",11756,"PSEG Long Island","KeySpan Energy Delivery Long Island (KEDLI)","PSEG Long Island","National Grid",0.18329999999999999,1.2150000000000001,2.7887413333333329,3.06,2.9581087797619032]
[null,null,null,null,null,null,null,null,null,12430,"12430Greene","12430",12430,"Zone G - Hudson Valley","New York State Electric and Gas","Greene","Capital Region","Upper Hudson","Mid-Hudson","Mid-Hudson",null,"Zone G - Hudson Valley","Upper Hudson","Hudson Valley","Binghamton",null,"Long Island","Suffolk",11757,"PSEG Long Island","KeySpan Energy Delivery Long Island (KEDLI)","PSEG Long Island","National Grid",0.18329999999999999,1.2150000000000001,2.7887413333333329,3.06,2.9581087797619032]
[null,null,null,null,null,null,null,null,null,12468,"12468Greene","12468",12468,"Zone G - Hudson Valley","New York State Electric and Gas","Greene","Capital Region","Upper Hudson","Mid-Hudson","Mid-Hudson",null,"Zone G - Hudson Valley","Upper Hudson","Hudson Valley","Binghamton",null,"Long Island","Nassau",11758,"PSEG Long Island","KeySpan Energy Delivery Long Island (KEDLI)","PSEG Long Island","National Grid",0.18329999999999999,1.2150000000000001,2.7887413333333329,3.06,2.9581087797619032]
[null,null,null,null,null,null,null,null,null,12015,"12015Greene","12015",12015,"Zone G - Hudson Valley","Central Hudson Gas and Electric","Greene","Capital Region","Upper Hudson","Mid-Hudson","Mid-Hudson",null,"Zone G - Hudson Valley","Upper Hudson","Hudson Valley","Albany",null,"Long Island","Suffolk",11760,"PSEG Long Island","KeySpan Energy Delivery Long Island (KEDLI)","PSEG Long Island","National Grid",0.18329999999999999,1.2150000000000001,2.7887413333333329,3.06,2.9581087797619032]
[null,null,null,null,null,null,null,null,null,12042,"12042Greene","12042",12042,"Zone G - Hudson Valley","Central Hudson Gas and Electric","Greene","Capital Region","Upper Hudson","Mid-Hudson","Mid-Hudson",null,"Zone G - Hudson Valley","Upper Hudson","Hudson Valley","Albany",null,"Long Island","Nassau",11762,"PSEG Long Island","KeySpan Energy Delivery Long Island (KEDLI)","PSEG Long Island","National Grid",0.18329999999999999,1.2150000000000001,2.7887413333333329,3.06,2.9581087797619032]
[null,null,null,null,null,null,null,null,null,12051,"12051Greene","12051",12051,"Zone G - Hudson Valley","Central Hudson Gas and Electric","Greene","Capital Region","Upper Hudson","Mid-Hudson","Mid-Hudson",null,"Zone G - Hudson Valley","Upper Hudson","Hudson Valley","Albany",null,"Long Island","Suffolk",11763,"PSEG Long Island","KeySpan Energy Delivery Long Island (KEDLI)","PSEG Long Island","National Grid",0.18329999999999999,1.2150000000000001,2.7887413333333329,3.06,2.9581087797619032]
[null,null,null,null,null,null,null,null,null,12058,"12058Greene","12058",12058,"Zone G - Hudson Valley","Central Hudson Gas and Electric","Greene","Capital Region","Upper Hudson","Mid-Hudson","Mid-Hudson",null,"Zone G - Hudson Valley","Upper Hudson","Hudson Valley","Albany",null,"Long Island","Suffolk",11764,"PSEG Long Island","KeySpan Energy Delivery Long Island (KEDLI)","PSEG Long Island","National Grid",0.18329999999999999,1.2150000000000001,2.7887413333333329,3.06,2.9581087797619032]
[null,null,null,null,null,null,null,null,null,12083,"12083Greene","12083",12083,"Zone G - Hudson Valley","Central Hudson Gas and Electric","Greene","Capital Region","Upper Hudson","Mid-Hudson","Mid-Hudson",null,"Zone G - Hudson Valley","Upper Hudson","Hudson Valley","Albany",null,"Long Island","Nassau",11765,"PSEG Long Island","KeySpan Energy Delivery Long Island (KEDLI)","PSEG Long Island","National Grid",0.18329999999999999,1.2150000000000001,2.7887413333333329,3.06,2.9581087797619032]
[null,null,null,null,null,null,null,null,null,12087,"12087Greene","12087",12087,"Zone G - Hudson Valley","Central Hudson Gas and Electric","Greene","Capital Region","Upper Hudson","Mid-Hudson","Mid-Hudson",null,"Zone G - Hudson Valley","Upper Hudson","Hudson Valley","Albany",null,"Long Island","Suffolk",11766,"PSEG Long Island","KeySpan Energy Delivery Long Island (KEDLI)","PSEG Long Island","National Grid",0.18329999999999999,1.2150000000000001,2.7887413333333329,3.06,2.9581087797619032]
[null,null,null,null,null,null,null,null,null,12124,"12124Greene","12124",12124,"Zone G - Hudson Valley","Central Hudson Gas and Electric","Greene","Capital Region","Upper Hudson","Mid-Hudson","Mid-Hudson",null,"Zone G - Hudson Valley","Upper Hudson","Hudson Valley","Albany",null,"Long Island","Suffolk",11767,"PSEG Long Island","KeySpan Energy Delivery Long Island (KEDLI)","PSEG Long Island","National Grid",0.18329999999999999,1.2150000000000001,2.7887413333333329,3.06,2.9581087797619032]
[null,null,null,null,null,null,null,null,null,12176,"12176Greene","12176",12176,"Zone G - Hudson Valley","Central Hudson Gas and Electric","Greene","Capital Region","Upper Hudson","Mid-Hudson","Mid-Hudson",null,"Zone G - Hudson Valley","Upper Hudson","Hudson Valley","Albany",null,"Long Island","Suffolk",11768,"PSEG Long Island","KeySpan Energy Delivery Long Island (KEDLI)","PSEG Long Island","National Grid",0.18329999999999999,1.2150000000000001,2.7887413333333329,3.06,2.9581087797619032]
[null,null,null,null,null,null,null,null,null,12192,"12192Greene","12192",12192,"Zone G - Hudson Valley","Central Hudson Gas and Electric","Greene","Capital Region","Upper Hudson","Mid-Hudson","Mid-Hudson",null,"Zone G - Hudson Valley","Upper Hudson","Hudson Valley","Albany",null,"Long Island","Suffolk",11769,"PSEG Long Island","KeySpan Energy Delivery Long Island (KEDLI)","PSEG Long Island","National Grid",0.18329999999999999,1.2150000000000001,2.7887413333333329,3.06,2.9581087797619032]
[null,null,null,null,null,null,null,null,null,12405,"12405Greene","12405",12405,"Zone G - Hudson Valley","Central Hudson Gas and Electric","Greene","Capital Region","Upper Hudson","Mid-Hudson","Mid-Hudson",null,"Zone G - Hudson Valley","Upper Hudson","Hudson Valley","Albany",null,"Long Island","Suffolk",11770,"PSEG Long Island","KeySpan Energy Delivery Long Island (KEDLI)","PSEG Long Island","National Grid",0.18329999999999999,1.2150000000000001,2.7887413333333329,3.06,2.9581087797619032]
[null,null,null,null,null,null,null,null,null,12407,"12407Greene","12407",12407,"Zone G - Hudson Valley","Central Hudson Gas and Electric","Greene","Capital Region","Upper Hudson","Mid-Hudson","Mid-Hudson",null,"Zone G - Hudson Valley","Upper Hudson","Hudson Valley","Binghamton",null,"Long Island","Nassau",11771,"PSEG Long Island","KeySpan Energy Delivery Long Island (KEDLI)","PSEG Long Island","National Grid",0.18329999999999999,1.2150000000000001,2.7887413333333329,3.06,2.9581087797619032]
[null,null,null,null,null,null,null,null,null,12413,"12413Greene","12413",12413,"Zone G - Hudson Valley","Central Hudson Gas and Electric","Greene","Capital Region","Upper Hudson","Mid-Hudson","Mid-Hudson",null,"Zone G - Hudson Valley","Upper Hudson","Hudson Valley","Albany",null,"Long Island","Suffolk",11772,"PSEG Long Island","KeySpan Energy Delivery Long Island (KEDLI)","PSEG Long Island","National Grid",0.18329999999999999,1.2150000000000001,2.7887413333333329,3.06,2.9581087797619032]
[null,null,null,null,null,null,null,null,null,12414,"12414Greene","12414",12414,"Zone G - Hudson Valley","Central Hudson Gas and Electric","Greene","Capital Region","Upper Hudson","Mid-Hudson","Mid-Hudson",null,"Zone G - Hudson Valley","Upper Hudson","Hudson Valley","Albany",null,"Long Island","Nassau",11773,"PSEG Long Island","KeySpan Energy Delivery Long Island (KEDLI)","PSEG Long Island","National Grid",0.18329999999999999,1.2150000000000001,2.7887413333333329,3.06,2.9581087797619032]
[null,null,null,null,null,null,null,null,null,12418,"12418Greene","12418",12418,"Zone G - Hudson Valley","Central Hudson Gas and Electric","Greene","Capital Region","Upper Hudson","Mid-Hudson","Mid-Hudson",null,"Zone G - Hudson Valley","Upper Hudson","Hudson Valley","Albany",null,{"$error":"#N/A"},"Nassau",11774,"PSEG Long Island","KeySpan Energy Delivery Long Island (KEDLI)","PSEG Long Island","National Grid",0.18329999999999999,1.2150000000000001,2.7887413333333329,3.06,2.9581087797619032]
[null,null,null,null,null,null,null,null,null,12422,"12422Greene","12422",12422,"Zone G - Hudson Valley","Central Hudson Gas and Electric","Greene","Capital Region","Upper Hudson","Mid-Hudson","Mid-Hudson",null,"Zone G - Hudson Valley","Upper Hudson","Hudson Valley","Albany",null,"Long Island","Suffolk",11775,"PSEG Long Island","KeySpan Energy Delivery Long Island (KEDLI)","PSEG Long Island","National Grid",0.18329999999999999,1.2150000000000001,2.7887413333333329,3.06,2.9581087797619032]
[null,null,null,null,null,null,null,null,null,12423,"12423Greene","12423",12423,"Zone G - Hudson Valley","Central Hudson Gas and Electric","Greene","Capital Region","Upper Hudson","Mid-Hudson","Mid-Hudson",null,"Zone G - Hudson Valley","Upper Hudson","Hudson Valley","Albany",null,"Long Island","Suffolk",11776,"PSEG Long Island","KeySpan Energy Delivery Long Island (KEDLI)","PSEG Long Island","National Grid",0.18329999999999999,1.2150000000000001,2.7887413333333329,3.06,2.9581087797619032]
[null,null,null,null,null,null,null,null,null,12427,"12427Greene","12427",12427,"Zone G - Hudson Valley","Central Hudson Gas and Electric","Greene","Capital Region","Upper Hudson","Mid-Hudson","Mid-Hudson",null,"Zone G - Hudson Valley","Upper Hudson","Hudson Valley","Albany",null,"Long Island","Suffolk",11777,"PSEG Long Island","KeySpan Energy Delivery Long Island (KEDLI)","PSEG Long Island","National Grid",0.18329999999999999,1.2150000000000001,2.7887413333333329,3.06,2.9581087797619032]
[null,null,null,null,null,null,null,null,null,12431,"12431Greene","12431",12431,"Zone G - Hudson Valley","Central Hudson Gas and Electric","Greene","Capital Region","Upper Hudson","Mid-Hudson","Mid-Hudson",null,"Zone G - Hudson Valley","Upper Hudson","Hudson Valley","Albany",null,"Long Island","Suffolk",11778,"PSEG Long Island","KeySpan Energy Delivery Long Island (KEDLI)","PSEG Long Island","National Grid",0.18329999999999999,1.2150000000000001,2.7887413333333329,3.06,2.9581087797619032]
[null,null,null,null,null,null,null,null,null,12436,"12436Greene","12436",12436,"Zone G - Hudson Valley","Central Hudson Gas and Electric","Greene","Capital Region","Upper Hudson","Mid-Hudson","Mid-Hudson",null,"Zone G - Hudson Valley","Upper Hudson","Hudson Valley","Albany",null,"Long Island","Suffolk",11779,"PSEG Long Island","KeySpan Energy Delivery Long Island (KEDLI)","PSEG Long Island","National Grid",0.18329999999999999,1.2150000000000001,2.7887413333333329,3.06,2.9581087797619032]
[null,null,null,null,null,null,null,null,null,12442,"12442Greene","12442",12442,"Zone G - Hudson Valley","Central Hudson Gas and Electric","Greene","Capital Region","Upper Hudson","Mid-Hudson","Mid-Hudson",null,"Zone G - Hudson Valley","Upper Hudson","Hudson Valley","Binghamton",null,"Long Island","Suffolk",11780,"PSEG Long Island","KeySpan Energy Delivery Long Island (KEDLI)","PSEG Long Island","National Grid",0.18329999999999999,1.2150000000000001,2.7887413333333329,3.06,2.9581087797619032]
[null,null,null,null,null,null,null,null,null,12450,"12450Greene","12450",12450,"Zone G - Hudson Valley","Central Hudson Gas and Electric","Greene","Capital Region","Upper Hudson","Mid-Hudson","Mid-Hudson",null,"Zone G - Hudson Valley","Upper Hudson","Hudson Valley","Binghamton",null,"Long Island","Suffolk",11782,"PSEG Long Island","KeySpan Energy Delivery Long Island (KEDLI)","PSEG Long Island","National Grid",0.18329999999999999,1.2150000000000001,2.7887413333333329,3.06,2.9581087797619032]
[null,null,null,null,null,null,null,null,null,12451,"12451Greene","12451",12451,"Zone G - Hudson Valley","Central Hudson Gas and Electric","Greene","Capital Region","Upper Hudson","Mid-Hudson","Mid-Hudson",null,"Zone G - Hudson Valley","Upper Hudson","Hudson Valley","Albany",null,"Long Island","Nassau",11783,"PSEG Long Island","KeySpan Energy Delivery Long Island (KEDLI)","PSEG Long Island","National Grid",0.18329999999999999,1.2150000000000001,2.7887413333333329,3.06,2.9581087797619032]
[null,null,null,null,null,null,null,null,null,12452,"12452Greene","12452",12452,"Zone G - Hudson Valley","Central Hudson Gas and Electric","Greene","Capital Region","Upper Hudson","Mid-Hudson","Mid-Hudson",null,"Zone G - Hudson Valley","Upper Hudson","Hudson Valley","Binghamton",null,"Long Island","Suffolk",11784,"PSEG Long Island","KeySpan Energy Delivery Long Island (KEDLI)","PSEG Long Island","National Grid",0.18329999999999999,1.2150000000000001,2.7887413333333329,3.06,2.9581087797619032]
[null,null,null,null,null,null,null,null,null,12460,"12460Greene","12460",12460,"Zone G - Hudson Valley","Central Hudson Gas and Electric","Greene","Capital Region","Upper Hudson","Mid-Hudson","Mid-Hudson",null,"Zone G - Hudson Valley","Upper Hudson","Hudson Valley","Albany",null,"Long Island","Suffolk",11786,"PSEG Long Island","KeySpan Energy Delivery Long Island (KEDLI)","PSEG Long Island","National Grid",0.18329999999999999,1.2150000000000001,2.7887413333333329,3.06,2.9581087797619032]
[null,null,null,null,null,null,null,null,null,12463,"12463Greene","12463",12463,"Zone G - Hudson Valley","Central Hudson Gas and Electric","Greene","Capital Region","Upper Hudson","Mid-Hudson","Mid-Hudson",null,"Zone G - Hudson Valley","Upper Hudson","Hudson Valley","Albany",null,"Long Island","Suffolk",11787,"PSEG Long Island","KeySpan Energy Delivery Long Island (KEDLI)","PSEG Long Island","National Grid",0.18329999999999999,1.2150000000000001,2.7887413333333329,3.06,2.9581087797619032]
[null,null,null,null,null,null,null,null,null,12470,"12470Greene","12470",12470,"Zone G - Hudson Valley","Central Hudson Gas and Electric","Greene","Capital Region","Upper Hudson","Mid-Hudson","Mid-Hudson",null,"Zone G - Hudson Valley","Upper Hudson","Hudson Valley","Albany",null,"Long Island","Suffolk",11788,"PSEG Long Island","KeySpan Energy Delivery Long Island (KEDLI)","PSEG Long Island","National Grid",0.18329999999999999,1.2150000000000001,2.7887413333333329,3.06,2.9581087797619032]
[null,null,null,null,null,null,null,null,null,12473,"12473Greene","12473",12473,"Zone G - Hudson Valley","Central Hudson Gas and Electric","Greene","Capital Region","Upper Hudson","Mid-Hudson","Mid-Hudson",null,"Zone G - Hudson Valley","Upper Hudson","Hudson Valley","Albany",null,"Long Island","Suffolk",11789,"PSEG Long Island","KeySpan Energy Delivery Long Island (KEDLI)","PSEG Long Island","National Grid",0.18329999999999999,1.2150000000000001,2.7887413333333329,3.06,2.9581087797619032]
[null,null,null,null,null,null,null,null,null,12482,"12482Greene","12482",12482,"Zone G - Hudson Valley","Central Hudson Gas and Electric","Greene","Capital Region","Upper Hudson","Mid-Hudson","Mid-Hudson",null,"Zone G - Hudson Valley","Upper Hudson","Hudson Valley","Albany",null,"Long Island","Suffolk",11790,"PSEG Long Island","KeySpan Energy Delivery Long Island (KEDLI)","PSEG Long Island","National Grid",0.18329999999999999,1.2150000000000001,2.7887413333333329,3.06,2.9581087797619032]
[null,null,null,null,null,null,null,null,null,12485,"12485Greene","12485",12485,"Zone G - Hudson Valley","Central Hudson Gas and Electric","Greene","Capital Region","Upper Hudson","Mid-Hudson","Mid-Hudson",null,"Zone G - Hudson Valley","Upper Hudson","Hudson Valley","Albany",null,"Long Island","Nassau",11791,"PSEG Long Island","KeySpan Energy Delivery Long Island (KEDLI)","PSEG Long Island","National Grid",0.18329999999999999,1.2150000000000001,2.7887413333333329,3.06,2.9581087797619032]
[null,null,null,null,null,null,null,null,null,12492,"12492Greene","12492",12492,"Zone G - Hudson Valley","Central Hudson Gas and Electric","Greene","Capital Region","Upper Hudson","Mid-Hudson","Mid-Hudson",null,"Zone G - Hudson Valley","Upper Hudson","Hudson Valley","Binghamton",null,"Long Island","Suffolk",11792,"PSEG Long Island","KeySpan Energy Delivery Long Island (KEDLI)","PSEG Long Island","National Grid",0.18329999999999999,1.2150000000000001,2.7887413333333329,3.06,2.9581087797619032]
[null,null,null,null,null,null,null,null,null,12847,"12847Hamilton","12847",12847,"Zone D - North","New York State Electric and Gas","Hamilton","North Country","North Country","North Country","North Country",null,"Zone D - North","North Country","North Country","Massena",null,"Long Island","Nassau",11793,"PSEG Long Island","KeySpan Energy Delivery Long Island (KEDLI)","PSEG Long Island","National Grid",0.18329999999999999,1.2150000000000001,2.7887413333333329,3.06,2.9581087797619032]
[null,null,null,null,null,null,null,null,null,12812,"12812Hamilton","12812",12812,"Zone F - Capital","New York State Electric and Gas","Hamilton","North Country","North Country","North Country","North Country",null,"Zone F - Capital","North Country","North Country","Massena",null,"Long Island","Suffolk",11794,"PSEG Long Island","KeySpan Energy Delivery Long Island (KEDLI)","PSEG Long Island","National Grid",0.18329999999999999,1.2150000000000001,2.7887413333333329,3.06,2.9581087797619032]
[null,null,null,null,null,null,null,null,null,12108,"12108Hamilton","12108",12108,"Zone F - Capital","National Grid","Hamilton","North Country","North Country","North Country","North Country",null,"Zone F - Capital","North Country","North Country","Albany",null,"Long Island","Suffolk",11795,"PSEG Long Island","KeySpan Energy Delivery Long Island (KEDLI)","PSEG Long Island","National Grid",0.18329999999999999,1.2150000000000001,2.7887413333333329,3.06,2.9581087797619032]
[null,null,null,null,null,null,null,null,null,12139,"12139Hamilton","12139",12139,"Zone F - Capital","National Grid","Hamilton","North Country","North Country","North Country","North Country",null,"Zone F - Capital","North Country","North Country","Albany",null,"Long Island","Suffolk",11796,"PSEG Long Island","KeySpan Energy Delivery Long Island (KEDLI)","PSEG Long Island","National Grid",0.18329999999999999,1.2150000000000001,2.7887413333333329,3.06,2.9581087797619032]
[null,null,null,null,null,null,null,null,null,12164,"12164Hamilton","12164",12164,"Zone F - Capital","National Grid","Hamilton","North Country","North Country","North Country","North Country",null,"Zone F - Capital","North Country","North Country","Albany",null,"Long Island","Nassau",11797,"PSEG Long Island","KeySpan Energy Delivery Long Island (KEDLI)","PSEG Long Island","National Grid",0.18329999999999999,1.2150000000000001,2.7887413333333329,3.06,2.9581087797619032]
[null,null,null,null,null,null,null,null,null,12190,"12190Hamilton","12190",12190,"Zone F - Capital","National Grid","Hamilton","North Country","North Country","North Country","North Country",null,"Zone F - Capital","North Country","North Country","Albany",null,"Long Island","Suffolk",11798,"PSEG Long Island","KeySpan Energy Delivery Long Island (KEDLI)","PSEG Long Island","National Grid",0.18329999999999999,1.2150000000000001,2.7887413333333329,3.06,2.9581087797619032]
[null,null,null,null,null,null,null,null,null,{"$f":"L644*1","v":12842},"12842Hamilton","12842",12842,"Zone F - Capital","National Grid","Hamilton","North Country","North Country","North Country","North Country",null,"Zone F - Capital","North Country","North Country","Massena",null,{"$f":"VLOOKUP(AC644,J:R,9,)","v":"Long Island"},"Nassau",11801,"PSEG Long Island","KeySpan Energy Delivery Long Island (KEDLI)","PSEG Long Island","National Grid",0.18329999999999999,1.2150000000000001,2.7887413333333329,3.06,2.9581087797619032]
[null,null,null,null,null,null,null,null,null,12864,"12864Hamilton","12864",12864,"Zone F - Capital","National Grid","Hamilton","North Country","North Country","North Country","North Country",null,"Zone F - Capital","North Country","North Country","Massena",null,"Long Island","Nassau",11802,"PSEG Long Island","KeySpan Energy Delivery Long Island (KEDLI)","PSEG Long Island","National Grid",0.18329999999999999,1.2150000000000001,2.7887413333333329,3.06,2.9581087797619032]
[null,null,null,null,null,null,null,null,null,13436,"13436Hamilton","13436",13436,"Zone F - Capital","National Grid","Hamilton","North Country","North Country","North Country","North Country",null,"Zone F - Capital","North Country","North Country","Massena",null,"Long Island","Nassau",11803,"PSEG Long Island","KeySpan Energy Delivery Long Island (KEDLI)","PSEG Long Island","National Grid",0.18329999999999999,1.2150000000000001,2.7887413333333329,3.06,2.9581087797619032]
[null,null,null,null,null,null,null,null,null,13353,"13353Hamilton","13353",13353,"Zone F - Capital","National Grid","Hamilton","North Country","North Country","North Country","North Country",null,"Zone F - Capital","North Country","North Country","Albany",null,"Long Island","Nassau",11804,"PSEG Long Island","KeySpan Energy Delivery Long Island (KEDLI)","PSEG Long Island","National Grid",0.18329999999999999,1.2150000000000001,2.7887413333333329,3.06,2.9581087797619032]
[null,null,null,null,null,null,null,null,null,13360,"13360Hamilton","13360",13360,"Zone F - Capital","National Grid","Hamilton","North Country","North Country","North Country","North Country",null,"Zone F - Capital","North Country","North Country","Massena",null,"Long Island","Nassau",11815,"PSEG Long Island","KeySpan Energy Delivery Long Island (KEDLI)","PSEG Long Island","National Grid",0.18329999999999999,1.2150000000000001,2.7887413333333329,3.06,2.9581087797619032]
[null,null,null,null,null,null,null,null,null,13475,"13475Herkimer","13475",13475,"Zone E - Mohawk Valley","National Grid","Herkimer","Mohawk Valley","Central","Central","Central",null,"Zone E - Mohawk Valley","Central","Central Region","Binghamton",null,"Long Island","Nassau",11819,"PSEG Long Island","KeySpan Energy Delivery Long Island (KEDLI)","PSEG Long Island","National Grid",0.18329999999999999,1.2150000000000001,2.7887413333333329,3.06,2.9581087797619032]
[null,null,null,null,null,null,null,null,null,13324,"13324Herkimer","13324",13324,"Zone E - Mohawk Valley","National Grid","Herkimer","Mohawk Valley","Central","Central","Central",null,"Zone E - Mohawk Valley","Central","Central Region","Albany",null,"Long Island","Nassau",11853,"PSEG Long Island","KeySpan Energy Delivery Long Island (KEDLI)","PSEG Long Island","National Grid",0.18329999999999999,1.2150000000000001,2.7887413333333329,3.06,2.9581087797619032]
[null,null,null,null,null,null,null,null,null,13329,"13329Herkimer","13329",13329,"Zone E - Mohawk Valley","National Grid","Herkimer","Mohawk Valley","Central","Central","Central",null,"Zone E - Mohawk Valley","Central","Central Region","Albany",null,"Long Island","Nassau",11854,"PSEG Long Island","KeySpan Energy Delivery Long Island (KEDLI)","PSEG Long Island","National Grid",0.18329999999999999,1.2150000000000001,2.7887413333333329,3.06,2.9581087797619032]
[null,null,null,null,null,null,null,null,null,13331,"13331Herkimer","13331",13331,"Zone E - Mohawk Valley","National Grid","Herkimer","Mohawk Valley","Central","Central","Central",null,"Zone E - Mohawk Valley","Central","Central Region","Massena",null,{"$error":"#N/A"},"Nassau",11855,"PSEG Long Island","KeySpan Energy Delivery Long Island (KEDLI)","PSEG Long Island","National Grid",0.18329999999999999,1.2150000000000001,2.7887413333333329,3.06,2.9581087797619032]
[null,null,null,null,null,null,null,null,null,13340,"13340Herkimer","13340",13340,"Zone E - Mohawk Valley","National Grid","Herkimer","Mohawk Valley","Central","Central","Central",null,"Zone E - Mohawk Valley","Central","Central Region","Binghamton",null,"Long Island","Suffolk",11901,"PSEG Long Island","KeySpan Energy Delivery Long Island (KEDLI)","PSEG Long Island","National Grid",0.18329999999999999,1.2150000000000001,2.7887413333333329,3.06,2.9581087797619032]
[null,null,null,null,null,null,null,null,null,13350,"13350Herkimer","13350",13350,"Zone E - Mohawk Valley","National Grid","Herkimer","Mohawk Valley","Central","Central","Central",null,"Zone E - Mohawk Valley","Central","Central Region","Binghamton",null,"Long Island","Suffolk",11930,"PSEG Long Island","KeySpan Energy Delivery Long Island (KEDLI)","PSEG Long Island","National Grid",0.18329999999999999,1.2150000000000001,2.7887413333333329,3.06,2.9581087797619032]
[null,null,null,null,null,null,null,null,null,13357,"13357Herkimer","13357",13357,"Zone E - Mohawk Valley","National Grid","Herkimer","Mohawk Valley","Central","Central","Central",null,"Zone E - Mohawk Valley","Central","Central Region","Binghamton",null,"Long Island","Suffolk",11931,"PSEG Long Island","KeySpan Energy Delivery Long Island (KEDLI)","PSEG Long Island","National Grid",0.18329999999999999,1.2150000000000001,2.7887413333333329,3.06,2.9581087797619032]
[null,null,null,null,null,null,null,null,null,13365,"13365Herkimer","13365",13365,"Zone E - Mohawk Valley","National Grid","Herkimer","Mohawk Valley","Central","Central","Central",null,"Zone E - Mohawk Valley","Central","Central Region","Binghamton",null,"Long Island","Suffolk",11932,"PSEG Long Island","KeySpan Energy Delivery Long Island (KEDLI)","PSEG Long Island","National Grid",0.18329999999999999,1.2150000000000001,2.7887413333333329,3.06,2.9581087797619032]
[null,null,null,null,null,null,null,null,null,13406,"13406Herkimer","13406",13406,"Zone E - Mohawk Valley","National Grid","Herkimer","Mohawk Valley","Central","Central","Central",null,"Zone E - Mohawk Valley","Central","Central Region","Binghamton",null,"Long Island","Suffolk",11933,"PSEG Long Island","KeySpan Energy Delivery Long Island (KEDLI)","PSEG Long Island","National Grid",0.18329999999999999,1.2150000000000001,2.7887413333333329,3.06,2.9581087797619032]
[null,null,null,null,null,null,null,null,null,13407,"13407Herkimer","13407",13407,"Zone E - Mohawk Valley","National Grid","Herkimer","Mohawk Valley","Central","Central","Central",null,"Zone E - Mohawk Valley","Central","Central Region","Binghamton",null,"Long Island","Suffolk",11934,"PSEG Long Island","KeySpan Energy Delivery Long Island (KEDLI)","PSEG Long Island","National Grid",0.18329999999999999,1.2150000000000001,2.7887413333333329,3.06,2.9581087797619032]
[null,null,null,null,null,null,null,null,null,13416,"13416Herkimer","13416",13416,"Zone E - Mohawk Valley","National Grid","Herkimer","Mohawk Valley","Central","Central","Central",null,"Zone E - Mohawk Valley","Central","Central Region","Binghamton",null,"Long Island","Suffolk",11935,"PSEG Long Island","KeySpan Energy Delivery Long Island (KEDLI)","PSEG Long Island","National Grid",0.18329999999999999,1.2150000000000001,2.7887413333333329,3.06,2.9581087797619032]
[null,null,null,null,null,null,null,null,null,13420,"13420Herkimer","13420",13420,"Zone E - Mohawk Valley","National Grid","Herkimer","Mohawk Valley","Central","Central","Central",null,"Zone E - Mohawk Valley","Central","Central Region","Massena",null,"Long Island","Suffolk",11937,"PSEG Long Island","KeySpan Energy Delivery Long Island (KEDLI)","PSEG Long Island","National Grid",0.18329999999999999,1.2150000000000001,2.7887413333333329,3.06,2.9581087797619032]
[null,null,null,null,null,null,null,null,null,13431,"13431Herkimer","13431",13431,"Zone E - Mohawk Valley","National Grid","Herkimer","Mohawk Valley","Central","Central","Central",null,"Zone E - Mohawk Valley","Central","Central Region","Binghamton",null,"Long Island","Suffolk",11939,"PSEG Long Island","KeySpan Energy Delivery Long Island (KEDLI)","PSEG Long Island","National Grid",0.18329999999999999,1.2150000000000001,2.7887413333333329,3.06,2.9581087797619032]
[null,null,null,null,null,null,null,null,null,13454,"13454Herkimer","13454",13454,"Zone E - Mohawk Valley","National Grid","Herkimer","Mohawk Valley","Central","Central","Central",null,"Zone E - Mohawk Valley","Central","Central Region","Albany",null,"Long Island","Suffolk",11940,"PSEG Long Island","KeySpan Energy Delivery Long Island (KEDLI)","PSEG Long Island","National Grid",0.18329999999999999,1.2150000000000001,2.7887413333333329,3.06,2.9581087797619032]
[null,null,null,null,null,null,null,null,null,13472,"13472Herkimer","13472",13472,"Zone E - Mohawk Valley","National Grid","Herkimer","Mohawk Valley","Central","Central","Central",null,"Zone E - Mohawk Valley","Central","Central Region","Massena",null,"Long Island","Suffolk",11941,"PSEG Long Island","KeySpan Energy Delivery Long Island (KEDLI)","PSEG Long Island","National Grid",0.18329999999999999,1.2150000000000001,2.7887413333333329,3.06,2.9581087797619032]
[null,null,null,null,null,null,null,null,null,13361,"13361Herkimer","13361",13361,"Zone E - Mohawk Valley","New York State Electric and Gas","Herkimer","Mohawk Valley","Central","Central","Central",null,"Zone E - Mohawk Valley","Central","Central Region","Binghamton",null,"Long Island","Suffolk",11942,"PSEG Long Island","KeySpan Energy Delivery Long Island (KEDLI)","PSEG Long Island","National Grid",0.18329999999999999,1.2150000000000001,2.7887413333333329,3.06,2.9581087797619032]
[null,null,null,null,null,null,null,null,null,13491,"13491Herkimer","13491",13491,"Zone E - Mohawk Valley","New York State Electric and Gas","Herkimer","Mohawk Valley","Central","Central","Central",null,"Zone E - Mohawk Valley","Central","Central Region","Binghamton",null,"Long Island","Suffolk",11944,"Municipal Utilities","KeySpan Energy Delivery Long Island (KEDLI)","Other","National Grid",0.1595,0.81100000000000005,2.7887413333333329,3.06,2.9581087797619032]
[null,null,null,null,null,null,null,null,null,13601,"13601Jefferson","13601",13601,"Zone E - Mohawk Valley","National Grid","Jefferson","North Country","North Country","North Country","North Country",null,"Zone E - Mohawk Valley","North Country","North Country","Massena",null,"Long Island","Suffolk",11946,"PSEG Long Island","KeySpan Energy Delivery Long Island (KEDLI)","PSEG Long Island","National Grid",0.18329999999999999,1.2150000000000001,2.7887413333333329,3.06,2.9581087797619032]
[null,null,null,null,null,null,null,null,null,13602,"13602Jefferson","13602",13602,"Zone E - Mohawk Valley","National Grid","Jefferson","North Country","North Country","North Country","North Country",null,"Zone E - Mohawk Valley","North Country","North Country","Massena",null,"Long Island","Suffolk",11947,"PSEG Long Island","KeySpan Energy Delivery Long Island (KEDLI)","PSEG Long Island","National Grid",0.18329999999999999,1.2150000000000001,2.7887413333333329,3.06,2.9581087797619032]
[null,null,null,null,null,null,null,null,null,13603,"13603Jefferson","13603",13603,"Zone E - Mohawk Valley","National Grid","Jefferson","North Country","North Country","North Country","North Country",null,"Zone E - Mohawk Valley","North Country","North Country","Massena",null,"Long Island","Suffolk",11948,"PSEG Long Island","KeySpan Energy Delivery Long Island (KEDLI)","PSEG Long Island","National Grid",0.18329999999999999,1.2150000000000001,2.7887413333333329,3.06,2.9581087797619032]
[null,null,null,null,null,null,null,null,null,13605,"13605Jefferson","13605",13605,"Zone E - Mohawk Valley","National Grid","Jefferson","North Country","North Country","North Country","North Country",null,"Zone E - Mohawk Valley","North Country","North Country","Syracuse",null,"Long Island","Suffolk",11949,"PSEG Long Island","KeySpan Energy Delivery Long Island (KEDLI)","PSEG Long Island","National Grid",0.18329999999999999,1.2150000000000001,2.7887413333333329,3.06,2.9581087797619032]
[null,null,null,null,null,null,null,null,null,13606,"13606Jefferson","13606",13606,"Zone E - Mohawk Valley","National Grid","Jefferson","North Country","North Country","North Country","North Country",null,"Zone E - Mohawk Valley","North Country","North Country","Syracuse",null,"Long Island","Suffolk",11950,"PSEG Long Island","KeySpan Energy Delivery Long Island (KEDLI)","PSEG Long Island","National Grid",0.18329999999999999,1.2150000000000001,2.7887413333333329,3.06,2.9581087797619032]
[null,null,null,null,null,null,null,null,null,13607,"13607Jefferson","13607",13607,"Zone E - Mohawk Valley","National Grid","Jefferson","North Country","North Country","North Country","North Country",null,"Zone E - Mohawk Valley","North Country","North Country","Massena",null,"Long Island","Suffolk",11951,"PSEG Long Island","KeySpan Energy Delivery Long Island (KEDLI)","PSEG Long Island","National Grid",0.18329999999999999,1.2150000000000001,2.7887413333333329,3.06,2.9581087797619032]
[null,null,null,null,null,null,null,null,null,13608,"13608Jefferson","13608",13608,"Zone E - Mohawk Valley","National Grid","Jefferson","North Country","North Country","North Country","North Country",null,"Zone E - Mohawk Valley","North Country","North Country","Massena",null,"Long Island","Suffolk",11952,"PSEG Long Island","KeySpan Energy Delivery Long Island (KEDLI)","PSEG Long Island","National Grid",0.18329999999999999,1.2150000000000001,2.7887413333333329,3.06,2.9581087797619032]
[null,null,null,null,null,null,null,null,null,13611,"13611Jefferson","13611",13611,"Zone E - Mohawk Valley","National Grid","Jefferson","North Country","North Country","North Country","North Country",null,"Zone E - Mohawk Valley","North Country","North Country","Syracuse",null,"Long Island","Suffolk",11953,"PSEG Long Island","KeySpan Energy Delivery Long Island (KEDLI)","PSEG Long Island","National Grid",0.18329999999999999,1.2150000000000001,2.7887413333333329,3.06,2.9581087797619032]
[null,null,null,null,null,null,null,null,null,13612,"13612Jefferson","13612",13612,"Zone E - Mohawk Valley","National Grid","Jefferson","North Country","North Country","North Country","North Country",null,"Zone E - Mohawk Valley","North Country","North Country","Massena",null,"Long Island","Suffolk",11954,"PSEG Long Island","KeySpan Energy Delivery Long Island (KEDLI)","PSEG Long Island","National Grid",0.18329999999999999,1.2150000000000001,2.7887413333333329,3.06,2.9581087797619032]
[null,null,null,null,null,null,null,null,null,13615,"13615Jefferson","13615",13615,"Zone E - Mohawk Valley","National Grid","Jefferson","North Country","North Country","North Country","North Country",null,"Zone E - Mohawk Valley","North Country","North Country","Syracuse",null,"Long Island","Suffolk",11955,"PSEG Long Island","KeySpan Energy Delivery Long Island (KEDLI)","PSEG Long Island","National Grid",0.18329999999999999,1.2150000000000001,2.7887413333333329,3.06,2.9581087797619032]
[null,null,null,null,null,null,null,null,null,13616,"13616Jefferson","13616",13616,"Zone E - Mohawk Valley","National Grid","Jefferson","North Country","North Country","North Country","North Country",null,"Zone E - Mohawk Valley","North Country","North Country","Massena",null,"Long Island","Suffolk",11956,"PSEG Long Island","KeySpan Energy Delivery Long Island (KEDLI)","PSEG Long Island","National Grid",0.18329999999999999,1.2150000000000001,2.7887413333333329,3.06,2.9581087797619032]
[null,null,null,null,null,null,null,null,null,13618,"13618Jefferson","13618",13618,"Zone E - Mohawk Valley","National Grid","Jefferson","North Country","North Country","North Country","North Country",null,"Zone E - Mohawk Valley","North Country","North Country","Syracuse",null,"Long Island","Suffolk",11957,"PSEG Long Island","KeySpan Energy Delivery Long Island (KEDLI)","PSEG Long Island","National Grid",0.18329999999999999,1.2150000000000001,2.7887413333333329,3.06,2.9581087797619032]
[null,null,null,null,null,null,null,null,null,13619,"13619Jefferson","13619",13619,"Zone E - Mohawk Valley","National Grid","Jefferson","North Country","North Country","North Country","North Country",null,"Zone E - Mohawk Valley","North Country","North Country","Massena",null,"Long Island","Suffolk",11958,"PSEG Long Island","KeySpan Energy Delivery Long Island (KEDLI)","PSEG Long Island","National Grid",0.18329999999999999,1.2150000000000001,2.7887413333333329,3.06,2.9581087797619032]
[null,null,null,null,null,null,null,null,null,13622,"13622Jefferson","13622",13622,"Zone E - Mohawk Valley","National Grid","Jefferson","North Country","North Country","North Country","North Country",null,"Zone E - Mohawk Valley","North Country","North Country","Syracuse",null,"Long Island","Suffolk",11959,"PSEG Long Island","KeySpan Energy Delivery Long Island (KEDLI)","PSEG Long Island","National Grid",0.18329999999999999,1.2150000000000001,2.7887413333333329,3.06,2.9581087797619032]
[null,null,null,null,null,null,null,null,null,13624,"13624Jefferson","13624",13624,"Zone E - Mohawk Valley","National Grid","Jefferson","North Country","North Country","North Country","North Country",null,"Zone E - Mohawk Valley","North Country","North Country","Massena",null,"Long Island","Suffolk",11960,"PSEG Long Island","KeySpan Energy Delivery Long Island (KEDLI)","PSEG Long Island","National Grid",0.18329999999999999,1.2150000000000001,2.7887413333333329,3.06,2.9581087797619032]
[null,null,null,null,null,null,null,null,null,13628,"13628Jefferson","13628",13628,"Zone E - Mohawk Valley","National Grid","Jefferson","North Country","North Country","North Country","North Country",null,"Zone E - Mohawk Valley","North Country","North Country","Massena",null,"Long Island","Suffolk",11961,"PSEG Long Island","KeySpan Energy Delivery Long Island (KEDLI)","PSEG Long Island","National Grid",0.18329999999999999,1.2150000000000001,2.7887413333333329,3.06,2.9581087797619032]
[null,null,null,null,null,null,null,null,null,13631,"13631Jefferson","13631",13631,"Zone E - Mohawk Valley","National Grid","Jefferson","North Country","North Country","North Country","North Country",null,"Zone E - Mohawk Valley","North Country","North Country","Massena",null,"Long Island","Suffolk",11962,"PSEG Long Island","KeySpan Energy Delivery Long Island (KEDLI)","PSEG Long Island","National Grid",0.18329999999999999,1.2150000000000001,2.7887413333333329,3.06,2.9581087797619032]
[null,null,null,null,null,null,null,null,null,13632,"13632Jefferson","13632",13632,"Zone E - Mohawk Valley","National Grid","Jefferson","North Country","North Country","North Country","North Country",null,"Zone E - Mohawk Valley","North Country","North Country","Massena",null,"Long Island","Suffolk",11963,"PSEG Long Island","KeySpan Energy Delivery Long Island (KEDLI)","PSEG Long Island","National Grid",0.18329999999999999,1.2150000000000001,2.7887413333333329,3.06,2.9581087797619032]
[null,null,null,null,null,null,null,null,null,13634,"13634Jefferson","13634",13634,"Zone E - Mohawk Valley","National Grid","Jefferson","North Country","North Country","North Country","North Country",null,"Zone E - Mohawk Valley","North Country","North Country","Massena",null,"Long Island","Suffolk",11964,"PSEG Long Island","KeySpan Energy Delivery Long Island (KEDLI)","PSEG Long Island","National Grid",0.18329999999999999,1.2150000000000001,2.7887413333333329,3.06,2.9581087797619032]
[null,null,null,null,null,null,null,null,null,13636,"13636Jefferson","13636",13636,"Zone E - Mohawk Valley","National Grid","Jefferson","North Country","North Country","North Country","North Country",null,"Zone E - Mohawk Valley","North Country","North Country","Syracuse",null,"Long Island","Suffolk",11965,"PSEG Long Island","KeySpan Energy Delivery Long Island (KEDLI)","PSEG Long Island","National Grid",0.18329999999999999,1.2150000000000001,2.7887413333333329,3.06,2.9581087797619032]
[null,null,null,null,null,null,null,null,null,13637,"13637Jefferson","13637",13637,"Zone E - Mohawk Valley","National Grid","Jefferson","North Country","North Country","North Country","North Country",null,"Zone E - Mohawk Valley","North Country","North Country","Massena",null,"Long Island","Suffolk",11967,"PSEG Long Island","KeySpan Energy Delivery Long Island (KEDLI)","PSEG Long Island","National Grid",0.18329999999999999,1.2150000000000001,2.7887413333333329,3.06,2.9581087797619032]
[null,null,null,null,null,null,null,null,null,13638,"13638Jefferson","13638",13638,"Zone E - Mohawk Valley","National Grid","Jefferson","North Country","North Country","North Country","North Country",null,"Zone E - Mohawk Valley","North Country","North Country","Massena",null,"Long Island","Suffolk",11968,"PSEG Long Island","KeySpan Energy Delivery Long Island (KEDLI)","PSEG Long Island","National Grid",0.18329999999999999,1.2150000000000001,2.7887413333333329,3.06,2.9581087797619032]
[null,null,null,null,null,null,null,null,null,13640,"13640Jefferson","13640",13640,"Zone E - Mohawk Valley","National Grid","Jefferson","North Country","North Country","North Country","North Country",null,"Zone E - Mohawk Valley","North Country","North Country","Massena",null,"Long Island","Suffolk",11969,"PSEG Long Island","KeySpan Energy Delivery Long Island (KEDLI)","PSEG Long Island","National Grid",0.18329999999999999,1.2150000000000001,2.7887413333333329,3.06,2.9581087797619032]
[null,null,null,null,null,null,null,null,null,13641,"13641Jefferson","13641",13641,"Zone E - Mohawk Valley","National Grid","Jefferson","North Country","North Country","North Country","North Country",null,"Zone E - Mohawk Valley","North Country","North Country","Massena",null,"Long Island","Suffolk",11970,"PSEG Long Island","KeySpan Energy Delivery Long Island (KEDLI)","PSEG Long Island","National Grid",0.18329999999999999,1.2150000000000001,2.7887413333333329,3.06,2.9581087797619032]
[null,null,null,null,null,null,null,null,null,13643,"13643Jefferson","13643",13643,"Zone E - Mohawk Valley","National Grid","Jefferson","North Country","North Country","North Country","North Country",null,"Zone E - Mohawk Valley","North Country","North Country","Massena",null,"Long Island","Suffolk",11971,"PSEG Long Island","KeySpan Energy Delivery Long Island (KEDLI)","PSEG Long Island","National Grid",0.18329999999999999,1.2150000000000001,2.7887413333333329,3.06,2.9581087797619032]
[null,null,null,null,null,null,null,null,null,13650,"13650Jefferson","13650",13650,"Zone E - Mohawk Valley","National Grid","Jefferson","North Country","North Country","North Country","North Country",null,"Zone E - Mohawk Valley","North Country","North Country","Syracuse",null,"Long Island","Suffolk",11972,"PSEG Long Island","KeySpan Energy Delivery Long Island (KEDLI)","PSEG Long Island","National Grid",0.18329999999999999,1.2150000000000001,2.7887413333333329,3.06,2.9581087797619032]
[null,null,null,null,null,null,null,null,null,13651,"13651Jefferson","13651",13651,"Zone E - Mohawk Valley","National Grid","Jefferson","North Country","North Country","North Country","North Country",null,"Zone E - Mohawk Valley","North Country","North Country","Syracuse",null,"Long Island","Suffolk",11973,"PSEG Long Island","KeySpan Energy Delivery Long Island (KEDLI)","PSEG Long Island","National Grid",0.18329999999999999,1.2150000000000001,2.7887413333333329,3.06,2.9581087797619032]
[null,null,null,null,null,null,null,null,null,13656,"13656Jefferson","13656",13656,"Zone E - Mohawk Valley","National Grid","Jefferson","North Country","North Country","North Country","North Country",null,"Zone E - Mohawk Valley","North Country","North Country","Massena",null,"Long Island","Suffolk",11975,"PSEG Long Island","KeySpan Energy Delivery Long Island (KEDLI)","PSEG Long Island","National Grid",0.18329999999999999,1.2150000000000001,2.7887413333333329,3.06,2.9581087797619032]
[null,null,null,null,null,null,null,null,null,13657,"13657Jefferson","13657",13657,"Zone E - Mohawk Valley","National Grid","Jefferson","North Country","North Country","North Country","North Country",null,"Zone E - Mohawk Valley","North Country","North Country","Syracuse",null,"Long Island","Suffolk",11976,"PSEG Long Island","KeySpan Energy Delivery Long Island (KEDLI)","PSEG Long Island","National Grid",0.18329999999999999,1.2150000000000001,2.7887413333333329,3.06,2.9581087797619032]
[null,null,null,null,null,null,null,null,null,13659,"13659Jefferson","13659",13659,"Zone E - Mohawk Valley","National Grid","Jefferson","North Country","North Country","North Country","North Country",null,"Zone E - Mohawk Valley","North Country","North Country","Syracuse",null,"Long Island","Suffolk",11977,"PSEG Long Island","KeySpan Energy Delivery Long Island (KEDLI)","PSEG Long Island","National Grid",0.18329999999999999,1.2150000000000001,2.7887413333333329,3.06,2.9581087797619032]
[null,null,null,null,null,null,null,null,null,13661,"13661Jefferson","13661",13661,"Zone E - Mohawk Valley","National Grid","Jefferson","North Country","North Country","North Country","North Country",null,"Zone E - Mohawk Valley","North Country","North Country","Syracuse",null,"Long Island","Suffolk",11978,"PSEG Long Island","KeySpan Energy Delivery Long Island (KEDLI)","PSEG Long Island","National Grid",0.18329999999999999,1.2150000000000001,2.7887413333333329,3.06,2.9581087797619032]
[null,null,null,null,null,null,null,null,null,13665,"13665Jefferson","13665",13665,"Zone E - Mohawk Valley","National Grid","Jefferson","North Country","North Country","North Country","North Country",null,"Zone E - Mohawk Valley","North Country","North Country","Massena",null,"Long Island","Suffolk",11980,"PSEG Long Island","KeySpan Energy Delivery Long Island (KEDLI)","PSEG Long Island","National Grid",0.18329999999999999,1.2150000000000001,2.7887413333333329,3.06,2.9581087797619032]
[null,null,null,null,null,null,null,null,null,13671,"13671Jefferson","13671",13671,"Zone E - Mohawk Valley","National Grid","Jefferson","North Country","North Country","North Country","North Country",null,"Zone E - Mohawk Valley","North Country","North Country","Massena",null,"Capital District","Albany",12007,"National Grid","National Grid","National Grid","National Grid",0.1167,0.66300000000000003,2.4871160256410261,3.06,2.660757651515151]
[null,null,null,null,null,null,null,null,null,13674,"13674Jefferson","13674",13674,"Zone E - Mohawk Valley","National Grid","Jefferson","North Country","North Country","North Country","North Country",null,"Zone E - Mohawk Valley","North Country","North Country","Syracuse",null,"Capital District","Schenectady",12008,"National Grid","National Grid","National Grid","National Grid",0.1167,0.66300000000000003,2.4871160256410261,3.06,2.660757651515151]
[null,null,null,null,null,null,null,null,null,13675,"13675Jefferson","13675",13675,"Zone E - Mohawk Valley","National Grid","Jefferson","North Country","North Country","North Country","North Country",null,"Zone E - Mohawk Valley","North Country","North Country","Massena",null,"Capital District","Albany",12009,"National Grid","National Grid","National Grid","National Grid",0.1167,0.66300000000000003,2.4871160256410261,3.06,2.660757651515151]
[null,null,null,null,null,null,null,null,null,13679,"13679Jefferson","13679",13679,"Zone E - Mohawk Valley","National Grid","Jefferson","North Country","North Country","North Country","North Country",null,"Zone E - Mohawk Valley","North Country","North Country","Massena",null,"Capital District","Montgomery",12010,"National Grid","National Grid","National Grid","National Grid",0.1167,0.66300000000000003,2.4871160256410261,3.06,2.660757651515151]
[null,null,null,null,null,null,null,null,null,13682,"13682Jefferson","13682",13682,"Zone E - Mohawk Valley","National Grid","Jefferson","North Country","North Country","North Country","North Country",null,"Zone E - Mohawk Valley","North Country","North Country","Syracuse",null,"Upper Hudson","Greene",12015,"Central Hudson Gas and Electric","Central Hudson Gas and Electric","Central Hudson Gas and Electric","Central Hudson Gas and Electric",0.13370000000000001,0.92100000000000004,2.5345615079365071,3.06,2.660757651515151]
[null,null,null,null,null,null,null,null,null,13685,"13685Jefferson","13685",13685,"Zone E - Mohawk Valley","National Grid","Jefferson","North Country","North Country","North Country","North Country",null,"Zone E - Mohawk Valley","North Country","North Country","Syracuse",null,"Capital District","Montgomery",12016,"National Grid","National Grid","National Grid","National Grid",0.1167,0.66300000000000003,2.4871160256410261,3.06,2.660757651515151]
[null,null,null,null,null,null,null,null,null,13692,"13692Jefferson","13692",13692,"Zone E - Mohawk Valley","National Grid","Jefferson","North Country","North Country","North Country","North Country",null,"Zone E - Mohawk Valley","North Country","North Country","Massena",null,"Upper Hudson","Columbia",12017,"New York State Electric and Gas","New York State Electric and Gas","New York State Electric and Gas","New York State Electric and Gas",0.106,0.66700000000000004,2.5345615079365071,3.06,2.660757651515151]
[null,null,null,null,null,null,null,null,null,13693,"13693Jefferson","13693",13693,"Zone E - Mohawk Valley","National Grid","Jefferson","North Country","North Country","North Country","North Country",null,"Zone E - Mohawk Valley","North Country","North Country","Syracuse",null,"Capital District","Rensselaer",12018,"New York State Electric and Gas","New York State Electric and Gas","New York State Electric and Gas","New York State Electric and Gas",0.106,0.66700000000000004,2.4871160256410261,3.06,2.660757651515151]
[null,null,null,null,null,null,null,null,null,13691,"13691Jefferson","13691",13691,"Zone E - Mohawk Valley","Municipal Utilities","Jefferson","North Country","North Country","North Country","North Country",null,"Zone E - Mohawk Valley","North Country","North Country","Massena",null,"Capital District","Saratoga",12019,"National Grid","National Grid","National Grid","National Grid",0.1167,0.66300000000000003,2.4871160256410261,3.06,2.660757651515151]
[null,null,null,null,null,null,null,null,null,13673,"13673Jefferson","13673",13673,"Zone E - Mohawk Valley","Municipal Utilities","Jefferson","North Country","North Country","North Country","North Country",null,"Zone E - Mohawk Valley","North Country","North Country","Massena",null,"Capital District","Saratoga",12020,"National Grid","National Grid","National Grid","National Grid",0.1167,0.66300000000000003,2.4871160256410261,3.06,2.660757651515151]
[null,null,null,null,null,null,null,null,null,{"$f":"L708*1","v":11201},"11201Kings","11201",11201,"Zone J - New York City","Consolidated Edison","Kings","New York City","NYC",{"$error":"#N/A"},{"$error":"#N/A"},null,"Zone J - New York City","NYC","","New York",null,{"$f":"VLOOKUP(AC708,J:R,9,)","v":"Capital District"},"Rensselaer",12022,"New York State Electric and Gas","New York State Electric and Gas","New York State Electric and Gas","New York State Electric and Gas",0.106,0.66700000000000004,2.4871160256410261,3.06,2.660757651515151]
[null,null,null,null,null,null,null,null,null,11202,"11202Kings","11202",11202,"Zone J - New York City","Consolidated Edison","Kings","New York City","NYC",{"$error":"#N/A"},{"$error":"#N/A"},"ConEd NYC","Zone J - New York City","NYC","","New York",null,"Capital District","Albany",12023,"National Grid","National Grid","National Grid","National Grid",0.1167,0.66300000000000003,2.4871160256410261,3.06,2.660757651515151]
[null,null,null,null,null,null,null,null,null,11203,"11203Kings","11203",11203,"Zone J - New York City","Consolidated Edison","Kings","New York City","NYC",{"$error":"#N/A"},{"$error":"#N/A"},"ConEd NYC","Zone J - New York City","NYC","","New York",null,"Upper Hudson","Columbia",12024,"New York State Electric and Gas","New York State Electric and Gas","New York State Electric and Gas","New York State Electric and Gas",0.106,0.66700000000000004,2.5345615079365071,3.06,2.660757651515151]
[null,null,null,null,null,null,null,null,null,11204,"11204Kings","11204",11204,"Zone J - New York City","Consolidated Edison","Kings","New York City","NYC",{"$error":"#N/A"},{"$error":"#N/A"},"ConEd NYC","Zone J - New York City","NYC","","New York",null,"Capital District","Fulton",12025,"National Grid","National Grid","National Grid","National Grid",0.1167,0.66300000000000003,2.4871160256410261,3.06,2.660757651515151]
[null,null,null,null,null,null,null,null,null,11205,"11205Kings","11205",11205,"Zone J - New York City","Consolidated Edison","Kings","New York City","NYC",{"$error":"#N/A"},{"$error":"#N/A"},"ConEd NYC","Zone J - New York City","NYC","","New York",null,"Capital District","Saratoga",12027,"National Grid","National Grid","National Grid","National Grid",0.1167,0.66300000000000003,2.4871160256410261,3.06,2.660757651515151]
[null,null,null,null,null,null,null,null,null,11206,"11206Kings","11206",11206,"Zone J - New York City","Consolidated Edison","Kings","New York City","NYC",{"$error":"#N/A"},{"$error":"#N/A"},"ConEd NYC","Zone J - New York City","NYC","","New York",null,"Capital District","Rensselaer",12028,"National Grid","National Grid","National Grid","National Grid",0.1167,0.66300000000000003,2.4871160256410261,3.06,2.660757651515151]
[null,null,null,null,null,null,null,null,null,11207,"11207Kings","11207",11207,"Zone J - New York City","Consolidated Edison","Kings","New York City","NYC",{"$error":"#N/A"},{"$error":"#N/A"},"ConEd NYC","Zone J - New York City","NYC","","New York",null,"Upper Hudson","Columbia",12029,"New York State Electric and Gas","New York State Electric and Gas","New York State Electric and Gas","New York State Electric and Gas",0.106,0.66700000000000004,2.5345615079365071,3.06,2.660757651515151]
[null,null,null,null,null,null,null,null,null,11208,"11208Kings","11208",11208,"Zone J - New York City","Consolidated Edison","Kings","New York City","NYC",{"$error":"#N/A"},{"$error":"#N/A"},"ConEd NYC","Zone J - New York City","NYC","","New York",null,"Capital District","Schoharie",12031,"National Grid","National Grid","National Grid","National Grid",0.1167,0.66300000000000003,2.4871160256410261,3.06,2.660757651515151]
[null,null,null,null,null,null,null,null,null,11209,"11209Kings","11209",11209,"Zone J - New York City","Consolidated Edison","Kings","New York City","NYC",{"$error":"#N/A"},{"$error":"#N/A"},"ConEd NYC","Zone J - New York City","NYC","","New York",null,"Capital District","Fulton",12032,"National Grid","National Grid","National Grid","National Grid",0.1167,0.66300000000000003,2.4871160256410261,3.06,2.660757651515151]
[null,null,null,null,null,null,null,null,null,11210,"11210Kings","11210",11210,"Zone J - New York City","Consolidated Edison","Kings","New York City","NYC",{"$error":"#N/A"},{"$error":"#N/A"},"ConEd NYC","Zone J - New York City","NYC","","New York",null,"Capital District","Rensselaer",12033,"National Grid","National Grid","National Grid","National Grid",0.1167,0.66300000000000003,2.4871160256410261,3.06,2.660757651515151]
[null,null,null,null,null,null,null,null,null,11211,"11211Kings","11211",11211,"Zone J - New York City","Consolidated Edison","Kings","New York City","NYC",{"$error":"#N/A"},{"$error":"#N/A"},"ConEd NYC","Zone J - New York City","NYC","","New York",null,"Capital District","Schoharie",12035,"National Grid","National Grid","National Grid","National Grid",0.1167,0.66300000000000003,2.4871160256410261,3.06,2.660757651515151]
[null,null,null,null,null,null,null,null,null,11212,"11212Kings","11212",11212,"Zone J - New York City","Consolidated Edison","Kings","New York City","NYC",{"$error":"#N/A"},{"$error":"#N/A"},"ConEd NYC","Zone J - New York City","NYC","","New York",null,"Central","Otsego",12036,"National Grid","National Grid","National Grid","National Grid",0.10299999999999999,0.66300000000000003,2.4470744444444432,3.06,2.660757651515151]
[null,null,null,null,null,null,null,null,null,11213,"11213Kings","11213",11213,"Zone J - New York City","Consolidated Edison","Kings","New York City","NYC",{"$error":"#N/A"},{"$error":"#N/A"},"ConEd NYC","Zone J - New York City","NYC","","New York",null,"Upper Hudson","Columbia",12037,"New York State Electric and Gas","New York State Electric and Gas","New York State Electric and Gas","New York State Electric and Gas",0.106,0.66700000000000004,2.5345615079365071,3.06,2.660757651515151]
[null,null,null,null,null,null,null,null,null,11214,"11214Kings","11214",11214,"Zone J - New York City","Consolidated Edison","Kings","New York City","NYC",{"$error":"#N/A"},{"$error":"#N/A"},"ConEd NYC","Zone J - New York City","NYC","","New York",null,"Capital District","Rensselaer",12040,"New York State Electric and Gas","New York State Electric and Gas","New York State Electric and Gas","New York State Electric and Gas",0.106,0.66700000000000004,2.4871160256410261,3.06,2.660757651515151]
[null,null,null,null,null,null,null,null,null,11215,"11215Kings","11215",11215,"Zone J - New York City","Consolidated Edison","Kings","New York City","NYC",{"$error":"#N/A"},{"$error":"#N/A"},"ConEd NYC","Zone J - New York City","NYC","","New York",null,"Capital District","Albany",12041,"National Grid","National Grid","National Grid","National Grid",0.1167,0.66300000000000003,2.4871160256410261,3.06,2.660757651515151]
[null,null,null,null,null,null,null,null,null,11216,"11216Kings","11216",11216,"Zone J - New York City","Consolidated Edison","Kings","New York City","NYC",{"$error":"#N/A"},{"$error":"#N/A"},"ConEd NYC","Zone J - New York City","NYC","","New York",null,"Upper Hudson","Greene",12042,"Central Hudson Gas and Electric","Central Hudson Gas and Electric","Central Hudson Gas and Electric","Central Hudson Gas and Electric",0.13370000000000001,0.92100000000000004,2.5345615079365071,3.06,2.660757651515151]
[null,null,null,null,null,null,null,null,null,11217,"11217Kings","11217",11217,"Zone J - New York City","Consolidated Edison","Kings","New York City","NYC",{"$error":"#N/A"},{"$error":"#N/A"},"ConEd NYC","Zone J - New York City","NYC","","New York",null,"Capital District","Schoharie",12043,"National Grid","National Grid","National Grid","National Grid",0.1167,0.66300000000000003,2.4871160256410261,3.06,2.660757651515151]
[null,null,null,null,null,null,null,null,null,11218,"11218Kings","11218",11218,"Zone J - New York City","Consolidated Edison","Kings","New York City","NYC",{"$error":"#N/A"},{"$error":"#N/A"},"ConEd NYC","Zone J - New York City","NYC","","New York",null,"Capital District","Albany",12045,"Central Hudson Gas and Electric","Central Hudson Gas and Electric","Central Hudson Gas and Electric","Central Hudson Gas and Electric",0.13370000000000001,0.92100000000000004,2.4871160256410261,3.06,2.660757651515151]
[null,null,null,null,null,null,null,null,null,11219,"11219Kings","11219",11219,"Zone J - New York City","Consolidated Edison","Kings","New York City","NYC",{"$error":"#N/A"},{"$error":"#N/A"},"ConEd NYC","Zone J - New York City","NYC","","New York",null,"Capital District","Albany",12046,"National Grid","National Grid","National Grid","National Grid",0.1167,0.66300000000000003,2.4871160256410261,3.06,2.660757651515151]
[null,null,null,null,null,null,null,null,null,11220,"11220Kings","11220",11220,"Zone J - New York City","Consolidated Edison","Kings","New York City","NYC",{"$error":"#N/A"},{"$error":"#N/A"},"ConEd NYC","Zone J - New York City","NYC","","New York",null,"Capital District","Albany",12047,"National Grid","National Grid","National Grid","National Grid",0.1167,0.66300000000000003,2.4871160256410261,3.06,2.660757651515151]
[null,null,null,null,null,null,null,null,null,11221,"11221Kings","11221",11221,"Zone J - New York City","Consolidated Edison","Kings","New York City","NYC",{"$error":"#N/A"},{"$error":"#N/A"},"ConEd NYC","Zone J - New York City","NYC","","New York",null,"Upper Hudson","Columbia",12050,"National Grid","National Grid","National Grid","National Grid",0.1167,0.66300000000000003,2.5345615079365071,3.06,2.660757651515151]
[null,null,null,null,null,null,null,null,null,11222,"11222Kings","11222",11222,"Zone J - New York City","Consolidated Edison","Kings","New York City","NYC",{"$error":"#N/A"},{"$error":"#N/A"},"ConEd NYC","Zone J - New York City","NYC","","New York",null,"Upper Hudson","Greene",12051,"Central Hudson Gas and Electric","Central Hudson Gas and Electric","Central Hudson Gas and Electric","Central Hudson Gas and Electric",0.13370000000000001,0.92100000000000004,2.5345615079365071,3.06,2.660757651515151]
[null,null,null,null,null,null,null,null,null,11223,"11223Kings","11223",11223,"Zone J - New York City","Consolidated Edison","Kings","New York City","NYC",{"$error":"#N/A"},{"$error":"#N/A"},"ConEd NYC","Zone J - New York City","NYC","","New York",null,"Capital District","Rensselaer",12052,"National Grid","National Grid","National Grid","National Grid",0.1167,0.66300000000000003,2.4871160256410261,3.06,2.660757651515151]
[null,null,null,null,null,null,null,null,null,11224,"11224Kings","11224",11224,"Zone J - New York City","Consolidated Edison","Kings","New York City","NYC",{"$error":"#N/A"},{"$error":"#N/A"},"ConEd NYC","Zone J - New York City","NYC","","New York",null,"Capital District","Schenectady",12053,"National Grid","National Grid","National Grid","National Grid",0.1167,0.66300000000000003,2.4871160256410261,3.06,2.660757651515151]
[null,null,null,null,null,null,null,null,null,11225,"11225Kings","11225",11225,"Zone J - New York City","Consolidated Edison","Kings","New York City","NYC",{"$error":"#N/A"},{"$error":"#N/A"},"ConEd NYC","Zone J - New York City","NYC","","New York",null,"Capital District","Albany",12054,"National Grid","National Grid","National Grid","National Grid",0.1167,0.66300000000000003,2.4871160256410261,3.06,2.660757651515151]
[null,null,null,null,null,null,null,null,null,11226,"11226Kings","11226",11226,"Zone J - New York City","Consolidated Edison","Kings","New York City","NYC",{"$error":"#N/A"},{"$error":"#N/A"},"ConEd NYC","Zone J - New York City","NYC","","New York",null,"Capital District","Albany",12055,"Central Hudson Gas and Electric","Central Hudson Gas and Electric","Central Hudson Gas and Electric","Central Hudson Gas and Electric",0.13370000000000001,0.92100000000000004,2.4871160256410261,3.06,2.660757651515151]
[null,null,null,null,null,null,null,null,null,11228,"11228Kings","11228",11228,"Zone J - New York City","Consolidated Edison","Kings","New York City","NYC",{"$error":"#N/A"},{"$error":"#N/A"},"ConEd NYC","Zone J - New York City","NYC","","New York",null,"Capital District","Schenectady",12056,"National Grid","National Grid","National Grid","National Grid",0.1167,0.66300000000000003,2.4871160256410261,3.06,2.660757651515151]
[null,null,null,null,null,null,null,null,null,11229,"11229Kings","11229",11229,"Zone J - New York City","Consolidated Edison","Kings","New York City","NYC",{"$error":"#N/A"},{"$error":"#N/A"},"ConEd NYC","Zone J - New York City","NYC","","New York",null,"Capital District","Washington",12057,"National Grid","National Grid","National Grid","National Grid",0.1167,0.66300000000000003,2.4871160256410261,3.06,2.660757651515151]
[null,null,null,null,null,null,null,null,null,11230,"11230Kings","11230",11230,"Zone J - New York City","Consolidated Edison","Kings","New York City","NYC",{"$error":"#N/A"},{"$error":"#N/A"},"ConEd NYC","Zone J - New York City","NYC","","New York",null,"Upper Hudson","Greene",12058,"Central Hudson Gas and Electric","Central Hudson Gas and Electric","Central Hudson Gas and Electric","Central Hudson Gas and Electric",0.13370000000000001,0.92100000000000004,2.5345615079365071,3.06,2.660757651515151]
[null,null,null,null,null,null,null,null,null,11231,"11231Kings","11231",11231,"Zone J - New York City","Consolidated Edison","Kings","New York City","NYC",{"$error":"#N/A"},{"$error":"#N/A"},"ConEd NYC","Zone J - New York City","NYC","","New York",null,"Capital District","Albany",12059,"National Grid","National Grid","National Grid","National Grid",0.1167,0.66300000000000003,2.4871160256410261,3.06,2.660757651515151]
[null,null,null,null,null,null,null,null,null,11232,"11232Kings","11232",11232,"Zone J - New York City","Consolidated Edison","Kings","New York City","NYC",{"$error":"#N/A"},{"$error":"#N/A"},"ConEd NYC","Zone J - New York City","NYC","","New York",null,"Upper Hudson","Columbia",12060,"New York State Electric and Gas","New York State Electric and Gas","New York State Electric and Gas","New York State Electric and Gas",0.106,0.66700000000000004,2.5345615079365071,3.06,2.660757651515151]
[null,null,null,null,null,null,null,null,null,11233,"11233Kings","11233",11233,"Zone J - New York City","Consolidated Edison","Kings","New York City","NYC",{"$error":"#N/A"},{"$error":"#N/A"},"ConEd NYC","Zone J - New York City","NYC","","New York",null,"Capital District","Rensselaer",12061,"National Grid","National Grid","National Grid","National Grid",0.1167,0.66300000000000003,2.4871160256410261,3.06,2.660757651515151]
[null,null,null,null,null,null,null,null,null,11234,"11234Kings","11234",11234,"Zone J - New York City","Consolidated Edison","Kings","New York City","NYC",{"$error":"#N/A"},{"$error":"#N/A"},"ConEd NYC","Zone J - New York City","NYC","","New York",null,"Capital District","Rensselaer",12062,"National Grid","National Grid","National Grid","National Grid",0.1167,0.66300000000000003,2.4871160256410261,3.06,2.660757651515151]
[null,null,null,null,null,null,null,null,null,11235,"11235Kings","11235",11235,"Zone J - New York City","Consolidated Edison","Kings","New York City","NYC",{"$error":"#N/A"},{"$error":"#N/A"},"ConEd NYC","Zone J - New York City","NYC","","New York",null,"Capital District","Rensselaer",12063,"National Grid","National Grid","National Grid","National Grid",0.1167,0.66300000000000003,2.4871160256410261,3.06,2.660757651515151]
[null,null,null,null,null,null,null,null,null,11236,"11236Kings","11236",11236,"Zone J - New York City","Consolidated Edison","Kings","New York City","NYC",{"$error":"#N/A"},{"$error":"#N/A"},"ConEd NYC","Zone J - New York City","NYC","","New York",null,"Central","Otsego",12064,"National Grid","National Grid","National Grid","National Grid",0.1167,0.66300000000000003,2.4470744444444432,3.06,2.660757651515151]
[null,null,null,null,null,null,null,null,null,11237,"11237Kings","11237",11237,"Zone J - New York City","Consolidated Edison","Kings","New York City","NYC",{"$error":"#N/A"},{"$error":"#N/A"},"ConEd NYC","Zone J - New York City","NYC","","New York",null,"Capital District","Saratoga",12065,"National Grid","National Grid","National Grid","National Grid",0.1167,0.66300000000000003,2.4871160256410261,3.06,2.660757651515151]
[null,null,null,null,null,null,null,null,null,11238,"11238Kings","11238",11238,"Zone J - New York City","Consolidated Edison","Kings","New York City","NYC",{"$error":"#N/A"},{"$error":"#N/A"},"ConEd NYC","Zone J - New York City","NYC","","New York",null,"Capital District","Schoharie",12066,"National Grid","National Grid","National Grid","National Grid",0.1167,0.66300000000000003,2.4871160256410261,3.06,2.660757651515151]
[null,null,null,null,null,null,null,null,null,11239,"11239Kings","11239",11239,"Zone J - New York City","Consolidated Edison","Kings","New York City","NYC",{"$error":"#N/A"},{"$error":"#N/A"},"ConEd NYC","Zone J - New York City","NYC","","New York",null,"Capital District","Albany",12067,"National Grid","National Grid","National Grid","National Grid",0.1167,0.66300000000000003,2.4871160256410261,3.06,2.660757651515151]
[null,null,null,null,null,null,null,null,null,11241,"11241Kings","11241",11241,"Zone J - New York City","Consolidated Edison","Kings","New York City","NYC",{"$error":"#N/A"},{"$error":"#N/A"},"ConEd NYC","Zone J - New York City","NYC","","New York",null,"Capital District","Montgomery",12068,"National Grid","National Grid","National Grid","National Grid",0.1167,0.66300000000000003,2.4871160256410261,3.06,2.660757651515151]
[null,null,null,null,null,null,null,null,null,11242,"11242Kings","11242",11242,"Zone J - New York City","Consolidated Edison","Kings","New York City","NYC",{"$error":"#N/A"},{"$error":"#N/A"},"ConEd NYC","Zone J - New York City","NYC","","New York",null,"Capital District","Montgomery",12069,"National Grid","National Grid","National Grid","National Grid",0.1167,0.66300000000000003,2.4871160256410261,3.06,2.660757651515151]
[null,null,null,null,null,null,null,null,null,11243,"11243Kings","11243",11243,"Zone J - New York City","Consolidated Edison","Kings","New York City","NYC",{"$error":"#N/A"},{"$error":"#N/A"},"ConEd NYC","Zone J - New York City","NYC","","New York",null,"Capital District","Montgomery",12070,"National Grid","National Grid","National Grid","National Grid",0.1167,0.66300000000000003,2.4871160256410261,3.06,2.660757651515151]
[null,null,null,null,null,null,null,null,null,11245,"11245Kings","11245",11245,"Zone J - New York City","Consolidated Edison","Kings","New York City","NYC",{"$error":"#N/A"},{"$error":"#N/A"},"ConEd NYC","Zone J - New York City","NYC","","New York",null,"Capital District","Schoharie",12071,"National Grid","National Grid","National Grid","National Grid",0.1167,0.66300000000000003,2.4871160256410261,3.06,2.660757651515151]
[null,null,null,null,null,null,null,null,null,11247,"11247Kings","11247",11247,"Zone J - New York City","Consolidated Edison","Kings","New York City","NYC",{"$error":"#N/A"},{"$error":"#N/A"},"ConEd NYC","Zone J - New York City","NYC","","New York",null,"Capital District","Montgomery",12072,"National Grid","National Grid","National Grid","National Grid",0.1167,0.66300000000000003,2.4871160256410261,3.06,2.660757651515151]
[null,null,null,null,null,null,null,null,null,11249,"11249Kings","11249",11249,"Zone J - New York City","Consolidated Edison","Kings","New York City","NYC",{"$error":"#N/A"},{"$error":"#N/A"},"ConEd NYC","Zone J - New York City","NYC","","New York",null,"Capital District","Schoharie",12073,"National Grid","National Grid","National Grid","National Grid",0.1167,0.66300000000000003,2.4871160256410261,3.06,2.660757651515151]
[null,null,null,null,null,null,null,null,null,11251,"11251Kings","11251",11251,"Zone J - New York City","Consolidated Edison","Kings","New York City","NYC",{"$error":"#N/A"},{"$error":"#N/A"},"ConEd NYC","Zone J - New York City","NYC","","New York",null,"Capital District","Saratoga",12074,"National Grid","National Grid","National Grid","National Grid",0.1167,0.66300000000000003,2.4871160256410261,3.06,2.660757651515151]
[null,null,null,null,null,null,null,null,null,11252,"11252Kings","11252",11252,"Zone J - New York City","Consolidated Edison","Kings","New York City","NYC",{"$error":"#N/A"},{"$error":"#N/A"},"ConEd NYC","Zone J - New York City","NYC","","New York",null,"Upper Hudson","Columbia",12075,"New York State Electric and Gas","New York State Electric and Gas","New York State Electric and Gas","New York State Electric and Gas",0.106,0.66700000000000004,2.5345615079365071,3.06,2.660757651515151]
[null,null,null,null,null,null,null,null,null,11256,"11256Kings","11256",11256,"Zone J - New York City","Consolidated Edison","Kings","New York City","NYC",{"$error":"#N/A"},{"$error":"#N/A"},"ConEd NYC","Zone J - New York City","NYC","","New York",null,"Capital District","Schoharie",12076,"New York State Electric and Gas","New York State Electric and Gas","New York State Electric and Gas","New York State Electric and Gas",0.106,0.66700000000000004,2.4871160256410261,3.06,2.660757651515151]
[null,null,null,null,null,null,null,null,null,13305,"13305Lewis","13305",13305,"Zone E - Mohawk Valley","National Grid","Lewis","North Country","North Country","North Country","North Country","ConEd NYC","Zone E - Mohawk Valley","North Country","North Country","Massena",null,"Capital District","Albany",12077,"National Grid","National Grid","National Grid","National Grid",0.1167,0.66300000000000003,2.4871160256410261,3.06,2.660757651515151]
[null,null,null,null,null,null,null,null,null,13312,"13312Lewis","13312",13312,"Zone E - Mohawk Valley","National Grid","Lewis","North Country","North Country","North Country","North Country",null,"Zone E - Mohawk Valley","North Country","North Country","Massena",null,"Capital District","Fulton",12078,"National Grid","National Grid","National Grid","National Grid",0.1167,0.66300000000000003,2.4871160256410261,3.06,2.660757651515151]
[null,null,null,null,null,null,null,null,null,13325,"13325Lewis","13325",13325,"Zone E - Mohawk Valley","National Grid","Lewis","North Country","North Country","North Country","North Country",null,"Zone E - Mohawk Valley","North Country","North Country","Syracuse",null,"Capital District","Rensselaer",12082,"National Grid","National Grid","National Grid","National Grid",0.1167,0.66300000000000003,2.4871160256410261,3.06,2.660757651515151]
[null,null,null,null,null,null,null,null,null,13327,"13327Lewis","13327",13327,"Zone E - Mohawk Valley","National Grid","Lewis","North Country","North Country","North Country","North Country",null,"Zone E - Mohawk Valley","North Country","North Country","Massena",null,"Upper Hudson","Greene",12083,"Central Hudson Gas and Electric","Central Hudson Gas and Electric","Central Hudson Gas and Electric","Central Hudson Gas and Electric",0.13370000000000001,0.92100000000000004,2.5345615079365071,3.06,2.660757651515151]
[null,null,null,null,null,null,null,null,null,13343,"13343Lewis","13343",13343,"Zone E - Mohawk Valley","National Grid","Lewis","North Country","North Country","North Country","North Country",null,"Zone E - Mohawk Valley","North Country","North Country","Massena",null,"Capital District","Albany",12084,"National Grid","National Grid","National Grid","National Grid",0.1167,0.66300000000000003,2.4871160256410261,3.06,2.660757651515151]
[null,null,null,null,null,null,null,null,null,13345,"13345Lewis","13345",13345,"Zone E - Mohawk Valley","National Grid","Lewis","North Country","North Country","North Country","North Country",null,"Zone E - Mohawk Valley","North Country","North Country","Massena",null,"Capital District","Albany",12085,"National Grid","National Grid","National Grid","National Grid",0.1167,0.66300000000000003,2.4871160256410261,3.06,2.660757651515151]
[null,null,null,null,null,null,null,null,null,13367,"13367Lewis","13367",13367,"Zone E - Mohawk Valley","National Grid","Lewis","North Country","North Country","North Country","North Country",null,"Zone E - Mohawk Valley","North Country","North Country","Massena",null,"Capital District","Fulton",12086,"National Grid","National Grid","National Grid","National Grid",0.1167,0.66300000000000003,2.4871160256410261,3.06,2.660757651515151]
[null,null,null,null,null,null,null,null,null,13368,"13368Lewis","13368",13368,"Zone E - Mohawk Valley","National Grid","Lewis","North Country","North Country","North Country","North Country",null,"Zone E - Mohawk Valley","North Country","North Country","Syracuse",null,"Upper Hudson","Greene",12087,"Central Hudson Gas and Electric","Central Hudson Gas and Electric","Central Hudson Gas and Electric","Central Hudson Gas and Electric",0.13370000000000001,0.92100000000000004,2.5345615079365071,3.06,2.660757651515151]
[null,null,null,null,null,null,null,null,null,13404,"13404Lewis","13404",13404,"Zone E - Mohawk Valley","National Grid","Lewis","North Country","North Country","North Country","North Country",null,"Zone E - Mohawk Valley","North Country","North Country","Massena",null,"Capital District","Rensselaer",12089,"National Grid","National Grid","National Grid","National Grid",0.1167,0.66300000000000003,2.4871160256410261,3.06,2.660757651515151]
[null,null,null,null,null,null,null,null,null,13433,"13433Lewis","13433",13433,"Zone E - Mohawk Valley","National Grid","Lewis","North Country","North Country","North Country","North Country",null,"Zone E - Mohawk Valley","North Country","North Country","Syracuse",null,"Capital District","Rensselaer",12090,"National Grid","National Grid","National Grid","National Grid",0.1167,0.66300000000000003,2.4871160256410261,3.06,2.660757651515151]
[null,null,null,null,null,null,null,null,null,13473,"13473Lewis","13473",13473,"Zone E - Mohawk Valley","National Grid","Lewis","North Country","North Country","North Country","North Country",null,"Zone E - Mohawk Valley","North Country","North Country","Syracuse",null,"Capital District","Schoharie",12092,"National Grid","National Grid","National Grid","National Grid",0.1167,0.66300000000000003,2.4871160256410261,3.06,2.660757651515151]
[null,null,null,null,null,null,null,null,null,13620,"13620Lewis","13620",13620,"Zone E - Mohawk Valley","National Grid","Lewis","North Country","North Country","North Country","North Country",null,"Zone E - Mohawk Valley","North Country","North Country","Massena",null,"Capital District","Schoharie",12093,"New York State Electric and Gas","New York State Electric and Gas","New York State Electric and Gas","New York State Electric and Gas",9.2600000000000002E-2,0.66700000000000004,2.4871160256410261,3.06,2.660757651515151]
[null,null,null,null,null,null,null,null,null,13626,"13626Lewis","13626",13626,"Zone E - Mohawk Valley","National Grid","Lewis","North Country","North Country","North Country","North Country",null,"Zone E - Mohawk Valley","North Country","North Country","Massena",null,"Capital District","Rensselaer",12094,"National Grid","National Grid","National Grid","National Grid",0.1167,0.66300000000000003,2.4871160256410261,3.06,2.660757651515151]
[null,null,null,null,null,null,null,null,null,13627,"13627Lewis","13627",13627,"Zone E - Mohawk Valley","National Grid","Lewis","North Country","North Country","North Country","North Country",null,"Zone E - Mohawk Valley","North Country","North Country","Massena",null,"Capital District","Fulton",12095,"National Grid","National Grid","National Grid","National Grid",0.1167,0.66300000000000003,2.4871160256410261,3.06,2.660757651515151]
[null,null,null,null,null,null,null,null,null,13648,"13648Lewis","13648",13648,"Zone E - Mohawk Valley","National Grid","Lewis","North Country","North Country","North Country","North Country",null,"Zone E - Mohawk Valley","North Country","North Country","Massena",null,"Upper Hudson","Columbia",12106,"National Grid","National Grid","National Grid","National Grid",0.1167,0.66300000000000003,2.5345615079365071,3.06,2.660757651515151]
[null,null,null,null,null,null,null,null,null,13489,"13489Lewis","13489",13489,"Zone E - Mohawk Valley","National Grid","Lewis","North Country","North Country","North Country","North Country",null,"Zone E - Mohawk Valley","North Country","North Country","Syracuse",null,"Capital District","Albany",12107,"National Grid","National Grid","National Grid","National Grid",0.1167,0.66300000000000003,2.4871160256410261,3.06,2.660757651515151]
[null,null,null,null,null,null,null,null,null,14414,"14414Livingston","14414",14414,"Zone A - West","National Grid","Livingston","Finger Lakes","Western","Western","Western",null,"Zone A - West","Western","Western Region","Syracuse",null,"North Country","Hamilton",12108,"National Grid","National Grid","National Grid","National Grid",0.1167,0.66300000000000003,2.5133023809523802,3.06,2.8854408173076935]
[null,null,null,null,null,null,null,null,null,{"$f":"L772*1","v":14423},"14423Livingston","14423",14423,"Zone A - West","National Grid","Livingston","Finger Lakes","Western","Western","Western",null,"Zone A - West","Western","Western Region","Syracuse",null,{"$f":"VLOOKUP(AC772,J:R,9,)","v":"Capital District"},"Albany",12110,"National Grid","National Grid","National Grid","National Grid",0.1167,0.66300000000000003,2.4871160256410261,3.06,2.660757651515151]
[null,null,null,null,null,null,null,null,null,14435,"14435Livingston","14435",14435,"Zone A - West","National Grid","Livingston","Finger Lakes","Western","Western","Western",null,"Zone A - West","Western","Western Region","Buffalo",null,"Upper Hudson","Columbia",12115,"New York State Electric and Gas","New York State Electric and Gas","New York State Electric and Gas","New York State Electric and Gas",0.106,0.66700000000000004,2.5345615079365071,3.06,2.660757651515151]
[null,null,null,null,null,null,null,null,null,14454,"14454Livingston","14454",14454,"Zone A - West","National Grid","Livingston","Finger Lakes","Western","Western","Western",null,"Zone A - West","Western","Western Region","Buffalo",null,"Central","Otsego",12116,"New York State Electric and Gas","New York State Electric and Gas","New York State Electric and Gas","New York State Electric and Gas",0.106,0.66700000000000004,2.4470744444444432,3.06,2.660757651515151]
[null,null,null,null,null,null,null,null,null,14462,"14462Livingston","14462",14462,"Zone A - West","National Grid","Livingston","Finger Lakes","Western","Western","Western",null,"Zone A - West","Western","Western Region","Buffalo",null,"Capital District","Fulton",12117,"National Grid","National Grid","National Grid","National Grid",0.1167,0.66300000000000003,2.4871160256410261,3.06,2.660757651515151]
[null,null,null,null,null,null,null,null,null,14466,"14466Livingston","14466",14466,"Zone A - West","National Grid","Livingston","Finger Lakes","Western","Western","Western",null,"Zone A - West","Western","Western Region","Buffalo",null,"Capital District","Saratoga",12118,"New York State Electric and Gas","New York State Electric and Gas","New York State Electric and Gas","New York State Electric and Gas",0.106,0.66700000000000004,2.4871160256410261,3.06,2.660757651515151]
[null,null,null,null,null,null,null,null,null,14480,"14480Livingston","14480",14480,"Zone A - West","National Grid","Livingston","Finger Lakes","Western","Western","Western",null,"Zone A - West","Western","Western Region","Syracuse",null,"Capital District","Albany",12120,"Central Hudson Gas and Electric","Central Hudson Gas and Electric","Central Hudson Gas and Electric","Central Hudson Gas and Electric",0.13370000000000001,0.92100000000000004,2.4871160256410261,3.06,2.660757651515151]
[null,null,null,null,null,null,null,null,null,14485,"14485Livingston","14485",14485,"Zone A - West","National Grid","Livingston","Finger Lakes","Western","Western","Western",null,"Zone A - West","Western","Western Region","Syracuse",null,"Capital District","Rensselaer",12121,"National Grid","National Grid","National Grid","National Grid",0.1167,0.66300000000000003,2.4871160256410261,3.06,2.660757651515151]
[null,null,null,null,null,null,null,null,null,14486,"14486Livingston","14486",14486,"Zone A - West","National Grid","Livingston","Finger Lakes","Western","Western","Western",null,"Zone A - West","Western","Western Region","Buffalo",null,"Capital District","Schoharie",12122,"National Grid","National Grid","National Grid","National Grid",0.1167,0.66300000000000003,2.4871160256410261,3.06,2.660757651515151]
[null,null,null,null,null,null,null,null,null,14487,"14487Livingston","14487",14487,"Zone A - West","National Grid","Livingston","Finger Lakes","Western","Western","Western",null,"Zone A - West","Western","Western Region","Syracuse",null,"Capital District","Rensselaer",12123,"National Grid","National Grid","National Grid","National Grid",0.1167,0.66300000000000003,2.4871160256410261,3.06,2.660757651515151]
[null,null,null,null,null,null,null,null,null,14488,"14488Livingston","14488",14488,"Zone A - West","National Grid","Livingston","Finger Lakes","Western","Western","Western",null,"Zone A - West","Western","Western Region","Buffalo",null,"Upper Hudson","Greene",12124,"Central Hudson Gas and Electric","Central Hudson Gas and Electric","Central Hudson Gas and Electric","Central Hudson Gas and Electric",0.13370000000000001,0.92100000000000004,2.5345615079365071,3.06,2.660757651515151]
[null,null,null,null,null,null,null,null,null,14533,"14533Livingston","14533",14533,"Zone A - West","National Grid","Livingston","Finger Lakes","Western","Western","Western",null,"Zone A - West","Western","Western Region","Buffalo",null,"Upper Hudson","Columbia",12125,"New York State Electric and Gas","New York State Electric and Gas","New York State Electric and Gas","New York State Electric and Gas",0.106,0.66700000000000004,2.5345615079365071,3.06,2.660757651515151]
[null,null,null,null,null,null,null,null,null,14539,"14539Livingston","14539",14539,"Zone A - West","National Grid","Livingston","Finger Lakes","Western","Western","Western",null,"Zone A - West","Western","Western Region","Buffalo",null,"Capital District","Albany",12128,"National Grid","National Grid","National Grid","National Grid",0.1167,0.66300000000000003,2.4871160256410261,3.06,2.660757651515151]
[null,null,null,null,null,null,null,null,null,14556,"14556Livingston","14556",14556,"Zone A - West","National Grid","Livingston","Finger Lakes","Western","Western","Western",null,"Zone A - West","Western","Western Region","Buffalo",null,"Upper Hudson","Columbia",12130,"National Grid","National Grid","National Grid","National Grid",0.1167,0.66300000000000003,2.5345615079365071,3.06,2.660757651515151]
[null,null,null,null,null,null,null,null,null,14558,"14558Livingston","14558",14558,"Zone A - West","National Grid","Livingston","Finger Lakes","Western","Western","Western",null,"Zone A - West","Western","Western Region","Syracuse",null,"Capital District","Schoharie",12131,"National Grid","National Grid","National Grid","National Grid",0.1167,0.66300000000000003,2.4871160256410261,3.06,2.660757651515151]
[null,null,null,null,null,null,null,null,null,14592,"14592Livingston","14592",14592,"Zone A - West","National Grid","Livingston","Finger Lakes","Western","Western","Western",null,"Zone A - West","Western","Western Region","Buffalo",null,"Upper Hudson","Columbia",12132,"National Grid","National Grid","National Grid","National Grid",0.1167,0.66300000000000003,2.5345615079365071,3.06,2.660757651515151]
[null,null,null,null,null,null,null,null,null,14510,"14510Livingston","14510",14510,"Zone A - West","Rochester Gas and Electric","Livingston","Finger Lakes","Western","Western","Western",null,"Zone A - West","Western","Western Region","Buffalo",null,"Capital District","Rensselaer",12133,"National Grid","National Grid","National Grid","National Grid",0.1167,0.66300000000000003,2.4871160256410261,3.06,2.660757651515151]
[null,null,null,null,null,null,null,null,null,14481,"14481Livingston","14481",14481,"Zone A - West","New York State Electric and Gas","Livingston","Finger Lakes","Western","Western","Western",null,"Zone A - West","Western","Western Region","Buffalo",null,"Capital District","Fulton",12134,"National Grid","National Grid","National Grid","National Grid",0.1167,0.66300000000000003,2.4871160256410261,3.06,2.660757651515151]
[null,null,null,null,null,null,null,null,null,14545,"14545Livingston","14545",14545,"Zone A - West","New York State Electric and Gas","Livingston","Finger Lakes","Western","Western","Western",null,"Zone A - West","Western","Western Region","Buffalo",null,"Upper Hudson","Columbia",12136,"New York State Electric and Gas","New York State Electric and Gas","New York State Electric and Gas","New York State Electric and Gas",0.106,0.66700000000000004,2.5345615079365071,3.06,2.660757651515151]
[null,null,null,null,null,null,null,null,null,14517,"14517Livingston","14517",14517,"Zone B - Genesee","Rochester Gas and Electric","Livingston","Finger Lakes","Western","Western","Western",null,"Zone B - Genesee","Western","Western Region","Buffalo",null,"Capital District","Schenectady",12137,"National Grid","National Grid","National Grid","National Grid",0.1167,0.66300000000000003,2.4871160256410261,3.06,2.660757651515151]
[null,null,null,null,null,null,null,null,null,14836,"14836Livingston","14836",14836,"Zone B - Genesee","Rochester Gas and Electric","Livingston","Finger Lakes","Western","Western","Western",null,"Zone B - Genesee","Western","Western Region","Buffalo",null,"Capital District","Rensselaer",12138,"New York State Electric and Gas","New York State Electric and Gas","New York State Electric and Gas","New York State Electric and Gas",0.106,0.66700000000000004,2.4871160256410261,3.06,2.660757651515151]
[null,null,null,null,null,null,null,null,null,14846,"14846Livingston","14846",14846,"Zone B - Genesee","Rochester Gas and Electric","Livingston","Finger Lakes","Western","Western","Western",null,"Zone B - Genesee","Western","Western Region","Buffalo",null,"North Country","Hamilton",12139,"National Grid","National Grid","National Grid","National Grid",0.1167,0.66300000000000003,2.5133023809523802,3.06,2.8854408173076935]
[null,null,null,null,null,null,null,null,null,14437,"14437Livingston","14437",14437,"Zone C - Central","New York State Electric and Gas","Livingston","Finger Lakes","Western","Western","Western",null,"Zone C - Central","Western","Western Region","Buffalo",null,"Capital District","Rensselaer",12140,"National Grid","National Grid","National Grid","National Grid",0.1167,0.66300000000000003,2.4871160256410261,3.06,2.660757651515151]
[null,null,null,null,null,null,null,null,null,13030,"13030Madison","13030",13030,"Zone C - Central","National Grid","Madison","Central New York","Central","Central","Central",null,"Zone C - Central","Central","Central Region","Syracuse",null,"Capital District","Schenectady",12141,"National Grid","National Grid","National Grid","National Grid",0.1167,0.66300000000000003,2.4871160256410261,3.06,2.660757651515151]
[null,null,null,null,null,null,null,null,null,13037,"13037Madison","13037",13037,"Zone C - Central","National Grid","Madison","Central New York","Central","Central","Central",null,"Zone C - Central","Central","Central Region","Syracuse",null,"Capital District","Albany",12143,"Central Hudson Gas and Electric","Central Hudson Gas and Electric","Central Hudson Gas and Electric","Central Hudson Gas and Electric",0.13370000000000001,0.92100000000000004,2.4871160256410261,3.06,2.660757651515151]
[null,null,null,null,null,null,null,null,null,13032,"13032Madison","13032",13032,"Zone E - Mohawk Valley","National Grid","Madison","Central New York","Central","Central","Central",null,"Zone E - Mohawk Valley","Central","Central Region","Syracuse",null,"Capital District","Rensselaer",12144,"National Grid","National Grid","National Grid","National Grid",0.1167,0.66300000000000003,2.4871160256410261,3.06,2.660757651515151]
[null,null,null,null,null,null,null,null,null,13043,"13043Madison","13043",13043,"Zone E - Mohawk Valley","National Grid","Madison","Central New York","Central","Central","Central",null,"Zone E - Mohawk Valley","Central","Central Region","Binghamton",null,"Capital District","Albany",12147,"Central Hudson Gas and Electric","Central Hudson Gas and Electric","Central Hudson Gas and Electric","Central Hudson Gas and Electric",0.13370000000000001,0.92100000000000004,2.4871160256410261,3.06,2.660757651515151]
[null,null,null,null,null,null,null,null,null,13163,"13163Madison","13163",13163,"Zone E - Mohawk Valley","National Grid","Madison","Central New York","Central","Central","Central",null,"Zone E - Mohawk Valley","Central","Central Region","Syracuse",null,"Capital District","Saratoga",12148,"National Grid","National Grid","National Grid","National Grid",0.1167,0.66300000000000003,2.4871160256410261,3.06,2.660757651515151]
[null,null,null,null,null,null,null,null,null,13409,"13409Madison","13409",13409,"Zone E - Mohawk Valley","National Grid","Madison","Central New York","Central","Central","Central",null,"Zone E - Mohawk Valley","Central","Central Region","Binghamton",null,"Capital District","Schoharie",12149,"Municipal Utilities","New York State Electric and Gas","Other","New York State Electric and Gas",0.1595,0.81100000000000005,2.4871160256410261,3.06,2.660757651515151]
[null,null,null,null,null,null,null,null,null,13421,"13421Madison","13421",13421,"Zone E - Mohawk Valley","National Grid","Madison","Central New York","Central","Central","Central",null,"Zone E - Mohawk Valley","Central","Central Region","Syracuse",null,"Capital District","Schenectady",12150,"National Grid","National Grid","National Grid","National Grid",0.1167,0.66300000000000003,2.4871160256410261,3.06,2.660757651515151]
[null,null,null,null,null,null,null,null,null,13035,"13035Madison","13035",13035,"Zone E - Mohawk Valley","National Grid","Madison","Central New York","Central","Central","Central",null,"Zone E - Mohawk Valley","Central","Central Region","Binghamton",null,"Capital District","Saratoga",12151,"National Grid","National Grid","National Grid","National Grid",0.1167,0.66300000000000003,2.4871160256410261,3.06,2.660757651515151]
[null,null,null,null,null,null,null,null,null,13052,"13052Madison","13052",13052,"Zone E - Mohawk Valley","National Grid","Madison","Central New York","Central","Central","Central",null,"Zone E - Mohawk Valley","Central","Central Region","Binghamton",null,"Capital District","Rensselaer",12153,"New York State Electric and Gas","New York State Electric and Gas","New York State Electric and Gas","New York State Electric and Gas",0.106,0.66700000000000004,2.4871160256410261,3.06,2.660757651515151]
[null,null,null,null,null,null,null,null,null,13061,"13061Madison","13061",13061,"Zone E - Mohawk Valley","National Grid","Madison","Central New York","Central","Central","Central",null,"Zone E - Mohawk Valley","Central","Central Region","Binghamton",null,"Capital District","Rensselaer",12154,"National Grid","National Grid","National Grid","National Grid",0.1167,0.66300000000000003,2.4871160256410261,3.06,2.660757651515151]
[null,null,null,null,null,null,null,null,null,13122,"13122Madison","13122",13122,"Zone E - Mohawk Valley","National Grid","Madison","Central New York","Central","Central","Central",null,"Zone E - Mohawk Valley","Central","Central Region","Binghamton",null,"Central","Otsego",12155,"National Grid","National Grid","National Grid","National Grid",0.1167,0.66300000000000003,2.4470744444444432,3.06,2.660757651515151]
[null,null,null,null,null,null,null,null,null,13134,"13134Madison","13134",13134,"Zone E - Mohawk Valley","New York State Electric and Gas","Madison","Central New York","Central","Central","Central",null,"Zone E - Mohawk Valley","Central","Central Region","Binghamton",null,"Capital District","Rensselaer",12156,"National Grid","National Grid","National Grid","National Grid",0.1167,0.66300000000000003,2.4871160256410261,3.06,2.660757651515151]
[null,null,null,null,null,null,null,null,null,13310,"13310Madison","13310",13310,"Zone E - Mohawk Valley","New York State Electric and Gas","Madison","Central New York","Central","Central","Central",null,"Zone E - Mohawk Valley","Central","Central Region","Binghamton",null,"Capital District","Schoharie",12157,"National Grid","National Grid","National Grid","National Grid",0.1167,0.66300000000000003,2.4871160256410261,3.06,2.660757651515151]
[null,null,null,null,null,null,null,null,null,13314,"13314Madison","13314",13314,"Zone E - Mohawk Valley","New York State Electric and Gas","Madison","Central New York","Central","Central","Central",null,"Zone E - Mohawk Valley","Central","Central Region","Binghamton",null,"Capital District","Albany",12158,"National Grid","National Grid","National Grid","National Grid",0.1167,0.66300000000000003,2.4871160256410261,3.06,2.660757651515151]
[null,null,null,null,null,null,null,null,null,13332,"13332Madison","13332",13332,"Zone E - Mohawk Valley","New York State Electric and Gas","Madison","Central New York","Central","Central","Central",null,"Zone E - Mohawk Valley","Central","Central Region","Binghamton",null,"Capital District","Albany",12159,"National Grid","National Grid","National Grid","National Grid",0.1167,0.66300000000000003,2.4871160256410261,3.06,2.660757651515151]
[null,null,null,null,null,null,null,null,null,13334,"13334Madison","13334",13334,"Zone E - Mohawk Valley","New York State Electric and Gas","Madison","Central New York","Central","Central","Central",null,"Zone E - Mohawk Valley","Central","Central Region","Binghamton",null,"Capital District","Schoharie",12160,"National Grid","National Grid","National Grid","National Grid",0.1167,0.66300000000000003,2.4871160256410261,3.06,2.660757651515151]
[null,null,null,null,null,null,null,null,null,13355,"13355Madison","13355",13355,"Zone E - Mohawk Valley","New York State Electric and Gas","Madison","Central New York","Central","Central","Central",null,"Zone E - Mohawk Valley","Central","Central Region","Binghamton",null,"Capital District","Albany",12161,"National Grid","National Grid","National Grid","National Grid",0.1167,0.66300000000000003,2.4871160256410261,3.06,2.660757651515151]
[null,null,null,null,null,null,null,null,null,13364,"13364Madison","13364",13364,"Zone E - Mohawk Valley","New York State Electric and Gas","Madison","Central New York","Central","Central","Central",null,"Zone E - Mohawk Valley","Central","Central Region","Binghamton",null,"North Country","Hamilton",12164,"National Grid","National Grid","National Grid","National Grid",0.1167,0.66300000000000003,2.5133023809523802,3.06,2.8854408173076935]
[null,null,null,null,null,null,null,null,null,13402,"13402Madison","13402",13402,"Zone E - Mohawk Valley","New York State Electric and Gas","Madison","Central New York","Central","Central","Central",null,"Zone E - Mohawk Valley","Central","Central Region","Binghamton",null,"Upper Hudson","Columbia",12165,"New York State Electric and Gas","New York State Electric and Gas","New York State Electric and Gas","New York State Electric and Gas",0.106,0.66700000000000004,2.5345615079365071,3.06,2.660757651515151]
[null,null,null,null,null,null,null,null,null,13408,"13408Madison","13408",13408,"Zone E - Mohawk Valley","New York State Electric and Gas","Madison","Central New York","Central","Central","Central",null,"Zone E - Mohawk Valley","Central","Central Region","Binghamton",null,"Capital District","Montgomery",12166,"National Grid","National Grid","National Grid","National Grid",0.1167,0.66300000000000003,2.4871160256410261,3.06,2.660757651515151]
[null,null,null,null,null,null,null,null,null,13418,"13418Madison","13418",13418,"Zone E - Mohawk Valley","New York State Electric and Gas","Madison","Central New York","Central","Central","Central",null,"Zone E - Mohawk Valley","Central","Central Region","Binghamton",null,"Central","Delaware",12167,"New York State Electric and Gas","New York State Electric and Gas","New York State Electric and Gas","New York State Electric and Gas",9.2600000000000002E-2,0.66700000000000004,2.4470744444444432,3.06,2.2435595175438618]
[null,null,null,null,null,null,null,null,null,13465,"13465Madison","13465",13465,"Zone E - Mohawk Valley","New York State Electric and Gas","Madison","Central New York","Central","Central","Central",null,"Zone E - Mohawk Valley","Central","Central Region","Binghamton",null,"Capital District","Rensselaer",12168,"New York State Electric and Gas","New York State Electric and Gas","New York State Electric and Gas","New York State Electric and Gas",0.106,0.66700000000000004,2.4871160256410261,3.06,2.660757651515151]
[null,null,null,null,null,null,null,null,null,13484,"13484Madison","13484",13484,"Zone E - Mohawk Valley","New York State Electric and Gas","Madison","Central New York","Central","Central","Central",null,"Zone E - Mohawk Valley","Central","Central Region","Binghamton",null,"Capital District","Rensselaer",12169,"New York State Electric and Gas","New York State Electric and Gas","New York State Electric and Gas","New York State Electric and Gas",0.106,0.66700000000000004,2.4871160256410261,3.06,2.660757651515151]
[null,null,null,null,null,null,null,null,null,13485,"13485Madison","13485",13485,"Zone E - Mohawk Valley","New York State Electric and Gas","Madison","Central New York","Central","Central","Central",null,"Zone E - Mohawk Valley","Central","Central Region","Binghamton",null,"Capital District","Saratoga",12170,"New York State Electric and Gas","New York State Electric and Gas","New York State Electric and Gas","New York State Electric and Gas",0.106,0.66700000000000004,2.4871160256410261,3.06,2.660757651515151]
[null,null,null,null,null,null,null,null,null,13346,"13346Madison","13346",13346,"Zone E - Mohawk Valley","Municipal Utilities","Madison","Central New York","Central","Central","Central",null,"Zone E - Mohawk Valley","Central","Central Region","Binghamton",null,"Upper Hudson","Columbia",12172,"National Grid","National Grid","National Grid","National Grid",0.1167,0.66300000000000003,2.5345615079365071,3.06,2.660757651515151]
[null,null,null,null,null,null,null,null,null,13072,"13072Madison","13072",13072,"Zone E - Mohawk Valley","New York State Electric and Gas","Madison","Central New York","Central","Central","Central",null,"Zone E - Mohawk Valley","Central","Central Region","Binghamton",null,"Upper Hudson","Columbia",12173,"National Grid","National Grid","National Grid","National Grid",0.1167,0.66300000000000003,2.5345615079365071,3.06,2.660757651515151]
[null,null,null,null,null,null,null,null,null,14420,"14420Monroe","14420",14420,"Zone A - West","National Grid","Monroe","Finger Lakes","Western","Western","Western",null,"Zone A - West","Western","Western Region","Buffalo",null,"Upper Hudson","Columbia",12174,"National Grid","National Grid","National Grid","National Grid",0.1167,0.66300000000000003,2.5345615079365071,3.06,2.660757651515151]
[null,null,null,null,null,null,null,null,null,14430,"14430Monroe","14430",14430,"Zone A - West","National Grid","Monroe","Finger Lakes","Western","Western","Western",null,"Zone A - West","Western","Western Region","Buffalo",null,"Capital District","Schoharie",12175,"National Grid","National Grid","National Grid","National Grid",0.1167,0.66300000000000003,2.4871160256410261,3.06,2.660757651515151]
[null,null,null,null,null,null,null,null,null,14464,"14464Monroe","14464",14464,"Zone A - West","National Grid","Monroe","Finger Lakes","Western","Western","Western",null,"Zone A - West","Western","Western Region","Buffalo",null,"Upper Hudson","Greene",12176,"Central Hudson Gas and Electric","Central Hudson Gas and Electric","Central Hudson Gas and Electric","Central Hudson Gas and Electric",0.13370000000000001,0.92100000000000004,2.5345615079365071,3.06,2.660757651515151]
[null,null,null,null,null,null,null,null,null,14472,"14472Monroe","14472",14472,"Zone A - West","National Grid","Monroe","Finger Lakes","Western","Western","Western",null,"Zone A - West","Western","Western Region","Syracuse",null,"Capital District","Montgomery",12177,"National Grid","National Grid","National Grid","National Grid",0.1167,0.66300000000000003,2.4871160256410261,3.06,2.660757651515151]
[null,null,null,null,null,null,null,null,null,14508,"14508Monroe","14508",14508,"Zone A - West","National Grid","Monroe","Finger Lakes","Western","Western","Western",null,"Zone A - West","Western","Western Region","Buffalo",null,"Capital District","Rensselaer",12180,"National Grid","National Grid","National Grid","National Grid",0.1167,0.66300000000000003,2.4871160256410261,3.06,2.660757651515151]
[null,null,null,null,null,null,null,null,null,14511,"14511Monroe","14511",14511,"Zone A - West","National Grid","Monroe","Finger Lakes","Western","Western","Western",null,"Zone A - West","Western","Western Region","Syracuse",null,"Capital District","Rensselaer",12181,"National Grid","National Grid","National Grid","National Grid",0.1167,0.66300000000000003,2.4871160256410261,3.06,2.660757651515151]
[null,null,null,null,null,null,null,null,null,14543,"14543Monroe","14543",14543,"Zone A - West","National Grid","Monroe","Finger Lakes","Western","Western","Western",null,"Zone A - West","Western","Western Region","Syracuse",null,"Capital District","Rensselaer",12182,"National Grid","National Grid","National Grid","National Grid",0.1167,0.66300000000000003,2.4871160256410261,3.06,2.660757651515151]
[null,null,null,null,null,null,null,null,null,14546,"14546Monroe","14546",14546,"Zone A - West","National Grid","Monroe","Finger Lakes","Western","Western","Western",null,"Zone A - West","Western","Western Region","Syracuse",null,"Capital District","Albany",12183,"Municipal Utilities","National Grid","Other","National Grid",0.1595,0.81100000000000005,2.4871160256410261,3.06,2.660757651515151]
[null,null,null,null,null,null,null,null,null,14428,"14428Monroe","14428",14428,"Zone A - West","Municipal Utilities","Monroe","Finger Lakes","Western","Western","Western",null,"Zone A - West","Western","Western Region","Syracuse",null,"Upper Hudson","Columbia",12184,"National Grid","National Grid","National Grid","National Grid",0.1167,0.66300000000000003,2.5345615079365071,3.06,2.660757651515151]
[null,null,null,null,null,null,null,null,null,14410,"14410Monroe","14410",14410,"Zone A - West","Rochester Gas and Electric","Monroe","Finger Lakes","Western","Western","Western",null,"Zone A - West","Western","Western Region","Syracuse",null,"Capital District","Rensselaer",12185,"National Grid","National Grid","National Grid","National Grid",0.1167,0.66300000000000003,2.4871160256410261,3.06,2.660757651515151]
[null,null,null,null,null,null,null,null,null,14467,"14467Monroe","14467",14467,"Zone A - West","Rochester Gas and Electric","Monroe","Finger Lakes","Western","Western","Western",null,"Zone A - West","Western","Western Region","Syracuse",null,"Capital District","Albany",12186,"National Grid","National Grid","National Grid","National Grid",0.1167,0.66300000000000003,2.4871160256410261,3.06,2.660757651515151]
[null,null,null,null,null,null,null,null,null,14468,"14468Monroe","14468",14468,"Zone A - West","Rochester Gas and Electric","Monroe","Finger Lakes","Western","Western","Western",null,"Zone A - West","Western","Western Region","Syracuse",null,"Capital District","Schoharie",12187,"National Grid","National Grid","National Grid","National Grid",0.1167,0.66300000000000003,2.4871160256410261,3.06,2.660757651515151]
[null,null,null,null,null,null,null,null,null,14506,"14506Monroe","14506",14506,"Zone A - West","Rochester Gas and Electric","Monroe","Finger Lakes","Western","Western","Western",null,"Zone A - West","Western","Western Region","Syracuse",null,"Capital District","Saratoga",12188,"National Grid","National Grid","National Grid","National Grid",0.1167,0.66300000000000003,2.4871160256410261,3.06,2.660757651515151]
[null,null,null,null,null,null,null,null,null,14586,"14586Monroe","14586",14586,"Zone A - West","Rochester Gas and Electric","Monroe","Finger Lakes","Western","Western","Western",null,"Zone A - West","Western","Western Region","Syracuse",null,"Capital District","Albany",12189,"National Grid","National Grid","National Grid","National Grid",0.1167,0.66300000000000003,2.4871160256410261,3.06,2.660757651515151]
[null,null,null,null,null,null,null,null,null,14559,"14559Monroe","14559",14559,"Zone B - Genesee","Municipal Utilities","Monroe","Finger Lakes","Western","Western","Western",null,"Zone B - Genesee","Western","Western Region","Syracuse",null,"North Country","Hamilton",12190,"National Grid","National Grid","National Grid","National Grid",0.1167,0.66300000000000003,2.5133023809523802,3.06,2.8854408173076935]
[null,null,null,null,null,null,null,null,null,14450,"14450Monroe","14450",14450,"Zone B - Genesee","Municipal Utilities","Monroe","Finger Lakes","Western","Western","Western",null,"Zone B - Genesee","Western","Western Region","Syracuse",null,"Upper Hudson","Greene",12192,"Central Hudson Gas and Electric","Central Hudson Gas and Electric","Central Hudson Gas and Electric","Central Hudson Gas and Electric",0.13370000000000001,0.92100000000000004,2.5345615079365071,3.06,2.660757651515151]
[null,null,null,null,null,null,null,null,null,{"$f":"L836*1","v":14445},"14445Monroe","14445",14445,"Zone B - Genesee","Rochester Gas and Electric","Monroe","Finger Lakes","Western","Western","Western",null,"Zone B - Genesee","Western","Western Region","Syracuse",null,{"$f":"VLOOKUP(AC836,J:R,9,)","v":"Capital District"},"Albany",12193,"Central Hudson Gas and Electric","Central Hudson Gas and Electric","Central Hudson Gas and Electric","Central Hudson Gas and Electric",0.13370000000000001,0.92100000000000004,2.4871160256410261,3.06,2.660757651515151]
[null,null,null,null,null,null,null,null,null,14514,"14514Monroe","14514",14514,"Zone B - Genesee","Rochester Gas and Electric","Monroe","Finger Lakes","Western","Western","Western",null,"Zone B - Genesee","Western","Western Region","Syracuse",null,"Capital District","Schoharie",12194,"National Grid","National Grid","National Grid","National Grid",0.1167,0.66300000000000003,2.4871160256410261,3.06,2.660757651515151]
[null,null,null,null,null,null,null,null,null,14515,"14515Monroe","14515",14515,"Zone B - Genesee","Rochester Gas and Electric","Monroe","Finger Lakes","Western","Western","Western",null,"Zone B - Genesee","Western","Western Region","Syracuse",null,"Upper Hudson","Columbia",12195,"New York State Electric and Gas","New York State Electric and Gas","New York State Electric and Gas","New York State Electric and Gas",0.106,0.66700000000000004,2.5345615079365071,3.06,2.660757651515151]
[null,null,null,null,null,null,null,null,null,14526,"14526Monroe","14526",14526,"Zone B - Genesee","Rochester Gas and Electric","Monroe","Finger Lakes","Western","Western","Western",null,"Zone B - Genesee","Western","Western Region","Syracuse",null,"Capital District","Rensselaer",12196,"New York State Electric and Gas","New York State Electric and Gas","New York State Electric and Gas","New York State Electric and Gas",0.106,0.66700000000000004,2.4871160256410261,3.06,2.660757651515151]
[null,null,null,null,null,null,null,null,null,14534,"14534Monroe","14534",14534,"Zone B - Genesee","Rochester Gas and Electric","Monroe","Finger Lakes","Western","Western","Western",null,"Zone B - Genesee","Western","Western Region","Syracuse",null,"Central","Otsego",12197,"National Grid","National Grid","National Grid","National Grid",0.1167,0.66300000000000003,2.4470744444444432,3.06,2.660757651515151]
[null,null,null,null,null,null,null,null,null,14580,"14580Monroe","14580",14580,"Zone B - Genesee","Rochester Gas and Electric","Monroe","Finger Lakes","Western","Western","Western",null,"Zone B - Genesee","Western","Western Region","Syracuse",null,"Capital District","Rensselaer",12198,"New York State Electric and Gas","New York State Electric and Gas","New York State Electric and Gas","New York State Electric and Gas",0.106,0.66700000000000004,2.4871160256410261,3.06,2.660757651515151]
[null,null,null,null,null,null,null,null,null,14602,"14602Monroe","14602",14602,"Zone B - Genesee","Rochester Gas and Electric","Monroe","Finger Lakes","Western","Western","Western",null,"Zone B - Genesee","Western","Western Region","Syracuse",null,"Capital District","Albany",12201,"National Grid","National Grid","National Grid","National Grid",0.1167,0.66300000000000003,2.4871160256410261,3.06,2.660757651515151]
[null,null,null,null,null,null,null,null,null,14603,"14603Monroe","14603",14603,"Zone B - Genesee","Rochester Gas and Electric","Monroe","Finger Lakes","Western","Western","Western",null,"Zone B - Genesee","Western","Western Region","Syracuse",null,"Capital District","Albany",12202,"National Grid","National Grid","National Grid","National Grid",0.1167,0.66300000000000003,2.4871160256410261,3.06,2.660757651515151]
[null,null,null,null,null,null,null,null,null,14604,"14604Monroe","14604",14604,"Zone B - Genesee","Rochester Gas and Electric","Monroe","Finger Lakes","Western","Western","Western",null,"Zone B - Genesee","Western","Western Region","Syracuse",null,"Capital District","Albany",12203,"National Grid","National Grid","National Grid","National Grid",0.1167,0.66300000000000003,2.4871160256410261,3.06,2.660757651515151]
[null,null,null,null,null,null,null,null,null,14605,"14605Monroe","14605",14605,"Zone B - Genesee","Rochester Gas and Electric","Monroe","Finger Lakes","Western","Western","Western",null,"Zone B - Genesee","Western","Western Region","Syracuse",null,"Capital District","Albany",12204,"National Grid","National Grid","National Grid","National Grid",0.1167,0.66300000000000003,2.4871160256410261,3.06,2.660757651515151]
[null,null,null,null,null,null,null,null,null,14606,"14606Monroe","14606",14606,"Zone B - Genesee","Rochester Gas and Electric","Monroe","Finger Lakes","Western","Western","Western",null,"Zone B - Genesee","Western","Western Region","Syracuse",null,"Capital District","Albany",12205,"National Grid","National Grid","National Grid","National Grid",0.1167,0.66300000000000003,2.4871160256410261,3.06,2.660757651515151]
[null,null,null,null,null,null,null,null,null,14607,"14607Monroe","14607",14607,"Zone B - Genesee","Rochester Gas and Electric","Monroe","Finger Lakes","Western","Western","Western",null,"Zone B - Genesee","Western","Western Region","Syracuse",null,"Capital District","Albany",12206,"National Grid","National Grid","National Grid","National Grid",0.1167,0.66300000000000003,2.4871160256410261,3.06,2.660757651515151]
[null,null,null,null,null,null,null,null,null,14608,"14608Monroe","14608",14608,"Zone B - Genesee","Rochester Gas and Electric","Monroe","Finger Lakes","Western","Western","Western",null,"Zone B - Genesee","Western","Western Region","Syracuse",null,"Capital District","Albany",12207,"National Grid","National Grid","National Grid","National Grid",0.1167,0.66300000000000003,2.4871160256410261,3.06,2.660757651515151]
[null,null,null,null,null,null,null,null,null,14609,"14609Monroe","14609",14609,"Zone B - Genesee","Rochester Gas and Electric","Monroe","Finger Lakes","Western","Western","Western",null,"Zone B - Genesee","Western","Western Region","Syracuse",null,"Capital District","Albany",12208,"National Grid","National Grid","National Grid","National Grid",0.1167,0.66300000000000003,2.4871160256410261,3.06,2.660757651515151]
[null,null,null,null,null,null,null,null,null,14610,"14610Monroe","14610",14610,"Zone B - Genesee","Rochester Gas and Electric","Monroe","Finger Lakes","Western","Western","Western",null,"Zone B - Genesee","Western","Western Region","Syracuse",null,"Capital District","Albany",12209,"National Grid","National Grid","National Grid","National Grid",0.1167,0.66300000000000003,2.4871160256410261,3.06,2.660757651515151]
[null,null,null,null,null,null,null,null,null,14611,"14611Monroe","14611",14611,"Zone B - Genesee","Rochester Gas and Electric","Monroe","Finger Lakes","Western","Western","Western",null,"Zone B - Genesee","Western","Western Region","Syracuse",null,"Capital District","Albany",12210,"National Grid","National Grid","National Grid","National Grid",0.1167,0.66300000000000003,2.4871160256410261,3.06,2.660757651515151]
[null,null,null,null,null,null,null,null,null,14612,"14612Monroe","14612",14612,"Zone B - Genesee","Rochester Gas and Electric","Monroe","Finger Lakes","Western","Western","Western",null,"Zone B - Genesee","Western","Western Region","Syracuse",null,"Capital District","Albany",12211,"National Grid","National Grid","National Grid","National Grid",0.1167,0.66300000000000003,2.4871160256410261,3.06,2.660757651515151]
[null,null,null,null,null,null,null,null,null,14613,"14613Monroe","14613",14613,"Zone B - Genesee","Rochester Gas and Electric","Monroe","Finger Lakes","Western","Western","Western",null,"Zone B - Genesee","Western","Western Region","Syracuse",null,"Capital District","Albany",12212,"National Grid","National Grid","National Grid","National Grid",0.1167,0.66300000000000003,2.4871160256410261,3.06,2.660757651515151]
[null,null,null,null,null,null,null,null,null,14614,"14614Monroe","14614",14614,"Zone B - Genesee","Rochester Gas and Electric","Monroe","Finger Lakes","Western","Western","Western",null,"Zone B - Genesee","Western","Western Region","Syracuse",null,"Capital District","Albany",12214,"National Grid","National Grid","National Grid","National Grid",0.1167,0.66300000000000003,2.4871160256410261,3.06,2.660757651515151]
[null,null,null,null,null,null,null,null,null,14615,"14615Monroe","14615",14615,"Zone B - Genesee","Rochester Gas and Electric","Monroe","Finger Lakes","Western","Western","Western",null,"Zone B - Genesee","Western","Western Region","Syracuse",null,"Capital District","Albany",12220,"National Grid","National Grid","National Grid","National Grid",0.1167,0.66300000000000003,2.4871160256410261,3.06,2.660757651515151]
[null,null,null,null,null,null,null,null,null,14616,"14616Monroe","14616",14616,"Zone B - Genesee","Rochester Gas and Electric","Monroe","Finger Lakes","Western","Western","Western",null,"Zone B - Genesee","Western","Western Region","Syracuse",null,"Capital District","Albany",12222,"National Grid","National Grid","National Grid","National Grid",0.1167,0.66300000000000003,2.4871160256410261,3.06,2.660757651515151]
[null,null,null,null,null,null,null,null,null,14617,"14617Monroe","14617",14617,"Zone B - Genesee","Rochester Gas and Electric","Monroe","Finger Lakes","Western","Western","Western",null,"Zone B - Genesee","Western","Western Region","Syracuse",null,"Capital District","Albany",12223,"National Grid","National Grid","National Grid","National Grid",0.1167,0.66300000000000003,2.4871160256410261,3.06,2.660757651515151]
[null,null,null,null,null,null,null,null,null,14618,"14618Monroe","14618",14618,"Zone B - Genesee","Rochester Gas and Electric","Monroe","Finger Lakes","Western","Western","Western",null,"Zone B - Genesee","Western","Western Region","Syracuse",null,"Capital District","Albany",12224,"National Grid","National Grid","National Grid","National Grid",0.1167,0.66300000000000003,2.4871160256410261,3.06,2.660757651515151]
[null,null,null,null,null,null,null,null,null,14619,"14619Monroe","14619",14619,"Zone B - Genesee","Rochester Gas and Electric","Monroe","Finger Lakes","Western","Western","Western",null,"Zone B - Genesee","Western","Western Region","Syracuse",null,"Capital District","Albany",12225,"National Grid","National Grid","National Grid","National Grid",0.1167,0.66300000000000003,2.4871160256410261,3.06,2.660757651515151]
[null,null,null,null,null,null,null,null,null,14620,"14620Monroe","14620",14620,"Zone B - Genesee","Rochester Gas and Electric","Monroe","Finger Lakes","Western","Western","Western",null,"Zone B - Genesee","Western","Western Region","Syracuse",null,"Capital District","Albany",12226,"National Grid","National Grid","National Grid","National Grid",0.1167,0.66300000000000003,2.4871160256410261,3.06,2.660757651515151]
[null,null,null,null,null,null,null,null,null,14621,"14621Monroe","14621",14621,"Zone B - Genesee","Rochester Gas and Electric","Monroe","Finger Lakes","Western","Western","Western",null,"Zone B - Genesee","Western","Western Region","Syracuse",null,"Capital District","Albany",12227,"National Grid","National Grid","National Grid","National Grid",0.1167,0.66300000000000003,2.4871160256410261,3.06,2.660757651515151]
[null,null,null,null,null,null,null,null,null,14622,"14622Monroe","14622",14622,"Zone B - Genesee","Rochester Gas and Electric","Monroe","Finger Lakes","Western","Western","Western",null,"Zone B - Genesee","Western","Western Region","Syracuse",null,"Capital District","Albany",12228,"National Grid","National Grid","National Grid","National Grid",0.1167,0.66300000000000003,2.4871160256410261,3.06,2.660757651515151]
[null,null,null,null,null,null,null,null,null,14623,"14623Monroe","14623",14623,"Zone B - Genesee","Rochester Gas and Electric","Monroe","Finger Lakes","Western","Western","Western",null,"Zone B - Genesee","Western","Western Region","Syracuse",null,"Capital District","Albany",12229,"National Grid","National Grid","National Grid","National Grid",0.1167,0.66300000000000003,2.4871160256410261,3.06,2.660757651515151]
[null,null,null,null,null,null,null,null,null,14624,"14624Monroe","14624",14624,"Zone B - Genesee","Rochester Gas and Electric","Monroe","Finger Lakes","Western","Western","Western",null,"Zone B - Genesee","Western","Western Region","Syracuse",null,"Capital District","Albany",12230,"National Grid","National Grid","National Grid","National Grid",0.1167,0.66300000000000003,2.4871160256410261,3.06,2.660757651515151]
[null,null,null,null,null,null,null,null,null,14625,"14625Monroe","14625",14625,"Zone B - Genesee","Rochester Gas and Electric","Monroe","Finger Lakes","Western","Western","Western",null,"Zone B - Genesee","Western","Western Region","Syracuse",null,"Capital District","Albany",12231,"National Grid","National Grid","National Grid","National Grid",0.1167,0.66300000000000003,2.4871160256410261,3.06,2.660757651515151]
[null,null,null,null,null,null,null,null,null,14626,"14626Monroe","14626",14626,"Zone B - Genesee","Rochester Gas and Electric","Monroe","Finger Lakes","Western","Western","Western",null,"Zone B - Genesee","Western","Western Region","Syracuse",null,"Capital District","Albany",12232,"National Grid","National Grid","National Grid","National Grid",0.1167,0.66300000000000003,2.4871160256410261,3.06,2.660757651515151]
[null,null,null,null,null,null,null,null,null,14627,"14627Monroe","14627",14627,"Zone B - Genesee","Rochester Gas and Electric","Monroe","Finger Lakes","Western","Western","Western",null,"Zone B - Genesee","Western","Western Region","Syracuse",null,"Capital District","Albany",12233,"National Grid","National Grid","National Grid","National Grid",0.1167,0.66300000000000003,2.4871160256410261,3.06,2.660757651515151]
[null,null,null,null,null,null,null,null,null,14638,"14638Monroe","14638",14638,"Zone B - Genesee","Rochester Gas and Electric","Monroe","Finger Lakes","Western","Western","Western",null,"Zone B - Genesee","Western","Western Region","Syracuse",null,"Capital District","Albany",12234,"National Grid","National Grid","National Grid","National Grid",0.1167,0.66300000000000003,2.4871160256410261,3.06,2.660757651515151]
[null,null,null,null,null,null,null,null,null,14639,"14639Monroe","14639",14639,"Zone B - Genesee","Rochester Gas and Electric","Monroe","Finger Lakes","Western","Western","Western",null,"Zone B - Genesee","Western","Western Region","Syracuse",null,"Capital District","Albany",12235,"National Grid","National Grid","National Grid","National Grid",0.1167,0.66300000000000003,2.4871160256410261,3.06,2.660757651515151]
[null,null,null,null,null,null,null,null,null,14642,"14642Monroe","14642",14642,"Zone B - Genesee","Rochester Gas and Electric","Monroe","Finger Lakes","Western","Western","Western",null,"Zone B - Genesee","Western","Western Region","Syracuse",null,"Capital District","Albany",12236,"National Grid","National Grid","National Grid","National Grid",0.1167,0.66300000000000003,2.4871160256410261,3.06,2.660757651515151]
[null,null,null,null,null,null,null,null,null,14643,"14643Monroe","14643",14643,"Zone B - Genesee","Rochester Gas and Electric","Monroe","Finger Lakes","Western","Western","Western",null,"Zone B - Genesee","Western","Western Region","Syracuse",null,"Capital District","Albany",12237,"National Grid","National Grid","National Grid","National Grid",0.1167,0.66300000000000003,2.4871160256410261,3.06,2.660757651515151]
[null,null,null,null,null,null,null,null,null,14644,"14644Monroe","14644",14644,"Zone B - Genesee","Rochester Gas and Electric","Monroe","Finger Lakes","Western","Western","Western",null,"Zone B - Genesee","Western","Western Region","Syracuse",null,"Capital District","Albany",12238,"National Grid","National Grid","National Grid","National Grid",0.1167,0.66300000000000003,2.4871160256410261,3.06,2.660757651515151]
[null,null,null,null,null,null,null,null,null,14646,"14646Monroe","14646",14646,"Zone B - Genesee","Rochester Gas and Electric","Monroe","Finger Lakes","Western","Western","Western",null,"Zone B - Genesee","Western","Western Region","Syracuse",null,"Capital District","Albany",12239,"National Grid","National Grid","National Grid","National Grid",0.1167,0.66300000000000003,2.4871160256410261,3.06,2.660757651515151]
[null,null,null,null,null,null,null,null,null,14647,"14647Monroe","14647",14647,"Zone B - Genesee","Rochester Gas and Electric","Monroe","Finger Lakes","Western","Western","Western",null,"Zone B - Genesee","Western","Western Region","Syracuse",null,"Capital District","Albany",12240,"National Grid","National Grid","National Grid","National Grid",0.1167,0.66300000000000003,2.4871160256410261,3.06,2.660757651515151]
[null,null,null,null,null,null,null,null,null,14649,"14649Monroe","14649",14649,"Zone B - Genesee","Rochester Gas and Electric","Monroe","Finger Lakes","Western","Western","Western",null,"Zone B - Genesee","Western","Western Region","Syracuse",null,"Capital District","Albany",12241,"National Grid","National Grid","National Grid","National Grid",0.1167,0.66300000000000003,2.4871160256410261,3.06,2.660757651515151]
[null,null,null,null,null,null,null,null,null,14650,"14650Monroe","14650",14650,"Zone B - Genesee","Rochester Gas and Electric","Monroe","Finger Lakes","Western","Western","Western",null,"Zone B - Genesee","Western","Western Region","Syracuse",null,"Capital District","Albany",12242,"National Grid","National Grid","National Grid","National Grid",0.1167,0.66300000000000003,2.4871160256410261,3.06,2.660757651515151]
[null,null,null,null,null,null,null,null,null,14651,"14651Monroe","14651",14651,"Zone B - Genesee","Rochester Gas and Electric","Monroe","Finger Lakes","Western","Western","Western",null,"Zone B - Genesee","Western","Western Region","Syracuse",null,"Capital District","Albany",12243,"National Grid","National Grid","National Grid","National Grid",0.1167,0.66300000000000003,2.4871160256410261,3.06,2.660757651515151]
[null,null,null,null,null,null,null,null,null,14652,"14652Monroe","14652",14652,"Zone B - Genesee","Rochester Gas and Electric","Monroe","Finger Lakes","Western","Western","Western",null,"Zone B - Genesee","Western","Western Region","Syracuse",null,"Capital District","Albany",12244,"National Grid","National Grid","National Grid","National Grid",0.1167,0.66300000000000003,2.4871160256410261,3.06,2.660757651515151]
[null,null,null,null,null,null,null,null,null,14653,"14653Monroe","14653",14653,"Zone B - Genesee","Rochester Gas and Electric","Monroe","Finger Lakes","Western","Western","Western",null,"Zone B - Genesee","Western","Western Region","Syracuse",null,"Capital District","Albany",12245,"National Grid","National Grid","National Grid","National Grid",0.1167,0.66300000000000003,2.4871160256410261,3.06,2.660757651515151]
[null,null,null,null,null,null,null,null,null,14692,"14692Monroe","14692",14692,"Zone B - Genesee","Rochester Gas and Electric","Monroe","Finger Lakes","Western","Western","Western",null,"Zone B - Genesee","Western","Western Region","Syracuse",null,"Capital District","Albany",12246,"National Grid","National Grid","National Grid","National Grid",0.1167,0.66300000000000003,2.4871160256410261,3.06,2.660757651515151]
[null,null,null,null,null,null,null,null,null,14694,"14694Monroe","14694",14694,"Zone B - Genesee","Rochester Gas and Electric","Monroe","Finger Lakes","Western","Western","Western",null,"Zone B - Genesee","Western","Western Region","Syracuse",null,"Capital District","Albany",12247,"National Grid","National Grid","National Grid","National Grid",0.1167,0.66300000000000003,2.4871160256410261,3.06,2.660757651515151]
[null,null,null,null,null,null,null,null,null,12010,"12010Montgomery","12010",12010,"Zone F - Capital","National Grid","Montgomery","Mohawk Valley","Capital District","Capital District","Capital District",null,"Zone F - Capital","Capital District","Capital District","Albany",null,"Capital District","Albany",12248,"National Grid","National Grid","National Grid","National Grid",0.1167,0.66300000000000003,2.4871160256410261,3.06,2.660757651515151]
[null,null,null,null,null,null,null,null,null,12016,"12016Montgomery","12016",12016,"Zone F - Capital","National Grid","Montgomery","Mohawk Valley","Capital District","Capital District","Capital District",null,"Zone F - Capital","Capital District","Capital District","Albany",null,"Capital District","Albany",12249,"National Grid","National Grid","National Grid","National Grid",0.1167,0.66300000000000003,2.4871160256410261,3.06,2.660757651515151]
[null,null,null,null,null,null,null,null,null,12068,"12068Montgomery","12068",12068,"Zone F - Capital","National Grid","Montgomery","Mohawk Valley","Capital District","Capital District","Capital District",null,"Zone F - Capital","Capital District","Capital District","Albany",null,"Capital District","Albany",12250,"National Grid","National Grid","National Grid","National Grid",0.1167,0.66300000000000003,2.4871160256410261,3.06,2.660757651515151]
[null,null,null,null,null,null,null,null,null,12069,"12069Montgomery","12069",12069,"Zone F - Capital","National Grid","Montgomery","Mohawk Valley","Capital District","Capital District","Capital District",null,"Zone F - Capital","Capital District","Capital District","Albany",null,"Capital District","Albany",12252,"National Grid","National Grid","National Grid","National Grid",0.1167,0.66300000000000003,2.4871160256410261,3.06,2.660757651515151]
[null,null,null,null,null,null,null,null,null,12070,"12070Montgomery","12070",12070,"Zone F - Capital","National Grid","Montgomery","Mohawk Valley","Capital District","Capital District","Capital District",null,"Zone F - Capital","Capital District","Capital District","Albany",null,"Capital District","Albany",12255,"National Grid","National Grid","National Grid","National Grid",0.1167,0.66300000000000003,2.4871160256410261,3.06,2.660757651515151]
[null,null,null,null,null,null,null,null,null,12072,"12072Montgomery","12072",12072,"Zone F - Capital","National Grid","Montgomery","Mohawk Valley","Capital District","Capital District","Capital District",null,"Zone F - Capital","Capital District","Capital District","Albany",null,"Capital District","Albany",12256,"National Grid","National Grid","National Grid","National Grid",0.1167,0.66300000000000003,2.4871160256410261,3.06,2.660757651515151]
[null,null,null,null,null,null,null,null,null,12166,"12166Montgomery","12166",12166,"Zone F - Capital","National Grid","Montgomery","Mohawk Valley","Capital District","Capital District","Capital District",null,"Zone F - Capital","Capital District","Capital District","Binghamton",null,"Capital District","Albany",12257,"National Grid","National Grid","National Grid","National Grid",0.1167,0.66300000000000003,2.4871160256410261,3.06,2.660757651515151]
[null,null,null,null,null,null,null,null,null,12177,"12177Montgomery","12177",12177,"Zone F - Capital","National Grid","Montgomery","Mohawk Valley","Capital District","Capital District","Capital District",null,"Zone F - Capital","Capital District","Capital District","Albany",null,"Capital District","Albany",12260,"National Grid","National Grid","National Grid","National Grid",0.1167,0.66300000000000003,2.4871160256410261,3.06,2.660757651515151]
[null,null,null,null,null,null,null,null,null,13317,"13317Montgomery","13317",13317,"Zone F - Capital","National Grid","Montgomery","Mohawk Valley","Capital District","Capital District","Capital District",null,"Zone F - Capital","Capital District","Capital District","Albany",null,"Capital District","Albany",12261,"National Grid","National Grid","National Grid","National Grid",0.1167,0.66300000000000003,2.4871160256410261,3.06,2.660757651515151]
[null,null,null,null,null,null,null,null,null,13339,"13339Montgomery","13339",13339,"Zone F - Capital","National Grid","Montgomery","Mohawk Valley","Capital District","Capital District","Capital District",null,"Zone F - Capital","Capital District","Capital District","Albany",null,"Capital District","Albany",12288,"National Grid","National Grid","National Grid","National Grid",0.1167,0.66300000000000003,2.4871160256410261,3.06,2.660757651515151]
[null,null,null,null,null,null,null,null,null,13410,"13410Montgomery","13410",13410,"Zone F - Capital","National Grid","Montgomery","Mohawk Valley","Capital District","Capital District","Capital District",null,"Zone F - Capital","Capital District","Capital District","Albany",null,"Capital District","Schenectady",12301,"National Grid","National Grid","National Grid","National Grid",0.1167,0.66300000000000003,2.4871160256410261,3.06,2.660757651515151]
[null,null,null,null,null,null,null,null,null,13428,"13428Montgomery","13428",13428,"Zone F - Capital","National Grid","Montgomery","Mohawk Valley","Capital District","Capital District","Capital District",null,"Zone F - Capital","Capital District","Capital District","Albany",null,"Capital District","Schenectady",12302,"National Grid","National Grid","National Grid","National Grid",0.1167,0.66300000000000003,2.4871160256410261,3.06,2.660757651515151]
[null,null,null,null,null,null,null,null,null,11001,"11001Nassau","11001",11001,"Zone K - Long Island","PSEG Long Island","Nassau","Long Island","Long Island",{"$error":"#N/A"},{"$error":"#N/A"},null,"Zone K - Long Island","Long Island","Long Island","New York",null,"Capital District","Schenectady",12303,"National Grid","National Grid","National Grid","National Grid",0.1167,0.66300000000000003,2.4871160256410261,3.06,2.660757651515151]
[null,null,null,null,null,null,null,null,null,11002,"11002Nassau","11002",11002,"Zone K - Long Island","PSEG Long Island","Nassau","Long Island","Long Island",{"$error":"#N/A"},{"$error":"#N/A"},null,"Zone K - Long Island","Long Island","Long Island","New York",null,"Capital District","Schenectady",12304,"National Grid","National Grid","National Grid","National Grid",0.1167,0.66300000000000003,2.4871160256410261,3.06,2.660757651515151]
[null,null,null,null,null,null,null,null,null,11020,"11020Nassau","11020",11020,"Zone K - Long Island","PSEG Long Island","Nassau","Long Island","Long Island",{"$error":"#N/A"},{"$error":"#N/A"},null,"Zone K - Long Island","Long Island","Long Island","New York",null,"Capital District","Schenectady",12305,"National Grid","National Grid","National Grid","National Grid",0.1167,0.66300000000000003,2.4871160256410261,3.06,2.660757651515151]
[null,null,null,null,null,null,null,null,null,11021,"11021Nassau","11021",11021,"Zone K - Long Island","PSEG Long Island","Nassau","Long Island","Long Island",{"$error":"#N/A"},{"$error":"#N/A"},null,"Zone K - Long Island","Long Island","Long Island","New York",null,"Capital District","Schenectady",12306,"National Grid","National Grid","National Grid","National Grid",0.1167,0.66300000000000003,2.4871160256410261,3.06,2.660757651515151]
[null,null,null,null,null,null,null,null,null,11022,"11022Nassau","11022",11022,"Zone K - Long Island","PSEG Long Island","Nassau","Long Island","Long Island",{"$error":"#N/A"},{"$error":"#N/A"},null,"Zone K - Long Island","Long Island","Long Island","New York",null,"Capital District","Schenectady",12307,"National Grid","National Grid","National Grid","National Grid",0.1167,0.66300000000000003,2.4871160256410261,3.06,2.660757651515151]
[null,null,null,null,null,null,null,null,null,11023,"11023Nassau","11023",11023,"Zone K - Long Island","PSEG Long Island","Nassau","Long Island","Long Island",{"$error":"#N/A"},{"$error":"#N/A"},null,"Zone K - Long Island","Long Island","Long Island","New York",null,"Capital District","Schenectady",12308,"National Grid","National Grid","National Grid","National Grid",0.1167,0.66300000000000003,2.4871160256410261,3.06,2.660757651515151]
[null,null,null,null,null,null,null,null,null,{"$f":"L900*1","v":11024},"11024Nassau","11024",11024,"Zone K - Long Island","PSEG Long Island","Nassau","Long Island","Long Island",{"$error":"#N/A"},{"$error":"#N/A"},null,"Zone K - Long Island","Long Island","Long Island","New York",null,{"$f":"VLOOKUP(AC900,J:R,9,)","v":"Capital District"},"Schenectady",12309,"National Grid","National Grid","National Grid","National Grid",0.1167,0.66300000000000003,2.4871160256410261,3.06,2.660757651515151]
[null,null,null,null,null,null,null,null,null,11026,"11026Nassau","11026",11026,"Zone K - Long Island","PSEG Long Island","Nassau","Long Island","Long Island",{"$error":"#N/A"},{"$error":"#N/A"},null,"Zone K - Long Island","Long Island","Long Island","New York",null,"Capital District","Schenectady",12325,"National Grid","National Grid","National Grid","National Grid",0.1167,0.66300000000000003,2.4871160256410261,3.06,2.660757651515151]
[null,null,null,null,null,null,null,null,null,11027,"11027Nassau","11027",11027,"Zone K - Long Island","PSEG Long Island","Nassau","Long Island","Long Island",{"$error":"#N/A"},{"$error":"#N/A"},null,"Zone K - Long Island","Long Island","Long Island","New York",null,"Capital District","Schenectady",12345,"National Grid","National Grid","National Grid","National Grid",0.1167,0.66300000000000003,2.4871160256410261,3.06,2.660757651515151]
[null,null,null,null,null,null,null,null,null,11030,"11030Nassau","11030",11030,"Zone K - Long Island","PSEG Long Island","Nassau","Long Island","Long Island",{"$error":"#N/A"},{"$error":"#N/A"},null,"Zone K - Long Island","Long Island","Long Island","New York",null,"Upper Hudson","Ulster",12401,"Central Hudson Gas and Electric","Central Hudson Gas and Electric","Central Hudson Gas and Electric","Central Hudson Gas and Electric",0.13370000000000001,0.92100000000000004,2.5345615079365071,3.06,2.4398365583075337]
[null,null,null,null,null,null,null,null,null,11040,"11040Nassau","11040",11040,"Zone K - Long Island","PSEG Long Island","Nassau","Long Island","Long Island",{"$error":"#N/A"},{"$error":"#N/A"},null,"Zone K - Long Island","Long Island","Long Island","New York",null,"Upper Hudson","Ulster",12402,"Central Hudson Gas and Electric","Central Hudson Gas and Electric","Central Hudson Gas and Electric","Central Hudson Gas and Electric",0.13370000000000001,0.92100000000000004,2.5345615079365071,3.06,2.4398365583075337]
[null,null,null,null,null,null,null,null,null,11042,"11042Nassau","11042",11042,"Zone K - Long Island","PSEG Long Island","Nassau","Long Island","Long Island",{"$error":"#N/A"},{"$error":"#N/A"},null,"Zone K - Long Island","Long Island","Long Island","New York",null,"Upper Hudson","Ulster",12404,"Central Hudson Gas and Electric","Central Hudson Gas and Electric","Central Hudson Gas and Electric","Central Hudson Gas and Electric",0.13370000000000001,0.92100000000000004,2.5345615079365071,3.06,2.4398365583075337]
[null,null,null,null,null,null,null,null,null,11050,"11050Nassau","11050",11050,"Zone K - Long Island","PSEG Long Island","Nassau","Long Island","Long Island",{"$error":"#N/A"},{"$error":"#N/A"},null,"Zone K - Long Island","Long Island","Long Island","New York",null,"Upper Hudson","Greene",12405,"Central Hudson Gas and Electric","Central Hudson Gas and Electric","Central Hudson Gas and Electric","Central Hudson Gas and Electric",0.13370000000000001,0.92100000000000004,2.5345615079365071,3.06,2.660757651515151]
[null,null,null,null,null,null,null,null,null,11051,"11051Nassau","11051",11051,"Zone K - Long Island","PSEG Long Island","Nassau","Long Island","Long Island",{"$error":"#N/A"},{"$error":"#N/A"},null,"Zone K - Long Island","Long Island","Long Island","New York",null,"Central","Delaware",12406,"New York State Electric and Gas","New York State Electric and Gas","New York State Electric and Gas","New York State Electric and Gas",9.2600000000000002E-2,0.66700000000000004,2.4470744444444432,3.06,2.2435595175438618]
[null,null,null,null,null,null,null,null,null,11052,"11052Nassau","11052",11052,"Zone K - Long Island","PSEG Long Island","Nassau","Long Island","Long Island",{"$error":"#N/A"},{"$error":"#N/A"},null,"Zone K - Long Island","Long Island","Long Island","New York",null,"Upper Hudson","Greene",12407,"Central Hudson Gas and Electric","Central Hudson Gas and Electric","Central Hudson Gas and Electric","Central Hudson Gas and Electric",0.13370000000000001,0.92100000000000004,2.5345615079365071,3.06,2.660757651515151]
[null,null,null,null,null,null,null,null,null,11053,"11053Nassau","11053",11053,"Zone K - Long Island","PSEG Long Island","Nassau","Long Island","Long Island",{"$error":"#N/A"},{"$error":"#N/A"},null,"Zone K - Long Island","Long Island","Long Island","New York",null,"Upper Hudson","Ulster",12409,"Central Hudson Gas and Electric","Central Hudson Gas and Electric","Central Hudson Gas and Electric","Central Hudson Gas and Electric",0.13370000000000001,0.92100000000000004,2.5345615079365071,3.06,2.4398365583075337]
[null,null,null,null,null,null,null,null,null,11054,"11054Nassau","11054",11054,"Zone K - Long Island","PSEG Long Island","Nassau","Long Island","Long Island",{"$error":"#N/A"},{"$error":"#N/A"},null,"Zone K - Long Island","Long Island","Long Island","New York",null,"Upper Hudson","Ulster",12410,"New York State Electric and Gas","New York State Electric and Gas","New York State Electric and Gas","New York State Electric and Gas",9.2600000000000002E-2,0.66700000000000004,2.5345615079365071,3.06,2.4398365583075337]
[null,null,null,null,null,null,null,null,null,11055,"11055Nassau","11055",11055,"Zone K - Long Island","PSEG Long Island","Nassau","Long Island","Long Island",{"$error":"#N/A"},{"$error":"#N/A"},null,"Zone K - Long Island","Long Island","Long Island","New York",null,"Upper Hudson","Ulster",12411,"Central Hudson Gas and Electric","Central Hudson Gas and Electric","Central Hudson Gas and Electric","Central Hudson Gas and Electric",0.13370000000000001,0.92100000000000004,2.5345615079365071,3.06,2.4398365583075337]
[null,null,null,null,null,null,null,null,null,11501,"11501Nassau","11501",11501,"Zone K - Long Island","PSEG Long Island","Nassau","Long Island","Long Island",{"$error":"#N/A"},{"$error":"#N/A"},null,"Zone K - Long Island","Long Island","Long Island","New York",null,"Upper Hudson","Ulster",12412,"Central Hudson Gas and Electric","Central Hudson Gas and Electric","Central Hudson Gas and Electric","Central Hudson Gas and Electric",0.13370000000000001,0.92100000000000004,2.5345615079365071,3.06,2.4398365583075337]
[null,null,null,null,null,null,null,null,null,11507,"11507Nassau","11507",11507,"Zone K - Long Island","PSEG Long Island","Nassau","Long Island","Long Island",{"$error":"#N/A"},{"$error":"#N/A"},null,"Zone K - Long Island","Long Island","Long Island","New York",null,"Upper Hudson","Greene",12413,"Central Hudson Gas and Electric","Central Hudson Gas and Electric","Central Hudson Gas and Electric","Central Hudson Gas and Electric",0.13370000000000001,0.92100000000000004,2.5345615079365071,3.06,2.660757651515151]
[null,null,null,null,null,null,null,null,null,11514,"11514Nassau","11514",11514,"Zone K - Long Island","PSEG Long Island","Nassau","Long Island","Long Island",{"$error":"#N/A"},{"$error":"#N/A"},null,"Zone K - Long Island","Long Island","Long Island","New York",null,"Upper Hudson","Greene",12414,"Central Hudson Gas and Electric","Central Hudson Gas and Electric","Central Hudson Gas and Electric","Central Hudson Gas and Electric",0.13370000000000001,0.92100000000000004,2.5345615079365071,3.06,2.660757651515151]
[null,null,null,null,null,null,null,null,null,11542,"11542Nassau","11542",11542,"Zone K - Long Island","PSEG Long Island","Nassau","Long Island","Long Island",{"$error":"#N/A"},{"$error":"#N/A"},null,"Zone K - Long Island","Long Island","Long Island","New York",null,"Upper Hudson","Ulster",12416,"New York State Electric and Gas","New York State Electric and Gas","New York State Electric and Gas","New York State Electric and Gas",0.1163,0.66700000000000004,2.5345615079365071,3.06,2.4398365583075337]
[null,null,null,null,null,null,null,null,null,11545,"11545Nassau","11545",11545,"Zone K - Long Island","PSEG Long Island","Nassau","Long Island","Long Island",{"$error":"#N/A"},{"$error":"#N/A"},null,"Zone K - Long Island","Long Island","Long Island","New York",null,"Upper Hudson","Ulster",12417,"Central Hudson Gas and Electric","Central Hudson Gas and Electric","Central Hudson Gas and Electric","Central Hudson Gas and Electric",0.13370000000000001,0.92100000000000004,2.5345615079365071,3.06,2.4398365583075337]
[null,null,null,null,null,null,null,null,null,11547,"11547Nassau","11547",11547,"Zone K - Long Island","PSEG Long Island","Nassau","Long Island","Long Island",{"$error":"#N/A"},{"$error":"#N/A"},null,"Zone K - Long Island","Long Island","Long Island","New York",null,"Upper Hudson","Greene",12418,"Central Hudson Gas and Electric","Central Hudson Gas and Electric","Central Hudson Gas and Electric","Central Hudson Gas and Electric",0.13370000000000001,0.92100000000000004,2.5345615079365071,3.06,2.660757651515151]
[null,null,null,null,null,null,null,null,null,11548,"11548Nassau","11548",11548,"Zone K - Long Island","PSEG Long Island","Nassau","Long Island","Long Island",{"$error":"#N/A"},{"$error":"#N/A"},null,"Zone K - Long Island","Long Island","Long Island","New York",null,"Upper Hudson","Ulster",12419,"Central Hudson Gas and Electric","Central Hudson Gas and Electric","Central Hudson Gas and Electric","Central Hudson Gas and Electric",0.13370000000000001,0.92100000000000004,2.5345615079365071,3.06,2.4398365583075337]
[null,null,null,null,null,null,null,null,null,11554,"11554Nassau","11554",11554,"Zone K - Long Island","PSEG Long Island","Nassau","Long Island","Long Island",{"$error":"#N/A"},{"$error":"#N/A"},null,"Zone K - Long Island","Long Island","Long Island","New York",null,"Upper Hudson","Ulster",12420,"Central Hudson Gas and Electric","Central Hudson Gas and Electric","Central Hudson Gas and Electric","Central Hudson Gas and Electric",0.13370000000000001,0.92100000000000004,2.5345615079365071,3.06,2.4398365583075337]
[null,null,null,null,null,null,null,null,null,11560,"11560Nassau","11560",11560,"Zone K - Long Island","PSEG Long Island","Nassau","Long Island","Long Island",{"$error":"#N/A"},{"$error":"#N/A"},null,"Zone K - Long Island","Long Island","Long Island","New York",null,"Central","Delaware",12421,"New York State Electric and Gas","New York State Electric and Gas","New York State Electric and Gas","New York State Electric and Gas",9.2600000000000002E-2,0.66700000000000004,2.4470744444444432,3.06,2.2435595175438618]
[null,null,null,null,null,null,null,null,null,11566,"11566Nassau","11566",11566,"Zone K - Long Island","PSEG Long Island","Nassau","Long Island","Long Island",{"$error":"#N/A"},{"$error":"#N/A"},null,"Zone K - Long Island","Long Island","Long Island","New York",null,"Upper Hudson","Greene",12422,"Central Hudson Gas and Electric","Central Hudson Gas and Electric","Central Hudson Gas and Electric","Central Hudson Gas and Electric",0.13370000000000001,0.92100000000000004,2.5345615079365071,3.06,2.660757651515151]
[null,null,null,null,null,null,null,null,null,11568,"11568Nassau","11568",11568,"Zone K - Long Island","PSEG Long Island","Nassau","Long Island","Long Island",{"$error":"#N/A"},{"$error":"#N/A"},null,"Zone K - Long Island","Long Island","Long Island","New York",null,"Upper Hudson","Greene",12423,"Central Hudson Gas and Electric","Central Hudson Gas and Electric","Central Hudson Gas and Electric","Central Hudson Gas and Electric",0.13370000000000001,0.92100000000000004,2.5345615079365071,3.06,2.660757651515151]
[null,null,null,null,null,null,null,null,null,11576,"11576Nassau","11576",11576,"Zone K - Long Island","PSEG Long Island","Nassau","Long Island","Long Island",{"$error":"#N/A"},{"$error":"#N/A"},null,"Zone K - Long Island","Long Island","Long Island","New York",null,"Upper Hudson","Greene",12424,"New York State Electric and Gas","New York State Electric and Gas","New York State Electric and Gas","New York State Electric and Gas",0.1163,0.66700000000000004,2.5345615079365071,3.06,2.660757651515151]
[null,null,null,null,null,null,null,null,null,11577,"11577Nassau","11577",11577,"Zone K - Long Island","PSEG Long Island","Nassau","Long Island","Long Island",{"$error":"#N/A"},{"$error":"#N/A"},null,"Zone K - Long Island","Long Island","Long Island","New York",null,"Upper Hudson","Greene",12427,"Central Hudson Gas and Electric","Central Hudson Gas and Electric","Central Hudson Gas and Electric","Central Hudson Gas and Electric",0.13370000000000001,0.92100000000000004,2.5345615079365071,3.06,2.660757651515151]
[null,null,null,null,null,null,null,null,null,11579,"11579Nassau","11579",11579,"Zone K - Long Island","PSEG Long Island","Nassau","Long Island","Long Island",{"$error":"#N/A"},{"$error":"#N/A"},null,"Zone K - Long Island","Long Island","Long Island","New York",null,"Upper Hudson","Ulster",12428,"Central Hudson Gas and Electric","Central Hudson Gas and Electric","Central Hudson Gas and Electric","Central Hudson Gas and Electric",0.13370000000000001,0.92100000000000004,2.5345615079365071,3.06,2.4398365583075337]
[null,null,null,null,null,null,null,null,null,11590,"11590Nassau","11590",11590,"Zone K - Long Island","PSEG Long Island","Nassau","Long Island","Long Island",{"$error":"#N/A"},{"$error":"#N/A"},null,"Zone K - Long Island","Long Island","Long Island","New York",null,"Upper Hudson","Ulster",12429,"Central Hudson Gas and Electric","Central Hudson Gas and Electric","Central Hudson Gas and Electric","Central Hudson Gas and Electric",0.13370000000000001,0.92100000000000004,2.5345615079365071,3.06,2.4398365583075337]
[null,null,null,null,null,null,null,null,null,11596,"11596Nassau","11596",11596,"Zone K - Long Island","PSEG Long Island","Nassau","Long Island","Long Island",{"$error":"#N/A"},{"$error":"#N/A"},null,"Zone K - Long Island","Long Island","Long Island","New York",null,"Upper Hudson","Greene",12430,"New York State Electric and Gas","New York State Electric and Gas","New York State Electric and Gas","New York State Electric and Gas",0.1163,0.66700000000000004,2.5345615079365071,3.06,2.660757651515151]
[null,null,null,null,null,null,null,null,null,11709,"11709Nassau","11709",11709,"Zone K - Long Island","PSEG Long Island","Nassau","Long Island","Long Island",{"$error":"#N/A"},{"$error":"#N/A"},null,"Zone K - Long Island","Long Island","Long Island","New York",null,"Upper Hudson","Greene",12431,"Central Hudson Gas and Electric","Central Hudson Gas and Electric","Central Hudson Gas and Electric","Central Hudson Gas and Electric",0.13370000000000001,0.92100000000000004,2.5345615079365071,3.06,2.660757651515151]
[null,null,null,null,null,null,null,null,null,11710,"11710Nassau","11710",11710,"Zone K - Long Island","PSEG Long Island","Nassau","Long Island","Long Island",{"$error":"#N/A"},{"$error":"#N/A"},null,"Zone K - Long Island","Long Island","Long Island","New York",null,"Upper Hudson","Ulster",12432,"Central Hudson Gas and Electric","Central Hudson Gas and Electric","Central Hudson Gas and Electric","Central Hudson Gas and Electric",0.13370000000000001,0.92100000000000004,2.5345615079365071,3.06,2.4398365583075337]
[null,null,null,null,null,null,null,null,null,11714,"11714Nassau","11714",11714,"Zone K - Long Island","PSEG Long Island","Nassau","Long Island","Long Island",{"$error":"#N/A"},{"$error":"#N/A"},null,"Zone K - Long Island","Long Island","Long Island","New York",null,"Upper Hudson","Ulster",12433,"Central Hudson Gas and Electric","Central Hudson Gas and Electric","Central Hudson Gas and Electric","Central Hudson Gas and Electric",0.13370000000000001,0.92100000000000004,2.5345615079365071,3.06,2.4398365583075337]
[null,null,null,null,null,null,null,null,null,11732,"11732Nassau","11732",11732,"Zone K - Long Island","PSEG Long Island","Nassau","Long Island","Long Island",{"$error":"#N/A"},{"$error":"#N/A"},null,"Zone K - Long Island","Long Island","Long Island","New York",null,"Central","Delaware",12434,"New York State Electric and Gas","New York State Electric and Gas","New York State Electric and Gas","New York State Electric and Gas",9.2600000000000002E-2,0.66700000000000004,2.4470744444444432,3.06,2.2435595175438618]
[null,null,null,null,null,null,null,null,null,11735,"11735Nassau","11735",11735,"Zone K - Long Island","PSEG Long Island","Nassau","Long Island","Long Island",{"$error":"#N/A"},{"$error":"#N/A"},null,"Zone K - Long Island","Long Island","Long Island","New York",null,"Upper Hudson","Ulster",12435,"Central Hudson Gas and Electric","Central Hudson Gas and Electric","Central Hudson Gas and Electric","Central Hudson Gas and Electric",0.13370000000000001,0.92100000000000004,2.5345615079365071,3.06,2.4398365583075337]
[null,null,null,null,null,null,null,null,null,11753,"11753Nassau","11753",11753,"Zone K - Long Island","PSEG Long Island","Nassau","Long Island","Long Island",{"$error":"#N/A"},{"$error":"#N/A"},null,"Zone K - Long Island","Long Island","Long Island","New York",null,"Upper Hudson","Greene",12436,"Central Hudson Gas and Electric","Central Hudson Gas and Electric","Central Hudson Gas and Electric","Central Hudson Gas and Electric",0.13370000000000001,0.92100000000000004,2.5345615079365071,3.06,2.660757651515151]
[null,null,null,null,null,null,null,null,null,11756,"11756Nassau","11756",11756,"Zone K - Long Island","PSEG Long Island","Nassau","Long Island","Long Island",{"$error":"#N/A"},{"$error":"#N/A"},null,"Zone K - Long Island","Long Island","Long Island","New York",null,"Central","Delaware",12438,"New York State Electric and Gas","New York State Electric and Gas","New York State Electric and Gas","New York State Electric and Gas",9.2600000000000002E-2,0.66700000000000004,2.4470744444444432,3.06,2.2435595175438618]
[null,null,null,null,null,null,null,null,null,11758,"11758Nassau","11758",11758,"Zone K - Long Island","PSEG Long Island","Nassau","Long Island","Long Island",{"$error":"#N/A"},{"$error":"#N/A"},null,"Zone K - Long Island","Long Island","Long Island","New York",null,"Upper Hudson","Greene",12439,"New York State Electric and Gas","New York State Electric and Gas","New York State Electric and Gas","New York State Electric and Gas",9.2600000000000002E-2,0.66700000000000004,2.5345615079365071,3.06,2.660757651515151]
[null,null,null,null,null,null,null,null,null,11762,"11762Nassau","11762",11762,"Zone K - Long Island","PSEG Long Island","Nassau","Long Island","Long Island",{"$error":"#N/A"},{"$error":"#N/A"},null,"Zone K - Long Island","Long Island","Long Island","New York",null,"Upper Hudson","Ulster",12440,"Central Hudson Gas and Electric","Central Hudson Gas and Electric","Central Hudson Gas and Electric","Central Hudson Gas and Electric",0.13370000000000001,0.92100000000000004,2.5345615079365071,3.06,2.4398365583075337]
[null,null,null,null,null,null,null,null,null,11765,"11765Nassau","11765",11765,"Zone K - Long Island","PSEG Long Island","Nassau","Long Island","Long Island",{"$error":"#N/A"},{"$error":"#N/A"},null,"Zone K - Long Island","Long Island","Long Island","New York",null,"Upper Hudson","Ulster",12441,"New York State Electric and Gas","New York State Electric and Gas","New York State Electric and Gas","New York State Electric and Gas",9.2600000000000002E-2,0.66700000000000004,2.5345615079365071,3.06,2.4398365583075337]
[null,null,null,null,null,null,null,null,null,11771,"11771Nassau","11771",11771,"Zone K - Long Island","PSEG Long Island","Nassau","Long Island","Long Island",{"$error":"#N/A"},{"$error":"#N/A"},null,"Zone K - Long Island","Long Island","Long Island","New York",null,"Upper Hudson","Greene",12442,"Central Hudson Gas and Electric","Central Hudson Gas and Electric","Central Hudson Gas and Electric","Central Hudson Gas and Electric",0.13370000000000001,0.92100000000000004,2.5345615079365071,3.06,2.660757651515151]
[null,null,null,null,null,null,null,null,null,11773,"11773Nassau","11773",11773,"Zone K - Long Island","PSEG Long Island","Nassau","Long Island","Long Island",{"$error":"#N/A"},{"$error":"#N/A"},null,"Zone K - Long Island","Long Island","Long Island","New York",null,"Upper Hudson","Ulster",12443,"Central Hudson Gas and Electric","Central Hudson Gas and Electric","Central Hudson Gas and Electric","Central Hudson Gas and Electric",0.13370000000000001,0.92100000000000004,2.5345615079365071,3.06,2.4398365583075337]
[null,null,null,null,null,null,null,null,null,11783,"11783Nassau","11783",11783,"Zone K - Long Island","PSEG Long Island","Nassau","Long Island","Long Island",{"$error":"#N/A"},{"$error":"#N/A"},null,"Zone K - Long Island","Long Island","Long Island","New York",null,"Upper Hudson","Greene",12444,"Central Hudson Gas and Electric","Central Hudson Gas and Electric","Central Hudson Gas and Electric","Central Hudson Gas and Electric",0.13370000000000001,0.92100000000000004,2.5345615079365071,3.06,2.660757651515151]
[null,null,null,null,null,null,null,null,null,11791,"11791Nassau","11791",11791,"Zone K - Long Island","PSEG Long Island","Nassau","Long Island","Long Island",{"$error":"#N/A"},{"$error":"#N/A"},null,"Zone K - Long Island","Long Island","Long Island","New York",null,"Upper Hudson","Ulster",12446,"Central Hudson Gas and Electric","Central Hudson Gas and Electric","Central Hudson Gas and Electric","Central Hudson Gas and Electric",0.13370000000000001,0.92100000000000004,2.5345615079365071,3.06,2.4398365583075337]
[null,null,null,null,null,null,null,null,null,11793,"11793Nassau","11793",11793,"Zone K - Long Island","PSEG Long Island","Nassau","Long Island","Long Island",{"$error":"#N/A"},{"$error":"#N/A"},null,"Zone K - Long Island","Long Island","Long Island","New York",null,"Upper Hudson","Ulster",12448,"Central Hudson Gas and Electric","Central Hudson Gas and Electric","Central Hudson Gas and Electric","Central Hudson Gas and Electric",0.13370000000000001,0.92100000000000004,2.5345615079365071,3.06,2.4398365583075337]
[null,null,null,null,null,null,null,null,null,11797,"11797Nassau","11797",11797,"Zone K - Long Island","PSEG Long Island","Nassau","Long Island","Long Island",{"$error":"#N/A"},{"$error":"#N/A"},null,"Zone K - Long Island","Long Island","Long Island","New York",null,"Upper Hudson","Ulster",12449,"Central Hudson Gas and Electric","Central Hudson Gas and Electric","Central Hudson Gas and Electric","Central Hudson Gas and Electric",0.13370000000000001,0.92100000000000004,2.5345615079365071,3.06,2.4398365583075337]
[null,null,null,null,null,null,null,null,null,11801,"11801Nassau","11801",11801,"Zone K - Long Island","PSEG Long Island","Nassau","Long Island","Long Island",{"$error":"#N/A"},{"$error":"#N/A"},null,"Zone K - Long Island","Long Island","Long Island","New York",null,"Upper Hudson","Greene",12450,"Central Hudson Gas and Electric","Central Hudson Gas and Electric","Central Hudson Gas and Electric","Central Hudson Gas and Electric",0.13370000000000001,0.92100000000000004,2.5345615079365071,3.06,2.660757651515151]
[null,null,null,null,null,null,null,null,null,11802,"11802Nassau","11802",11802,"Zone K - Long Island","PSEG Long Island","Nassau","Long Island","Long Island",{"$error":"#N/A"},{"$error":"#N/A"},null,"Zone K - Long Island","Long Island","Long Island","New York",null,"Upper Hudson","Greene",12451,"Central Hudson Gas and Electric","Central Hudson Gas and Electric","Central Hudson Gas and Electric","Central Hudson Gas and Electric",0.13370000000000001,0.92100000000000004,2.5345615079365071,3.06,2.660757651515151]
[null,null,null,null,null,null,null,null,null,11803,"11803Nassau","11803",11803,"Zone K - Long Island","PSEG Long Island","Nassau","Long Island","Long Island",{"$error":"#N/A"},{"$error":"#N/A"},null,"Zone K - Long Island","Long Island","Long Island","New York",null,"Upper Hudson","Greene",12452,"Central Hudson Gas and Electric","Central Hudson Gas and Electric","Central Hudson Gas and Electric","Central Hudson Gas and Electric",0.13370000000000001,0.92100000000000004,2.5345615079365071,3.06,2.660757651515151]
[null,null,null,null,null,null,null,null,null,11804,"11804Nassau","11804",11804,"Zone K - Long Island","PSEG Long Island","Nassau","Long Island","Long Island",{"$error":"#N/A"},{"$error":"#N/A"},null,"Zone K - Long Island","Long Island","Long Island","New York",null,"Upper Hudson","Ulster",12453,"Central Hudson Gas and Electric","Central Hudson Gas and Electric","Central Hudson Gas and Electric","Central Hudson Gas and Electric",0.13370000000000001,0.92100000000000004,2.5345615079365071,3.06,2.4398365583075337]
[null,null,null,null,null,null,null,null,null,11815,"11815Nassau","11815",11815,"Zone K - Long Island","PSEG Long Island","Nassau","Long Island","Long Island",{"$error":"#N/A"},{"$error":"#N/A"},null,"Zone K - Long Island","Long Island","Long Island","New York",null,"Upper Hudson","Greene",12454,"New York State Electric and Gas","New York State Electric and Gas","New York State Electric and Gas","New York State Electric and Gas",9.2600000000000002E-2,0.66700000000000004,2.5345615079365071,3.06,2.660757651515151]
[null,null,null,null,null,null,null,null,null,11819,"11819Nassau","11819",11819,"Zone K - Long Island","PSEG Long Island","Nassau","Long Island","Long Island",{"$error":"#N/A"},{"$error":"#N/A"},null,"Zone K - Long Island","Long Island","Long Island","New York",null,"Central","Delaware",12455,"New York State Electric and Gas","New York State Electric and Gas","New York State Electric and Gas","New York State Electric and Gas",9.2600000000000002E-2,0.66700000000000004,2.4470744444444432,3.06,2.2435595175438618]
[null,null,null,null,null,null,null,null,null,11853,"11853Nassau","11853",11853,"Zone K - Long Island","PSEG Long Island","Nassau","Long Island","Long Island",{"$error":"#N/A"},{"$error":"#N/A"},null,"Zone K - Long Island","Long Island","Long Island","New York",null,"Upper Hudson","Ulster",12456,"Central Hudson Gas and Electric","Central Hudson Gas and Electric","Central Hudson Gas and Electric","Central Hudson Gas and Electric",0.13370000000000001,0.92100000000000004,2.5345615079365071,3.06,2.4398365583075337]
[null,null,null,null,null,null,null,null,null,11854,"11854Nassau","11854",11854,"Zone K - Long Island","PSEG Long Island","Nassau","Long Island","Long Island",{"$error":"#N/A"},{"$error":"#N/A"},null,"Zone K - Long Island","Long Island","Long Island","New York",null,"Upper Hudson","Ulster",12457,"New York State Electric and Gas","New York State Electric and Gas","New York State Electric and Gas","New York State Electric and Gas",0.1163,0.66700000000000004,2.5345615079365071,3.06,2.4398365583075337]
[null,null,null,null,null,null,null,null,null,11570,"11570Nassau","11570",11570,"Zone K - Long Island","Municipal Utilities","Nassau","Long Island","Long Island",{"$error":"#N/A"},{"$error":"#N/A"},null,"Zone K - Long Island","Long Island","Long Island","New York",null,"Upper Hudson","Ulster",12458,"Central Hudson Gas and Electric","Central Hudson Gas and Electric","Central Hudson Gas and Electric","Central Hudson Gas and Electric",0.13370000000000001,0.92100000000000004,2.5345615079365071,3.06,2.4398365583075337]
[null,null,null,null,null,null,null,null,null,11571,"11571Nassau","11571",11571,"Zone K - Long Island","Municipal Utilities","Nassau","Long Island","Long Island",{"$error":"#N/A"},{"$error":"#N/A"},null,"Zone K - Long Island","Long Island","Long Island","New York",null,"Central","Delaware",12459,"New York State Electric and Gas","New York State Electric and Gas","New York State Electric and Gas","New York State Electric and Gas",9.2600000000000002E-2,0.66700000000000004,2.4470744444444432,3.06,2.2435595175438618]
[null,null,null,null,null,null,null,null,null,11520,"11520Nassau","11520",11520,"Zone K - Long Island","Municipal Utilities","Nassau","Long Island","Long Island",{"$error":"#N/A"},{"$error":"#N/A"},null,"Zone K - Long Island","Long Island","Long Island","New York",null,"Upper Hudson","Greene",12460,"Central Hudson Gas and Electric","Central Hudson Gas and Electric","Central Hudson Gas and Electric","Central Hudson Gas and Electric",0.13370000000000001,0.92100000000000004,2.5345615079365071,3.06,2.660757651515151]
[null,null,null,null,null,null,null,null,null,11003,"11003Nassau","11003",11003,"Zone K - Long Island","PSEG Long Island","Nassau","Long Island","Long Island",{"$error":"#N/A"},{"$error":"#N/A"},null,"Zone K - Long Island","Long Island","Long Island","New York",null,"Upper Hudson","Ulster",12461,"Central Hudson Gas and Electric","Central Hudson Gas and Electric","Central Hudson Gas and Electric","Central Hudson Gas and Electric",0.13370000000000001,0.92100000000000004,2.5345615079365071,3.06,2.4398365583075337]
[null,null,null,null,null,null,null,null,null,11010,"11010Nassau","11010",11010,"Zone K - Long Island","PSEG Long Island","Nassau","Long Island","Long Island",{"$error":"#N/A"},{"$error":"#N/A"},null,"Zone K - Long Island","Long Island","Long Island","New York",null,"Upper Hudson","Greene",12463,"Central Hudson Gas and Electric","Central Hudson Gas and Electric","Central Hudson Gas and Electric","Central Hudson Gas and Electric",0.13370000000000001,0.92100000000000004,2.5345615079365071,3.06,2.660757651515151]
[null,null,null,null,null,null,null,null,null,11096,"11096Nassau","11096",11096,"Zone K - Long Island","PSEG Long Island","Nassau","Long Island","Long Island",{"$error":"#N/A"},{"$error":"#N/A"},null,"Zone K - Long Island","Long Island","Long Island","New York",null,"Upper Hudson","Ulster",12464,"New York State Electric and Gas","New York State Electric and Gas","New York State Electric and Gas","New York State Electric and Gas",0.1163,0.66700000000000004,2.5345615079365071,3.06,2.4398365583075337]
[null,null,null,null,null,null,null,null,null,11509,"11509Nassau","11509",11509,"Zone K - Long Island","PSEG Long Island","Nassau","Long Island","Long Island",{"$error":"#N/A"},{"$error":"#N/A"},null,"Zone K - Long Island","Long Island","Long Island","New York",null,"Upper Hudson","Ulster",12465,"New York State Electric and Gas","New York State Electric and Gas","New York State Electric and Gas","New York State Electric and Gas",9.2600000000000002E-2,0.66700000000000004,2.5345615079365071,3.06,2.4398365583075337]
[null,null,null,null,null,null,null,null,null,11510,"11510Nassau","11510",11510,"Zone K - Long Island","PSEG Long Island","Nassau","Long Island","Long Island",{"$error":"#N/A"},{"$error":"#N/A"},null,"Zone K - Long Island","Long Island","Long Island","New York",null,"Upper Hudson","Ulster",12466,"Central Hudson Gas and Electric","Central Hudson Gas and Electric","Central Hudson Gas and Electric","Central Hudson Gas and Electric",0.13370000000000001,0.92100000000000004,2.5345615079365071,3.06,2.4398365583075337]
[null,null,null,null,null,null,null,null,null,11516,"11516Nassau","11516",11516,"Zone K - Long Island","PSEG Long Island","Nassau","Long Island","Long Island",{"$error":"#N/A"},{"$error":"#N/A"},null,"Zone K - Long Island","Long Island","Long Island","New York",null,"Upper Hudson","Greene",12468,"New York State Electric and Gas","New York State Electric and Gas","New York State Electric and Gas","New York State Electric and Gas",0.1163,0.66700000000000004,2.5345615079365071,3.06,2.660757651515151]
[null,null,null,null,null,null,null,null,null,11518,"11518Nassau","11518",11518,"Zone K - Long Island","PSEG Long Island","Nassau","Long Island","Long Island",{"$error":"#N/A"},{"$error":"#N/A"},null,"Zone K - Long Island","Long Island","Long Island","New York",null,"Capital District","Albany",12469,"Central Hudson Gas and Electric","Central Hudson Gas and Electric","Central Hudson Gas and Electric","Central Hudson Gas and Electric",0.13370000000000001,0.92100000000000004,2.4871160256410261,3.06,2.660757651515151]
[null,null,null,null,null,null,null,null,null,11530,"11530Nassau","11530",11530,"Zone K - Long Island","PSEG Long Island","Nassau","Long Island","Long Island",{"$error":"#N/A"},{"$error":"#N/A"},null,"Zone K - Long Island","Long Island","Long Island","New York",null,"Upper Hudson","Greene",12470,"Central Hudson Gas and Electric","Central Hudson Gas and Electric","Central Hudson Gas and Electric","Central Hudson Gas and Electric",0.13370000000000001,0.92100000000000004,2.5345615079365071,3.06,2.660757651515151]
[null,null,null,null,null,null,null,null,null,11531,"11531Nassau","11531",11531,"Zone K - Long Island","PSEG Long Island","Nassau","Long Island","Long Island",{"$error":"#N/A"},{"$error":"#N/A"},null,"Zone K - Long Island","Long Island","Long Island","New York",null,"Upper Hudson","Ulster",12471,"Central Hudson Gas and Electric","Central Hudson Gas and Electric","Central Hudson Gas and Electric","Central Hudson Gas and Electric",0.13370000000000001,0.92100000000000004,2.5345615079365071,3.06,2.4398365583075337]
[null,null,null,null,null,null,null,null,null,{"$f":"L964*1","v":11549},"11549Nassau","11549",11549,"Zone K - Long Island","PSEG Long Island","Nassau","Long Island","Long Island",{"$error":"#N/A"},{"$error":"#N/A"},null,"Zone K - Long Island","Long Island","Long Island","New York",null,{"$f":"VLOOKUP(AC964,J:R,9,)","v":"Upper Hudson"},"Ulster",12472,"Central Hudson Gas and Electric","Central Hudson Gas and Electric","Central Hudson Gas and Electric","Central Hudson Gas and Electric",0.13370000000000001,0.92100000000000004,2.5345615079365071,3.06,2.4398365583075337]
[null,null,null,null,null,null,null,null,null,11550,"11550Nassau","11550",11550,"Zone K - Long Island","PSEG Long Island","Nassau","Long Island","Long Island",{"$error":"#N/A"},{"$error":"#N/A"},null,"Zone K - Long Island","Long Island","Long Island","New York",null,"Upper Hudson","Greene",12473,"Central Hudson Gas and Electric","Central Hudson Gas and Electric","Central Hudson Gas and Electric","Central Hudson Gas and Electric",0.13370000000000001,0.92100000000000004,2.5345615079365071,3.06,2.660757651515151]
[null,null,null,null,null,null,null,null,null,11551,"11551Nassau","11551",11551,"Zone K - Long Island","PSEG Long Island","Nassau","Long Island","Long Island",{"$error":"#N/A"},{"$error":"#N/A"},null,"Zone K - Long Island","Long Island","Long Island","New York",null,"Central","Delaware",12474,"New York State Electric and Gas","New York State Electric and Gas","New York State Electric and Gas","New York State Electric and Gas",9.2600000000000002E-2,0.66700000000000004,2.4470744444444432,3.06,2.2435595175438618]
[null,null,null,null,null,null,null,null,null,11552,"11552Nassau","11552",11552,"Zone K - Long Island","PSEG Long Island","Nassau","Long Island","Long Island",{"$error":"#N/A"},{"$error":"#N/A"},null,"Zone K - Long Island","Long Island","Long Island","New York",null,"Upper Hudson","Ulster",12475,"Central Hudson Gas and Electric","Central Hudson Gas and Electric","Central Hudson Gas and Electric","Central Hudson Gas and Electric",0.13370000000000001,0.92100000000000004,2.5345615079365071,3.06,2.4398365583075337]
[null,null,null,null,null,null,null,null,null,11553,"11553Nassau","11553",11553,"Zone K - Long Island","PSEG Long Island","Nassau","Long Island","Long Island",{"$error":"#N/A"},{"$error":"#N/A"},null,"Zone K - Long Island","Long Island","Long Island","New York",null,"Upper Hudson","Ulster",12477,"Central Hudson Gas and Electric","Central Hudson Gas and Electric","Central Hudson Gas and Electric","Central Hudson Gas and Electric",0.13370000000000001,0.92100000000000004,2.5345615079365071,3.06,2.4398365583075337]
[null,null,null,null,null,null,null,null,null,11555,"11555Nassau","11555",11555,"Zone K - Long Island","PSEG Long Island","Nassau","Long Island","Long Island",{"$error":"#N/A"},{"$error":"#N/A"},null,"Zone K - Long Island","Long Island","Long Island","New York",null,"Upper Hudson","Ulster",12480,"New York State Electric and Gas","New York State Electric and Gas","New York State Electric and Gas","New York State Electric and Gas",9.2600000000000002E-2,0.66700000000000004,2.5345615079365071,3.06,2.4398365583075337]
[null,null,null,null,null,null,null,null,null,11556,"11556Nassau","11556",11556,"Zone K - Long Island","PSEG Long Island","Nassau","Long Island","Long Island",{"$error":"#N/A"},{"$error":"#N/A"},null,"Zone K - Long Island","Long Island","Long Island","New York",null,"Upper Hudson","Ulster",12481,"Central Hudson Gas and Electric","Central Hudson Gas and Electric","Central Hudson Gas and Electric","Central Hudson Gas and Electric",0.13370000000000001,0.92100000000000004,2.5345615079365071,3.06,2.4398365583075337]
[null,null,null,null,null,null,null,null,null,11557,"11557Nassau","11557",11557,"Zone K - Long Island","PSEG Long Island","Nassau","Long Island","Long Island",{"$error":"#N/A"},{"$error":"#N/A"},null,"Zone K - Long Island","Long Island","Long Island","New York",null,"Upper Hudson","Greene",12482,"Central Hudson Gas and Electric","Central Hudson Gas and Electric","Central Hudson Gas and Electric","Central Hudson Gas and Electric",0.13370000000000001,0.92100000000000004,2.5345615079365071,3.06,2.660757651515151]
[null,null,null,null,null,null,null,null,null,11558,"11558Nassau","11558",11558,"Zone K - Long Island","PSEG Long Island","Nassau","Long Island","Long Island",{"$error":"#N/A"},{"$error":"#N/A"},null,"Zone K - Long Island","Long Island","Long Island","New York",null,"Upper Hudson","Ulster",12483,"Central Hudson Gas and Electric","Central Hudson Gas and Electric","Central Hudson Gas and Electric","Central Hudson Gas and Electric",0.13370000000000001,0.92100000000000004,2.5345615079365071,3.06,2.4398365583075337]
[null,null,null,null,null,null,null,null,null,11559,"11559Nassau","11559",11559,"Zone K - Long Island","PSEG Long Island","Nassau","Long Island","Long Island",{"$error":"#N/A"},{"$error":"#N/A"},null,"Zone K - Long Island","Long Island","Long Island","New York",null,"Upper Hudson","Ulster",12484,"Central Hudson Gas and Electric","Central Hudson Gas and Electric","Central Hudson Gas and Electric","Central Hudson Gas and Electric",0.13370000000000001,0.92100000000000004,2.5345615079365071,3.06,2.4398365583075337]
[null,null,null,null,null,null,null,null,null,11561,"11561Nassau","11561",11561,"Zone K - Long Island","PSEG Long Island","Nassau","Long Island","Long Island",{"$error":"#N/A"},{"$error":"#N/A"},null,"Zone K - Long Island","Long Island","Long Island","New York",null,"Upper Hudson","Greene",12485,"Central Hudson Gas and Electric","Central Hudson Gas and Electric","Central Hudson Gas and Electric","Central Hudson Gas and Electric",0.13370000000000001,0.92100000000000004,2.5345615079365071,3.06,2.660757651515151]
[null,null,null,null,null,null,null,null,null,11563,"11563Nassau","11563",11563,"Zone K - Long Island","PSEG Long Island","Nassau","Long Island","Long Island",{"$error":"#N/A"},{"$error":"#N/A"},null,"Zone K - Long Island","Long Island","Long Island","New York",null,"Upper Hudson","Ulster",12486,"Central Hudson Gas and Electric","Central Hudson Gas and Electric","Central Hudson Gas and Electric","Central Hudson Gas and Electric",0.13370000000000001,0.92100000000000004,2.5345615079365071,3.06,2.4398365583075337]
[null,null,null,null,null,null,null,null,null,11565,"11565Nassau","11565",11565,"Zone K - Long Island","PSEG Long Island","Nassau","Long Island","Long Island",{"$error":"#N/A"},{"$error":"#N/A"},null,"Zone K - Long Island","Long Island","Long Island","New York",null,"Upper Hudson","Ulster",12487,"Central Hudson Gas and Electric","Central Hudson Gas and Electric","Central Hudson Gas and Electric","Central Hudson Gas and Electric",0.13370000000000001,0.92100000000000004,2.5345615079365071,3.06,2.4398365583075337]
[null,null,null,null,null,null,null,null,null,11569,"11569Nassau","11569",11569,"Zone K - Long Island","PSEG Long Island","Nassau","Long Island","Long Island",{"$error":"#N/A"},{"$error":"#N/A"},null,"Zone K - Long Island","Long Island","Long Island","New York",null,"Upper Hudson","Ulster",12489,"Central Hudson Gas and Electric","Central Hudson Gas and Electric","Central Hudson Gas and Electric","Central Hudson Gas and Electric",0.13370000000000001,0.92100000000000004,2.5345615079365071,3.06,2.4398365583075337]
[null,null,null,null,null,null,null,null,null,11572,"11572Nassau","11572",11572,"Zone K - Long Island","PSEG Long Island","Nassau","Long Island","Long Island",{"$error":"#N/A"},{"$error":"#N/A"},null,"Zone K - Long Island","Long Island","Long Island","New York",null,"Upper Hudson","Ulster",12490,"Central Hudson Gas and Electric","Central Hudson Gas and Electric","Central Hudson Gas and Electric","Central Hudson Gas and Electric",0.13370000000000001,0.92100000000000004,2.5345615079365071,3.06,2.4398365583075337]
[null,null,null,null,null,null,null,null,null,11575,"11575Nassau","11575",11575,"Zone K - Long Island","PSEG Long Island","Nassau","Long Island","Long Island",{"$error":"#N/A"},{"$error":"#N/A"},null,"Zone K - Long Island","Long Island","Long Island","New York",null,"Upper Hudson","Ulster",12491,"Central Hudson Gas and Electric","Central Hudson Gas and Electric","Central Hudson Gas and Electric","Central Hudson Gas and Electric",0.13370000000000001,0.92100000000000004,2.5345615079365071,3.06,2.4398365583075337]
[null,null,null,null,null,null,null,null,null,11580,"11580Nassau","11580",11580,"Zone K - Long Island","PSEG Long Island","Nassau","Long Island","Long Island",{"$error":"#N/A"},{"$error":"#N/A"},null,"Zone K - Long Island","Long Island","Long Island","New York",null,"Upper Hudson","Greene",12492,"Central Hudson Gas and Electric","Central Hudson Gas and Electric","Central Hudson Gas and Electric","Central Hudson Gas and Electric",0.13370000000000001,0.92100000000000004,2.5345615079365071,3.06,2.660757651515151]
[null,null,null,null,null,null,null,null,null,11581,"11581Nassau","11581",11581,"Zone K - Long Island","PSEG Long Island","Nassau","Long Island","Long Island",{"$error":"#N/A"},{"$error":"#N/A"},null,"Zone K - Long Island","Long Island","Long Island","New York",null,"Upper Hudson","Ulster",12493,"Central Hudson Gas and Electric","Central Hudson Gas and Electric","Central Hudson Gas and Electric","Central Hudson Gas and Electric",0.13370000000000001,0.92100000000000004,2.5345615079365071,3.06,2.4398365583075337]
[null,null,null,null,null,null,null,null,null,11582,"11582Nassau","11582",11582,"Zone K - Long Island","PSEG Long Island","Nassau","Long Island","Long Island",{"$error":"#N/A"},{"$error":"#N/A"},null,"Zone K - Long Island","Long Island","Long Island","New York",null,"Upper Hudson","Ulster",12494,"Central Hudson Gas and Electric","Central Hudson Gas and Electric","Central Hudson Gas and Electric","Central Hudson Gas and Electric",0.13370000000000001,0.92100000000000004,2.5345615079365071,3.06,2.4398365583075337]
[null,null,null,null,null,null,null,null,null,11598,"11598Nassau","11598",11598,"Zone K - Long Island","PSEG Long Island","Nassau","Long Island","Long Island",{"$error":"#N/A"},{"$error":"#N/A"},null,"Zone K - Long Island","Long Island","Long Island","New York",null,"Upper Hudson","Ulster",12495,"Central Hudson Gas and Electric","Central Hudson Gas and Electric","Central Hudson Gas and Electric","Central Hudson Gas and Electric",0.13370000000000001,0.92100000000000004,2.5345615079365071,3.06,2.4398365583075337]
[null,null,null,null,null,null,null,null,null,11599,"11599Nassau","11599",11599,"Zone K - Long Island","PSEG Long Island","Nassau","Long Island","Long Island",{"$error":"#N/A"},{"$error":"#N/A"},null,"Zone K - Long Island","Long Island","Long Island","New York",null,"Upper Hudson","Greene",12496,"New York State Electric and Gas","New York State Electric and Gas","New York State Electric and Gas","New York State Electric and Gas",9.2600000000000002E-2,0.66700000000000004,2.5345615079365071,3.06,2.660757651515151]
[null,null,null,null,null,null,null,null,null,10034,"10034New York","10034",10034,"Zone I - Dunwoodie","Consolidated Edison","New York","New York City","NYC",{"$error":"#N/A"},{"$error":"#N/A"},null,"Zone I - Dunwoodie","NYC","","New York",null,"Upper Hudson","Ulster",12498,"Central Hudson Gas and Electric","Central Hudson Gas and Electric","Central Hudson Gas and Electric","Central Hudson Gas and Electric",0.13370000000000001,0.92100000000000004,2.5345615079365071,3.06,2.4398365583075337]
[null,null,null,null,null,null,null,null,null,10040,"10040New York","10040",10040,"Zone I - Dunwoodie","Consolidated Edison","New York","New York City","NYC",{"$error":"#N/A"},{"$error":"#N/A"},"ConEd NYC","Zone I - Dunwoodie","NYC","","New York",null,"Lower Hudson","Dutchess",12501,"New York State Electric and Gas","New York State Electric and Gas","New York State Electric and Gas","New York State Electric and Gas",0.1163,0.66700000000000004,2.6862187037037013,3.06,2.4398365583075337]
[null,null,null,null,null,null,null,null,null,10001,"10001New York","10001",10001,"Zone J - New York City","Consolidated Edison","New York","New York City","NYC",{"$error":"#N/A"},{"$error":"#N/A"},"ConEd NYC","Zone J - New York City","NYC","","New York",null,"Upper Hudson","Columbia",12502,"Central Hudson Gas and Electric","Central Hudson Gas and Electric","Central Hudson Gas and Electric","Central Hudson Gas and Electric",0.13370000000000001,0.92100000000000004,2.5345615079365071,3.06,2.660757651515151]
[null,null,null,null,null,null,null,null,null,10002,"10002New York","10002",10002,"Zone J - New York City","Consolidated Edison","New York","New York City","NYC",{"$error":"#N/A"},{"$error":"#N/A"},"ConEd NYC","Zone J - New York City","NYC","","New York",null,"Upper Hudson","Columbia",12503,"Central Hudson Gas and Electric","Central Hudson Gas and Electric","Central Hudson Gas and Electric","Central Hudson Gas and Electric",0.13370000000000001,0.92100000000000004,2.5345615079365071,3.06,2.660757651515151]
[null,null,null,null,null,null,null,null,null,10003,"10003New York","10003",10003,"Zone J - New York City","Consolidated Edison","New York","New York City","NYC",{"$error":"#N/A"},{"$error":"#N/A"},"ConEd NYC","Zone J - New York City","NYC","","New York",null,"Lower Hudson","Dutchess",12504,"Central Hudson Gas and Electric","Central Hudson Gas and Electric","Central Hudson Gas and Electric","Central Hudson Gas and Electric",0.13370000000000001,0.92100000000000004,2.6862187037037013,3.06,2.4398365583075337]
[null,null,null,null,null,null,null,null,null,10004,"10004New York","10004",10004,"Zone J - New York City","Consolidated Edison","New York","New York City","NYC",{"$error":"#N/A"},{"$error":"#N/A"},"ConEd NYC","Zone J - New York City","NYC","","New York",null,"Lower Hudson","Dutchess",12506,"Central Hudson Gas and Electric","Central Hudson Gas and Electric","Central Hudson Gas and Electric","Central Hudson Gas and Electric",0.13370000000000001,0.92100000000000004,2.6862187037037013,3.06,2.4398365583075337]
[null,null,null,null,null,null,null,null,null,10005,"10005New York","10005",10005,"Zone J - New York City","Consolidated Edison","New York","New York City","NYC",{"$error":"#N/A"},{"$error":"#N/A"},"ConEd NYC","Zone J - New York City","NYC","","New York",null,"Lower Hudson","Dutchess",12507,"Central Hudson Gas and Electric","Central Hudson Gas and Electric","Central Hudson Gas and Electric","Central Hudson Gas and Electric",0.13370000000000001,0.92100000000000004,2.6862187037037013,3.06,2.4398365583075337]
[null,null,null,null,null,null,null,null,null,10006,"10006New York","10006",10006,"Zone J - New York City","Consolidated Edison","New York","New York City","NYC",{"$error":"#N/A"},{"$error":"#N/A"},"ConEd NYC","Zone J - New York City","NYC","","New York",null,"Lower Hudson","Dutchess",12508,"Central Hudson Gas and Electric","Central Hudson Gas and Electric","Central Hudson Gas and Electric","Central Hudson Gas and Electric",0.13370000000000001,0.92100000000000004,2.6862187037037013,3.06,2.4398365583075337]
[null,null,null,null,null,null,null,null,null,10007,"10007New York","10007",10007,"Zone J - New York City","Consolidated Edison","New York","New York City","NYC",{"$error":"#N/A"},{"$error":"#N/A"},"ConEd NYC","Zone J - New York City","NYC","","New York",null,"Lower Hudson","Dutchess",12510,"Central Hudson Gas and Electric","Central Hudson Gas and Electric","Central Hudson Gas and Electric","Central Hudson Gas and Electric",0.13370000000000001,0.92100000000000004,2.6862187037037013,3.06,2.4398365583075337]
[null,null,null,null,null,null,null,null,null,10008,"10008New York","10008",10008,"Zone J - New York City","Consolidated Edison","New York","New York City","NYC",{"$error":"#N/A"},{"$error":"#N/A"},"ConEd NYC","Zone J - New York City","NYC","","New York",null,"Lower Hudson","Dutchess",12511,"Central Hudson Gas and Electric","Central Hudson Gas and Electric","Central Hudson Gas and Electric","Central Hudson Gas and Electric",0.13370000000000001,0.92100000000000004,2.6862187037037013,3.06,2.4398365583075337]
[null,null,null,null,null,null,null,null,null,10009,"10009New York","10009",10009,"Zone J - New York City","Consolidated Edison","New York","New York City","NYC",{"$error":"#N/A"},{"$error":"#N/A"},"ConEd NYC","Zone J - New York City","NYC","","New York",null,"Lower Hudson","Dutchess",12512,"Central Hudson Gas and Electric","Central Hudson Gas and Electric","Central Hudson Gas and Electric","Central Hudson Gas and Electric",0.13370000000000001,0.92100000000000004,2.6862187037037013,3.06,2.4398365583075337]
[null,null,null,null,null,null,null,null,null,10010,"10010New York","10010",10010,"Zone J - New York City","Consolidated Edison","New York","New York City","NYC",{"$error":"#N/A"},{"$error":"#N/A"},"ConEd NYC","Zone J - New York City","NYC","","New York",null,"Upper Hudson","Columbia",12513,"National Grid","National Grid","National Grid","National Grid",0.1167,0.66300000000000003,2.5345615079365071,3.06,2.660757651515151]
[null,null,null,null,null,null,null,null,null,10011,"10011New York","10011",10011,"Zone J - New York City","Consolidated Edison","New York","New York City","NYC",{"$error":"#N/A"},{"$error":"#N/A"},"ConEd NYC","Zone J - New York City","NYC","","New York",null,"Lower Hudson","Dutchess",12514,"Central Hudson Gas and Electric","Central Hudson Gas and Electric","Central Hudson Gas and Electric","Central Hudson Gas and Electric",0.13370000000000001,0.92100000000000004,2.6862187037037013,3.06,2.4398365583075337]
[null,null,null,null,null,null,null,null,null,10012,"10012New York","10012",10012,"Zone J - New York City","Consolidated Edison","New York","New York City","NYC",{"$error":"#N/A"},{"$error":"#N/A"},"ConEd NYC","Zone J - New York City","NYC","","New York",null,"Upper Hudson","Ulster",12515,"Central Hudson Gas and Electric","Central Hudson Gas and Electric","Central Hudson Gas and Electric","Central Hudson Gas and Electric",0.13370000000000001,0.92100000000000004,2.5345615079365071,3.06,2.4398365583075337]
[null,null,null,null,null,null,null,null,null,10013,"10013New York","10013",10013,"Zone J - New York City","Consolidated Edison","New York","New York City","NYC",{"$error":"#N/A"},{"$error":"#N/A"},"ConEd NYC","Zone J - New York City","NYC","","New York",null,"Upper Hudson","Columbia",12516,"New York State Electric and Gas","New York State Electric and Gas","New York State Electric and Gas","New York State Electric and Gas",0.1163,0.66700000000000004,2.5345615079365071,3.06,2.660757651515151]
[null,null,null,null,null,null,null,null,null,10014,"10014New York","10014",10014,"Zone J - New York City","Consolidated Edison","New York","New York City","NYC",{"$error":"#N/A"},{"$error":"#N/A"},"ConEd NYC","Zone J - New York City","NYC","","New York",null,"Upper Hudson","Columbia",12517,"New York State Electric and Gas","New York State Electric and Gas","New York State Electric and Gas","New York State Electric and Gas",0.1163,0.66700000000000004,2.5345615079365071,3.06,2.660757651515151]
[null,null,null,null,null,null,null,null,null,10016,"10016New York","10016",10016,"Zone J - New York City","Consolidated Edison","New York","New York City","NYC",{"$error":"#N/A"},{"$error":"#N/A"},"ConEd NYC","Zone J - New York City","NYC","","New York",null,"Upper Hudson","Orange",12518,"Central Hudson Gas and Electric","Central Hudson Gas and Electric","Central Hudson Gas and Electric","Central Hudson Gas and Electric",0.13370000000000001,0.92100000000000004,2.5345615079365071,3.06,2.4398365583075337]
[null,null,null,null,null,null,null,null,null,10017,"10017New York","10017",10017,"Zone J - New York City","Consolidated Edison","New York","New York City","NYC",{"$error":"#N/A"},{"$error":"#N/A"},"ConEd NYC","Zone J - New York City","NYC","","New York",null,"Upper Hudson","Orange",12520,"Central Hudson Gas and Electric","Central Hudson Gas and Electric","Central Hudson Gas and Electric","Central Hudson Gas and Electric",0.13370000000000001,0.92100000000000004,2.5345615079365071,3.06,2.4398365583075337]
[null,null,null,null,null,null,null,null,null,10018,"10018New York","10018",10018,"Zone J - New York City","Consolidated Edison","New York","New York City","NYC",{"$error":"#N/A"},{"$error":"#N/A"},"ConEd NYC","Zone J - New York City","NYC","","New York",null,"Upper Hudson","Columbia",12521,"New York State Electric and Gas","New York State Electric and Gas","New York State Electric and Gas","New York State Electric and Gas",0.106,0.66700000000000004,2.5345615079365071,3.06,2.660757651515151]
[null,null,null,null,null,null,null,null,null,10019,"10019New York","10019",10019,"Zone J - New York City","Consolidated Edison","New York","New York City","NYC",{"$error":"#N/A"},{"$error":"#N/A"},"ConEd NYC","Zone J - New York City","NYC","","New York",null,"Lower Hudson","Dutchess",12522,"New York State Electric and Gas","New York State Electric and Gas","New York State Electric and Gas","New York State Electric and Gas",0.1163,0.66700000000000004,2.6862187037037013,3.06,2.4398365583075337]
[null,null,null,null,null,null,null,null,null,10020,"10020New York","10020",10020,"Zone J - New York City","Consolidated Edison","New York","New York City","NYC",{"$error":"#N/A"},{"$error":"#N/A"},"ConEd NYC","Zone J - New York City","NYC","","New York",null,"Upper Hudson","Columbia",12523,"National Grid","National Grid","National Grid","National Grid",0.1167,0.66300000000000003,2.5345615079365071,3.06,2.660757651515151]
[null,null,null,null,null,null,null,null,null,10021,"10021New York","10021",10021,"Zone J - New York City","Consolidated Edison","New York","New York City","NYC",{"$error":"#N/A"},{"$error":"#N/A"},"ConEd NYC","Zone J - New York City","NYC","","New York",null,"Lower Hudson","Dutchess",12524,"Central Hudson Gas and Electric","Central Hudson Gas and Electric","Central Hudson Gas and Electric","Central Hudson Gas and Electric",0.13370000000000001,0.92100000000000004,2.6862187037037013,3.06,2.4398365583075337]
[null,null,null,null,null,null,null,null,null,10022,"10022New York","10022",10022,"Zone J - New York City","Consolidated Edison","New York","New York City","NYC",{"$error":"#N/A"},{"$error":"#N/A"},"ConEd NYC","Zone J - New York City","NYC","","New York",null,"Upper Hudson","Ulster",12525,"Central Hudson Gas and Electric","Central Hudson Gas and Electric","Central Hudson Gas and Electric","Central Hudson Gas and Electric",0.13370000000000001,0.92100000000000004,2.5345615079365071,3.06,2.4398365583075337]
[null,null,null,null,null,null,null,null,null,10023,"10023New York","10023",10023,"Zone J - New York City","Consolidated Edison","New York","New York City","NYC",{"$error":"#N/A"},{"$error":"#N/A"},"ConEd NYC","Zone J - New York City","NYC","","New York",null,"Upper Hudson","Columbia",12526,"National Grid","National Grid","National Grid","National Grid",0.1167,0.66300000000000003,2.5345615079365071,3.06,2.660757651515151]
[null,null,null,null,null,null,null,null,null,10024,"10024New York","10024",10024,"Zone J - New York City","Consolidated Edison","New York","New York City","NYC",{"$error":"#N/A"},{"$error":"#N/A"},"ConEd NYC","Zone J - New York City","NYC","","New York",null,"Lower Hudson","Dutchess",12527,"Central Hudson Gas and Electric","Central Hudson Gas and Electric","Central Hudson Gas and Electric","Central Hudson Gas and Electric",0.13370000000000001,0.92100000000000004,2.6862187037037013,3.06,2.4398365583075337]
[null,null,null,null,null,null,null,null,null,10025,"10025New York","10025",10025,"Zone J - New York City","Consolidated Edison","New York","New York City","NYC",{"$error":"#N/A"},{"$error":"#N/A"},"ConEd NYC","Zone J - New York City","NYC","","New York",null,"Upper Hudson","Ulster",12528,"Central Hudson Gas and Electric","Central Hudson Gas and Electric","Central Hudson Gas and Electric","Central Hudson Gas and Electric",0.13370000000000001,0.92100000000000004,2.5345615079365071,3.06,2.4398365583075337]
[null,null,null,null,null,null,null,null,null,10026,"10026New York","10026",10026,"Zone J - New York City","Consolidated Edison","New York","New York City","NYC",{"$error":"#N/A"},{"$error":"#N/A"},"ConEd NYC","Zone J - New York City","NYC","","New York",null,"Upper Hudson","Columbia",12529,"New York State Electric and Gas","New York State Electric and Gas","New York State Electric and Gas","New York State Electric and Gas",0.106,0.66700000000000004,2.5345615079365071,3.06,2.660757651515151]
[null,null,null,null,null,null,null,null,null,10027,"10027New York","10027",10027,"Zone J - New York City","Consolidated Edison","New York","New York City","NYC",{"$error":"#N/A"},{"$error":"#N/A"},"ConEd NYC","Zone J - New York City","NYC","","New York",null,"Upper Hudson","Columbia",12530,"National Grid","National Grid","National Grid","National Grid",0.1167,0.66300000000000003,2.5345615079365071,3.06,2.660757651515151]
[null,null,null,null,null,null,null,null,null,10028,"10028New York","10028",10028,"Zone J - New York City","Consolidated Edison","New York","New York City","NYC",{"$error":"#N/A"},{"$error":"#N/A"},"ConEd NYC","Zone J - New York City","NYC","","New York",null,"Lower Hudson","Dutchess",12531,"New York State Electric and Gas","New York State Electric and Gas","New York State Electric and Gas","New York State Electric and Gas",0.1163,0.66700000000000004,2.6862187037037013,3.06,2.4398365583075337]
[null,null,null,null,null,null,null,null,null,10029,"10029New York","10029",10029,"Zone J - New York City","Consolidated Edison","New York","New York City","NYC",{"$error":"#N/A"},{"$error":"#N/A"},"ConEd NYC","Zone J - New York City","NYC","","New York",null,"Lower Hudson","Dutchess",12533,"Central Hudson Gas and Electric","Central Hudson Gas and Electric","Central Hudson Gas and Electric","Central Hudson Gas and Electric",0.13370000000000001,0.92100000000000004,2.6862187037037013,3.06,2.4398365583075337]
[null,null,null,null,null,null,null,null,null,10030,"10030New York","10030",10030,"Zone J - New York City","Consolidated Edison","New York","New York City","NYC",{"$error":"#N/A"},{"$error":"#N/A"},"ConEd NYC","Zone J - New York City","NYC","","New York",null,"Upper Hudson","Columbia",12534,"National Grid","National Grid","National Grid","National Grid",0.1167,0.66300000000000003,2.5345615079365071,3.06,2.660757651515151]
[null,null,null,null,null,null,null,null,null,10031,"10031New York","10031",10031,"Zone J - New York City","Consolidated Edison","New York","New York City","NYC",{"$error":"#N/A"},{"$error":"#N/A"},"ConEd NYC","Zone J - New York City","NYC","","New York",null,"Lower Hudson","Dutchess",12537,"Central Hudson Gas and Electric","Central Hudson Gas and Electric","Central Hudson Gas and Electric","Central Hudson Gas and Electric",0.13370000000000001,0.92100000000000004,2.6862187037037013,3.06,2.4398365583075337]
[null,null,null,null,null,null,null,null,null,10032,"10032New York","10032",10032,"Zone J - New York City","Consolidated Edison","New York","New York City","NYC",{"$error":"#N/A"},{"$error":"#N/A"},"ConEd NYC","Zone J - New York City","NYC","","New York",null,"Lower Hudson","Dutchess",12538,"Central Hudson Gas and Electric","Central Hudson Gas and Electric","Central Hudson Gas and Electric","Central Hudson Gas and Electric",0.13370000000000001,0.92100000000000004,2.6862187037037013,3.06,2.4398365583075337]
[null,null,null,null,null,null,null,null,null,10033,"10033New York","10033",10033,"Zone J - New York City","Consolidated Edison","New York","New York City","NYC",{"$error":"#N/A"},{"$error":"#N/A"},"ConEd NYC","Zone J - New York City","NYC","","New York",null,"Lower Hudson","Dutchess",12540,"Central Hudson Gas and Electric","Central Hudson Gas and Electric","Central Hudson Gas and Electric","Central Hudson Gas and Electric",0.13370000000000001,0.92100000000000004,2.6862187037037013,3.06,2.4398365583075337]
[null,null,null,null,null,null,null,null,null,10035,"10035New York","10035",10035,"Zone J - New York City","Consolidated Edison","New York","New York City","NYC",{"$error":"#N/A"},{"$error":"#N/A"},"ConEd NYC","Zone J - New York City","NYC","","New York",null,"Upper Hudson","Columbia",12541,"National Grid","National Grid","National Grid","National Grid",0.1167,0.66300000000000003,2.5345615079365071,3.06,2.660757651515151]
[null,null,null,null,null,null,null,null,null,10036,"10036New York","10036",10036,"Zone J - New York City","Consolidated Edison","New York","New York City","NYC",{"$error":"#N/A"},{"$error":"#N/A"},"ConEd NYC","Zone J - New York City","NYC","","New York",null,"Upper Hudson","Ulster",12542,"Central Hudson Gas and Electric","Central Hudson Gas and Electric","Central Hudson Gas and Electric","Central Hudson Gas and Electric",0.13370000000000001,0.92100000000000004,2.5345615079365071,3.06,2.4398365583075337]
[null,null,null,null,null,null,null,null,null,10037,"10037New York","10037",10037,"Zone J - New York City","Consolidated Edison","New York","New York City","NYC",{"$error":"#N/A"},{"$error":"#N/A"},"ConEd NYC","Zone J - New York City","NYC","","New York",null,"Upper Hudson","Orange",12543,"Central Hudson Gas and Electric","Central Hudson Gas and Electric","Central Hudson Gas and Electric","Central Hudson Gas and Electric",0.13370000000000001,0.92100000000000004,2.5345615079365071,3.06,2.4398365583075337]
[null,null,null,null,null,null,null,null,null,10038,"10038New York","10038",10038,"Zone J - New York City","Consolidated Edison","New York","New York City","NYC",{"$error":"#N/A"},{"$error":"#N/A"},"ConEd NYC","Zone J - New York City","NYC","","New York",null,"Upper Hudson","Columbia",12544,"New York State Electric and Gas","New York State Electric and Gas","New York State Electric and Gas","New York State Electric and Gas",0.106,0.66700000000000004,2.5345615079365071,3.06,2.660757651515151]
[null,null,null,null,null,null,null,null,null,10039,"10039New York","10039",10039,"Zone J - New York City","Consolidated Edison","New York","New York City","NYC",{"$error":"#N/A"},{"$error":"#N/A"},"ConEd NYC","Zone J - New York City","NYC","","New York",null,"Lower Hudson","Dutchess",12545,"Central Hudson Gas and Electric","Central Hudson Gas and Electric","Central Hudson Gas and Electric","Central Hudson Gas and Electric",0.13370000000000001,0.92100000000000004,2.6862187037037013,3.06,2.4398365583075337]
[null,null,null,null,null,null,null,null,null,10041,"10041New York","10041",10041,"Zone J - New York City","Consolidated Edison","New York","New York City","NYC",{"$error":"#N/A"},{"$error":"#N/A"},"ConEd NYC","Zone J - New York City","NYC","","New York",null,"Lower Hudson","Dutchess",12546,"Central Hudson Gas and Electric","Central Hudson Gas and Electric","Central Hudson Gas and Electric","Central Hudson Gas and Electric",0.13370000000000001,0.92100000000000004,2.6862187037037013,3.06,2.4398365583075337]
[null,null,null,null,null,null,null,null,null,10043,"10043New York","10043",10043,"Zone J - New York City","Consolidated Edison","New York","New York City","NYC",{"$error":"#N/A"},{"$error":"#N/A"},"ConEd NYC","Zone J - New York City","NYC","","New York",null,"Upper Hudson","Ulster",12547,"Central Hudson Gas and Electric","Central Hudson Gas and Electric","Central Hudson Gas and Electric","Central Hudson Gas and Electric",0.13370000000000001,0.92100000000000004,2.5345615079365071,3.06,2.4398365583075337]
[null,null,null,null,null,null,null,null,null,10044,"10044New York","10044",10044,"Zone J - New York City","Consolidated Edison","New York","New York City","NYC",{"$error":"#N/A"},{"$error":"#N/A"},"ConEd NYC","Zone J - New York City","NYC","","New York",null,"Upper Hudson","Ulster",12548,"Central Hudson Gas and Electric","Central Hudson Gas and Electric","Central Hudson Gas and Electric","Central Hudson Gas and Electric",0.13370000000000001,0.92100000000000004,2.5345615079365071,3.06,2.4398365583075337]
[null,null,null,null,null,null,null,null,null,10045,"10045New York","10045",10045,"Zone J - New York City","Consolidated Edison","New York","New York City","NYC",{"$error":"#N/A"},{"$error":"#N/A"},"ConEd NYC","Zone J - New York City","NYC","","New York",null,"Upper Hudson","Orange",12549,"Central Hudson Gas and Electric","Central Hudson Gas and Electric","Central Hudson Gas and Electric","Central Hudson Gas and Electric",0.13370000000000001,0.92100000000000004,2.5345615079365071,3.06,2.4398365583075337]
[null,null,null,null,null,null,null,null,null,{"$f":"L1028*1","v":10055},"10055New York","10055",10055,"Zone J - New York City","Consolidated Edison","New York","New York City","NYC",{"$error":"#N/A"},{"$error":"#N/A"},"ConEd NYC","Zone J - New York City","NYC","","New York",null,{"$f":"VLOOKUP(AC1028,J:R,9,)","v":"Upper Hudson"},"Orange",12550,"Central Hudson Gas and Electric","Central Hudson Gas and Electric","Central Hudson Gas and Electric","Central Hudson Gas and Electric",0.13370000000000001,0.92100000000000004,2.5345615079365071,3.06,2.4398365583075337]
[null,null,null,null,null,null,null,null,null,10060,"10060New York","10060",10060,"Zone J - New York City","Consolidated Edison","New York","New York City","NYC",{"$error":"#N/A"},{"$error":"#N/A"},"ConEd NYC","Zone J - New York City","NYC","","New York",null,"Upper Hudson","Orange",12551,"Central Hudson Gas and Electric","Central Hudson Gas and Electric","Central Hudson Gas and Electric","Central Hudson Gas and Electric",0.13370000000000001,0.92100000000000004,2.5345615079365071,3.06,2.4398365583075337]
[null,null,null,null,null,null,null,null,null,10065,"10065New York","10065",10065,"Zone J - New York City","Consolidated Edison","New York","New York City","NYC",{"$error":"#N/A"},{"$error":"#N/A"},"ConEd NYC","Zone J - New York City","NYC","","New York",null,"Upper Hudson","Orange",12552,"Central Hudson Gas and Electric","Central Hudson Gas and Electric","Central Hudson Gas and Electric","Central Hudson Gas and Electric",0.13370000000000001,0.92100000000000004,2.5345615079365071,3.06,2.4398365583075337]
[null,null,null,null,null,null,null,null,null,10069,"10069New York","10069",10069,"Zone J - New York City","Consolidated Edison","New York","New York City","NYC",{"$error":"#N/A"},{"$error":"#N/A"},"ConEd NYC","Zone J - New York City","NYC","","New York",null,"Upper Hudson","Orange",12553,"Central Hudson Gas and Electric","Central Hudson Gas and Electric","Central Hudson Gas and Electric","Central Hudson Gas and Electric",0.13370000000000001,0.92100000000000004,2.5345615079365071,3.06,2.4398365583075337]
[null,null,null,null,null,null,null,null,null,10075,"10075New York","10075",10075,"Zone J - New York City","Consolidated Edison","New York","New York City","NYC",{"$error":"#N/A"},{"$error":"#N/A"},"ConEd NYC","Zone J - New York City","NYC","","New York",null,"Upper Hudson","Orange",12555,"Central Hudson Gas and Electric","Central Hudson Gas and Electric","Central Hudson Gas and Electric","Central Hudson Gas and Electric",0.13370000000000001,0.92100000000000004,2.5345615079365071,3.06,2.4398365583075337]
[null,null,null,null,null,null,null,null,null,10081,"10081New York","10081",10081,"Zone J - New York City","Consolidated Edison","New York","New York City","NYC",{"$error":"#N/A"},{"$error":"#N/A"},"ConEd NYC","Zone J - New York City","NYC","","New York",null,"Upper Hudson","Ulster",12561,"Central Hudson Gas and Electric","Central Hudson Gas and Electric","Central Hudson Gas and Electric","Central Hudson Gas and Electric",0.13370000000000001,0.92100000000000004,2.5345615079365071,3.06,2.4398365583075337]
[null,null,null,null,null,null,null,null,null,10087,"10087New York","10087",10087,"Zone J - New York City","Consolidated Edison","New York","New York City","NYC",{"$error":"#N/A"},{"$error":"#N/A"},"ConEd NYC","Zone J - New York City","NYC","","New York",null,"Lower Hudson","Putnam",12563,"New York State Electric and Gas","New York State Electric and Gas","New York State Electric and Gas","New York State Electric and Gas",0.1163,0.66700000000000004,2.6862187037037013,3.06,2.4398365583075337]
[null,null,null,null,null,null,null,null,null,10090,"10090New York","10090",10090,"Zone J - New York City","Consolidated Edison","New York","New York City","NYC",{"$error":"#N/A"},{"$error":"#N/A"},"ConEd NYC","Zone J - New York City","NYC","","New York",null,"Lower Hudson","Dutchess",12564,"New York State Electric and Gas","New York State Electric and Gas","New York State Electric and Gas","New York State Electric and Gas",0.1163,0.66700000000000004,2.6862187037037013,3.06,2.4398365583075337]
[null,null,null,null,null,null,null,null,null,10101,"10101New York","10101",10101,"Zone J - New York City","Consolidated Edison","New York","New York City","NYC",{"$error":"#N/A"},{"$error":"#N/A"},"ConEd NYC","Zone J - New York City","NYC","","New York",null,"Upper Hudson","Columbia",12565,"New York State Electric and Gas","New York State Electric and Gas","New York State Electric and Gas","New York State Electric and Gas",0.106,0.66700000000000004,2.5345615079365071,3.06,2.660757651515151]
[null,null,null,null,null,null,null,null,null,10102,"10102New York","10102",10102,"Zone J - New York City","Consolidated Edison","New York","New York City","NYC",{"$error":"#N/A"},{"$error":"#N/A"},"ConEd NYC","Zone J - New York City","NYC","","New York",null,"Upper Hudson","Ulster",12566,"New York State Electric and Gas","New York State Electric and Gas","New York State Electric and Gas","New York State Electric and Gas",0.1163,0.66700000000000004,2.5345615079365071,3.06,2.4398365583075337]
[null,null,null,null,null,null,null,null,null,10103,"10103New York","10103",10103,"Zone J - New York City","Consolidated Edison","New York","New York City","NYC",{"$error":"#N/A"},{"$error":"#N/A"},"ConEd NYC","Zone J - New York City","NYC","","New York",null,"Lower Hudson","Dutchess",12567,"Central Hudson Gas and Electric","Central Hudson Gas and Electric","Central Hudson Gas and Electric","Central Hudson Gas and Electric",0.13370000000000001,0.92100000000000004,2.6862187037037013,3.06,2.4398365583075337]
[null,null,null,null,null,null,null,null,null,10104,"10104New York","10104",10104,"Zone J - New York City","Consolidated Edison","New York","New York City","NYC",{"$error":"#N/A"},{"$error":"#N/A"},"ConEd NYC","Zone J - New York City","NYC","","New York",null,"Upper Hudson","Ulster",12568,"Central Hudson Gas and Electric","Central Hudson Gas and Electric","Central Hudson Gas and Electric","Central Hudson Gas and Electric",0.13370000000000001,0.92100000000000004,2.5345615079365071,3.06,2.4398365583075337]
[null,null,null,null,null,null,null,null,null,10105,"10105New York","10105",10105,"Zone J - New York City","Consolidated Edison","New York","New York City","NYC",{"$error":"#N/A"},{"$error":"#N/A"},"ConEd NYC","Zone J - New York City","NYC","","New York",null,"Lower Hudson","Dutchess",12569,"Central Hudson Gas and Electric","Central Hudson Gas and Electric","Central Hudson Gas and Electric","Central Hudson Gas and Electric",0.13370000000000001,0.92100000000000004,2.6862187037037013,3.06,2.4398365583075337]
[null,null,null,null,null,null,null,null,null,10106,"10106New York","10106",10106,"Zone J - New York City","Consolidated Edison","New York","New York City","NYC",{"$error":"#N/A"},{"$error":"#N/A"},"ConEd NYC","Zone J - New York City","NYC","","New York",null,"Lower Hudson","Dutchess",12570,"New York State Electric and Gas","New York State Electric and Gas","New York State Electric and Gas","New York State Electric and Gas",0.1163,0.66700000000000004,2.6862187037037013,3.06,2.4398365583075337]
[null,null,null,null,null,null,null,null,null,10107,"10107New York","10107",10107,"Zone J - New York City","Consolidated Edison","New York","New York City","NYC",{"$error":"#N/A"},{"$error":"#N/A"},"ConEd NYC","Zone J - New York City","NYC","","New York",null,"Lower Hudson","Dutchess",12571,"Central Hudson Gas and Electric","Central Hudson Gas and Electric","Central Hudson Gas and Electric","Central Hudson Gas and Electric",0.13370000000000001,0.92100000000000004,2.6862187037037013,3.06,2.4398365583075337]
[null,null,null,null,null,null,null,null,null,10108,"10108New York","10108",10108,"Zone J - New York City","Consolidated Edison","New York","New York City","NYC",{"$error":"#N/A"},{"$error":"#N/A"},"ConEd NYC","Zone J - New York City","NYC","","New York",null,"Lower Hudson","Dutchess",12572,"Central Hudson Gas and Electric","Central Hudson Gas and Electric","Central Hudson Gas and Electric","Central Hudson Gas and Electric",0.13370000000000001,0.92100000000000004,2.6862187037037013,3.06,2.4398365583075337]
[null,null,null,null,null,null,null,null,null,10109,"10109New York","10109",10109,"Zone J - New York City","Consolidated Edison","New York","New York City","NYC",{"$error":"#N/A"},{"$error":"#N/A"},"ConEd NYC","Zone J - New York City","NYC","","New York",null,"Lower Hudson","Dutchess",12574,"Central Hudson Gas and Electric","Central Hudson Gas and Electric","Central Hudson Gas and Electric","Central Hudson Gas and Electric",0.13370000000000001,0.92100000000000004,2.6862187037037013,3.06,2.4398365583075337]
[null,null,null,null,null,null,null,null,null,10110,"10110New York","10110",10110,"Zone J - New York City","Consolidated Edison","New York","New York City","NYC",{"$error":"#N/A"},{"$error":"#N/A"},"ConEd NYC","Zone J - New York City","NYC","","New York",null,"Upper Hudson","Orange",12575,"Central Hudson Gas and Electric","Central Hudson Gas and Electric","Central Hudson Gas and Electric","Central Hudson Gas and Electric",0.13370000000000001,0.92100000000000004,2.5345615079365071,3.06,2.4398365583075337]
[null,null,null,null,null,null,null,null,null,10111,"10111New York","10111",10111,"Zone J - New York City","Consolidated Edison","New York","New York City","NYC",{"$error":"#N/A"},{"$error":"#N/A"},"ConEd NYC","Zone J - New York City","NYC","","New York",null,"Upper Hudson","Orange",12577,"Orange and Rockland","Orange and Rockland","Orange and Rockland","Orange and Rockland",0.1163,0.76500000000000001,2.5345615079365071,3.06,2.4398365583075337]
[null,null,null,null,null,null,null,null,null,10112,"10112New York","10112",10112,"Zone J - New York City","Consolidated Edison","New York","New York City","NYC",{"$error":"#N/A"},{"$error":"#N/A"},"ConEd NYC","Zone J - New York City","NYC","","New York",null,"Lower Hudson","Dutchess",12578,"Central Hudson Gas and Electric","Central Hudson Gas and Electric","Central Hudson Gas and Electric","Central Hudson Gas and Electric",0.13370000000000001,0.92100000000000004,2.6862187037037013,3.06,2.4398365583075337]
[null,null,null,null,null,null,null,null,null,10113,"10113New York","10113",10113,"Zone J - New York City","Consolidated Edison","New York","New York City","NYC",{"$error":"#N/A"},{"$error":"#N/A"},"ConEd NYC","Zone J - New York City","NYC","","New York",null,"Lower Hudson","Dutchess",12580,"Central Hudson Gas and Electric","Central Hudson Gas and Electric","Central Hudson Gas and Electric","Central Hudson Gas and Electric",0.13370000000000001,0.92100000000000004,2.6862187037037013,3.06,2.4398365583075337]
[null,null,null,null,null,null,null,null,null,10114,"10114New York","10114",10114,"Zone J - New York City","Consolidated Edison","New York","New York City","NYC",{"$error":"#N/A"},{"$error":"#N/A"},"ConEd NYC","Zone J - New York City","NYC","","New York",null,"Lower Hudson","Dutchess",12581,"Central Hudson Gas and Electric","Central Hudson Gas and Electric","Central Hudson Gas and Electric","Central Hudson Gas and Electric",0.13370000000000001,0.92100000000000004,2.6862187037037013,3.06,2.4398365583075337]
[null,null,null,null,null,null,null,null,null,10115,"10115New York","10115",10115,"Zone J - New York City","Consolidated Edison","New York","New York City","NYC",{"$error":"#N/A"},{"$error":"#N/A"},"ConEd NYC","Zone J - New York City","NYC","","New York",null,"Lower Hudson","Dutchess",12582,"Central Hudson Gas and Electric","Central Hudson Gas and Electric","Central Hudson Gas and Electric","Central Hudson Gas and Electric",0.13370000000000001,0.92100000000000004,2.6862187037037013,3.06,2.4398365583075337]
[null,null,null,null,null,null,null,null,null,10116,"10116New York","10116",10116,"Zone J - New York City","Consolidated Edison","New York","New York City","NYC",{"$error":"#N/A"},{"$error":"#N/A"},"ConEd NYC","Zone J - New York City","NYC","","New York",null,"Lower Hudson","Dutchess",12583,"Central Hudson Gas and Electric","Central Hudson Gas and Electric","Central Hudson Gas and Electric","Central Hudson Gas and Electric",0.13370000000000001,0.92100000000000004,2.6862187037037013,3.06,2.4398365583075337]
[null,null,null,null,null,null,null,null,null,10117,"10117New York","10117",10117,"Zone J - New York City","Consolidated Edison","New York","New York City","NYC",{"$error":"#N/A"},{"$error":"#N/A"},"ConEd NYC","Zone J - New York City","NYC","","New York",null,"Upper Hudson","Orange",12584,"Central Hudson Gas and Electric","Central Hudson Gas and Electric","Central Hudson Gas and Electric","Central Hudson Gas and Electric",0.13370000000000001,0.92100000000000004,2.5345615079365071,3.06,2.4398365583075337]
[null,null,null,null,null,null,null,null,null,10118,"10118New York","10118",10118,"Zone J - New York City","Consolidated Edison","New York","New York City","NYC",{"$error":"#N/A"},{"$error":"#N/A"},"ConEd NYC","Zone J - New York City","NYC","","New York",null,"Lower Hudson","Dutchess",12585,"Central Hudson Gas and Electric","Central Hudson Gas and Electric","Central Hudson Gas and Electric","Central Hudson Gas and Electric",0.13370000000000001,0.92100000000000004,2.6862187037037013,3.06,2.4398365583075337]
[null,null,null,null,null,null,null,null,null,10119,"10119New York","10119",10119,"Zone J - New York City","Consolidated Edison","New York","New York City","NYC",{"$error":"#N/A"},{"$error":"#N/A"},"ConEd NYC","Zone J - New York City","NYC","","New York",null,"Upper Hudson","Orange",12586,"New York State Electric and Gas","New York State Electric and Gas","New York State Electric and Gas","New York State Electric and Gas",0.1163,0.66700000000000004,2.5345615079365071,3.06,2.4398365583075337]
[null,null,null,null,null,null,null,null,null,10120,"10120New York","10120",10120,"Zone J - New York City","Consolidated Edison","New York","New York City","NYC",{"$error":"#N/A"},{"$error":"#N/A"},"ConEd NYC","Zone J - New York City","NYC","","New York",null,"Upper Hudson","Ulster",12588,"New York State Electric and Gas","New York State Electric and Gas","New York State Electric and Gas","New York State Electric and Gas",0.1163,0.66700000000000004,2.5345615079365071,3.06,2.4398365583075337]
[null,null,null,null,null,null,null,null,null,10121,"10121New York","10121",10121,"Zone J - New York City","Consolidated Edison","New York","New York City","NYC",{"$error":"#N/A"},{"$error":"#N/A"},"ConEd NYC","Zone J - New York City","NYC","","New York",null,"Upper Hudson","Ulster",12589,"Central Hudson Gas and Electric","Central Hudson Gas and Electric","Central Hudson Gas and Electric","Central Hudson Gas and Electric",0.13370000000000001,0.92100000000000004,2.5345615079365071,3.06,2.4398365583075337]
[null,null,null,null,null,null,null,null,null,10122,"10122New York","10122",10122,"Zone J - New York City","Consolidated Edison","New York","New York City","NYC",{"$error":"#N/A"},{"$error":"#N/A"},"ConEd NYC","Zone J - New York City","NYC","","New York",null,"Lower Hudson","Dutchess",12590,"Central Hudson Gas and Electric","Central Hudson Gas and Electric","Central Hudson Gas and Electric","Central Hudson Gas and Electric",0.13370000000000001,0.92100000000000004,2.6862187037037013,3.06,2.4398365583075337]
[null,null,null,null,null,null,null,null,null,10123,"10123New York","10123",10123,"Zone J - New York City","Consolidated Edison","New York","New York City","NYC",{"$error":"#N/A"},{"$error":"#N/A"},"ConEd NYC","Zone J - New York City","NYC","","New York",null,"Lower Hudson","Dutchess",12592,"New York State Electric and Gas","New York State Electric and Gas","New York State Electric and Gas","New York State Electric and Gas",0.1163,0.66700000000000004,2.6862187037037013,3.06,2.4398365583075337]
[null,null,null,null,null,null,null,null,null,10124,"10124New York","10124",10124,"Zone J - New York City","Consolidated Edison","New York","New York City","NYC",{"$error":"#N/A"},{"$error":"#N/A"},"ConEd NYC","Zone J - New York City","NYC","","New York",null,"Lower Hudson","Dutchess",12594,"New York State Electric and Gas","New York State Electric and Gas","New York State Electric and Gas","New York State Electric and Gas",0.1163,0.66700000000000004,2.6862187037037013,3.06,2.4398365583075337]
[null,null,null,null,null,null,null,null,null,10125,"10125New York","10125",10125,"Zone J - New York City","Consolidated Edison","New York","New York City","NYC",{"$error":"#N/A"},{"$error":"#N/A"},"ConEd NYC","Zone J - New York City","NYC","","New York",null,"Lower Hudson","Dutchess",12601,"Central Hudson Gas and Electric","Central Hudson Gas and Electric","Central Hudson Gas and Electric","Central Hudson Gas and Electric",0.13370000000000001,0.92100000000000004,2.6862187037037013,3.06,2.4398365583075337]
[null,null,null,null,null,null,null,null,null,10126,"10126New York","10126",10126,"Zone J - New York City","Consolidated Edison","New York","New York City","NYC",{"$error":"#N/A"},{"$error":"#N/A"},"ConEd NYC","Zone J - New York City","NYC","","New York",null,"Lower Hudson","Dutchess",12602,"Central Hudson Gas and Electric","Central Hudson Gas and Electric","Central Hudson Gas and Electric","Central Hudson Gas and Electric",0.13370000000000001,0.92100000000000004,2.6862187037037013,3.06,2.4398365583075337]
[null,null,null,null,null,null,null,null,null,10128,"10128New York","10128",10128,"Zone J - New York City","Consolidated Edison","New York","New York City","NYC",{"$error":"#N/A"},{"$error":"#N/A"},"ConEd NYC","Zone J - New York City","NYC","","New York",null,"Lower Hudson","Dutchess",12603,"Central Hudson Gas and Electric","Central Hudson Gas and Electric","Central Hudson Gas and Electric","Central Hudson Gas and Electric",0.13370000000000001,0.92100000000000004,2.6862187037037013,3.06,2.4398365583075337]
[null,null,null,null,null,null,null,null,null,10129,"10129New York","10129",10129,"Zone J - New York City","Consolidated Edison","New York","New York City","NYC",{"$error":"#N/A"},{"$error":"#N/A"},"ConEd NYC","Zone J - New York City","NYC","","New York",null,"Lower Hudson","Dutchess",12604,"Central Hudson Gas and Electric","Central Hudson Gas and Electric","Central Hudson Gas and Electric","Central Hudson Gas and Electric",0.13370000000000001,0.92100000000000004,2.6862187037037013,3.06,2.4398365583075337]
[null,null,null,null,null,null,null,null,null,10130,"10130New York","10130",10130,"Zone J - New York City","Consolidated Edison","New York","New York City","NYC",{"$error":"#N/A"},{"$error":"#N/A"},"ConEd NYC","Zone J - New York City","NYC","","New York",null,"Upper Hudson","Sullivan",12701,"New York State Electric and Gas","New York State Electric and Gas","New York State Electric and Gas","New York State Electric and Gas",9.2600000000000002E-2,0.66700000000000004,2.5345615079365071,3.06,2.4398365583075337]
[null,null,null,null,null,null,null,null,null,10131,"10131New York","10131",10131,"Zone J - New York City","Consolidated Edison","New York","New York City","NYC",{"$error":"#N/A"},{"$error":"#N/A"},"ConEd NYC","Zone J - New York City","NYC","","New York",null,"Upper Hudson","Sullivan",12719,"New York State Electric and Gas","New York State Electric and Gas","New York State Electric and Gas","New York State Electric and Gas",0.1163,0.66700000000000004,2.5345615079365071,3.06,2.4398365583075337]
[null,null,null,null,null,null,null,null,null,10132,"10132New York","10132",10132,"Zone J - New York City","Consolidated Edison","New York","New York City","NYC",{"$error":"#N/A"},{"$error":"#N/A"},"ConEd NYC","Zone J - New York City","NYC","","New York",null,"Upper Hudson","Sullivan",12720,"New York State Electric and Gas","New York State Electric and Gas","New York State Electric and Gas","New York State Electric and Gas",9.2600000000000002E-2,0.66700000000000004,2.5345615079365071,3.06,2.4398365583075337]
[null,null,null,null,null,null,null,null,null,10133,"10133New York","10133",10133,"Zone J - New York City","Consolidated Edison","New York","New York City","NYC",{"$error":"#N/A"},{"$error":"#N/A"},"ConEd NYC","Zone J - New York City","NYC","","New York",null,"Upper Hudson","Sullivan",12721,"Orange and Rockland","Orange and Rockland","Orange and Rockland","Orange and Rockland",0.1163,0.76500000000000001,2.5345615079365071,3.06,2.4398365583075337]
[null,null,null,null,null,null,null,null,null,10138,"10138New York","10138",10138,"Zone J - New York City","Consolidated Edison","New York","New York City","NYC",{"$error":"#N/A"},{"$error":"#N/A"},"ConEd NYC","Zone J - New York City","NYC","","New York",null,"Upper Hudson","Sullivan",12722,"Orange and Rockland","Orange and Rockland","Orange and Rockland","Orange and Rockland",0.1163,0.76500000000000001,2.5345615079365071,3.06,2.4398365583075337]
[null,null,null,null,null,null,null,null,null,10150,"10150New York","10150",10150,"Zone J - New York City","Consolidated Edison","New York","New York City","NYC",{"$error":"#N/A"},{"$error":"#N/A"},"ConEd NYC","Zone J - New York City","NYC","","New York",null,"Upper Hudson","Sullivan",12723,"New York State Electric and Gas","New York State Electric and Gas","New York State Electric and Gas","New York State Electric and Gas",9.2600000000000002E-2,0.66700000000000004,2.5345615079365071,3.06,2.4398365583075337]
[null,null,null,null,null,null,null,null,null,10151,"10151New York","10151",10151,"Zone J - New York City","Consolidated Edison","New York","New York City","NYC",{"$error":"#N/A"},{"$error":"#N/A"},"ConEd NYC","Zone J - New York City","NYC","","New York",null,"Upper Hudson","Sullivan",12724,"New York State Electric and Gas","New York State Electric and Gas","New York State Electric and Gas","New York State Electric and Gas",9.2600000000000002E-2,0.66700000000000004,2.5345615079365071,3.06,2.4398365583075337]
[null,null,null,null,null,null,null,null,null,10152,"10152New York","10152",10152,"Zone J - New York City","Consolidated Edison","New York","New York City","NYC",{"$error":"#N/A"},{"$error":"#N/A"},"ConEd NYC","Zone J - New York City","NYC","","New York",null,"Upper Hudson","Sullivan",12725,"Central Hudson Gas and Electric","Central Hudson Gas and Electric","Central Hudson Gas and Electric","Central Hudson Gas and Electric",0.13370000000000001,0.92100000000000004,2.5345615079365071,3.06,2.4398365583075337]
[null,null,null,null,null,null,null,null,null,10153,"10153New York","10153",10153,"Zone J - New York City","Consolidated Edison","New York","New York City","NYC",{"$error":"#N/A"},{"$error":"#N/A"},"ConEd NYC","Zone J - New York City","NYC","","New York",null,"Upper Hudson","Sullivan",12726,"New York State Electric and Gas","New York State Electric and Gas","New York State Electric and Gas","New York State Electric and Gas",9.2600000000000002E-2,0.66700000000000004,2.5345615079365071,3.06,2.4398365583075337]
[null,null,null,null,null,null,null,null,null,10154,"10154New York","10154",10154,"Zone J - New York City","Consolidated Edison","New York","New York City","NYC",{"$error":"#N/A"},{"$error":"#N/A"},"ConEd NYC","Zone J - New York City","NYC","","New York",null,"Upper Hudson","Sullivan",12727,"New York State Electric and Gas","New York State Electric and Gas","New York State Electric and Gas","New York State Electric and Gas",9.2600000000000002E-2,0.66700000000000004,2.5345615079365071,3.06,2.4398365583075337]
[null,null,null,null,null,null,null,null,null,10155,"10155New York","10155",10155,"Zone J - New York City","Consolidated Edison","New York","New York City","NYC",{"$error":"#N/A"},{"$error":"#N/A"},"ConEd NYC","Zone J - New York City","NYC","","New York",null,"Upper Hudson","Orange",12729,"Orange and Rockland","Orange and Rockland","Orange and Rockland","Orange and Rockland",0.1163,0.76500000000000001,2.5345615079365071,3.06,2.4398365583075337]
[null,null,null,null,null,null,null,null,null,10156,"10156New York","10156",10156,"Zone J - New York City","Consolidated Edison","New York","New York City","NYC",{"$error":"#N/A"},{"$error":"#N/A"},"ConEd NYC","Zone J - New York City","NYC","","New York",null,"Upper Hudson","Sullivan",12732,"New York State Electric and Gas","New York State Electric and Gas","New York State Electric and Gas","New York State Electric and Gas",0.1163,0.66700000000000004,2.5345615079365071,3.06,2.4398365583075337]
[null,null,null,null,null,null,null,null,null,10157,"10157New York","10157",10157,"Zone J - New York City","Consolidated Edison","New York","New York City","NYC",{"$error":"#N/A"},{"$error":"#N/A"},"ConEd NYC","Zone J - New York City","NYC","","New York",null,"Upper Hudson","Sullivan",12733,"New York State Electric and Gas","New York State Electric and Gas","New York State Electric and Gas","New York State Electric and Gas",9.2600000000000002E-2,0.66700000000000004,2.5345615079365071,3.06,2.4398365583075337]
[null,null,null,null,null,null,null,null,null,10158,"10158New York","10158",10158,"Zone J - New York City","Consolidated Edison","New York","New York City","NYC",{"$error":"#N/A"},{"$error":"#N/A"},"ConEd NYC","Zone J - New York City","NYC","","New York",null,"Upper Hudson","Sullivan",12734,"New York State Electric and Gas","New York State Electric and Gas","New York State Electric and Gas","New York State Electric and Gas",9.2600000000000002E-2,0.66700000000000004,2.5345615079365071,3.06,2.4398365583075337]
[null,null,null,null,null,null,null,null,null,10159,"10159New York","10159",10159,"Zone J - New York City","Consolidated Edison","New York","New York City","NYC",{"$error":"#N/A"},{"$error":"#N/A"},"ConEd NYC","Zone J - New York City","NYC","","New York",null,"Upper Hudson","Sullivan",12736,"New York State Electric and Gas","New York State Electric and Gas","New York State Electric and Gas","New York State Electric and Gas",9.2600000000000002E-2,0.66700000000000004,2.5345615079365071,3.06,2.4398365583075337]
[null,null,null,null,null,null,null,null,null,10160,"10160New York","10160",10160,"Zone J - New York City","Consolidated Edison","New York","New York City","NYC",{"$error":"#N/A"},{"$error":"#N/A"},"ConEd NYC","Zone J - New York City","NYC","","New York",null,"Upper Hudson","Sullivan",12737,"Orange and Rockland","Orange and Rockland","Orange and Rockland","Orange and Rockland",0.1163,0.76500000000000001,2.5345615079365071,3.06,2.4398365583075337]
[null,null,null,null,null,null,null,null,null,10161,"10161New York","10161",10161,"Zone J - New York City","Consolidated Edison","New York","New York City","NYC",{"$error":"#N/A"},{"$error":"#N/A"},"ConEd NYC","Zone J - New York City","NYC","","New York",null,"Upper Hudson","Sullivan",12738,"New York State Electric and Gas","New York State Electric and Gas","New York State Electric and Gas","New York State Electric and Gas",9.2600000000000002E-2,0.66700000000000004,2.5345615079365071,3.06,2.4398365583075337]
[null,null,null,null,null,null,null,null,null,10162,"10162New York","10162",10162,"Zone J - New York City","Consolidated Edison","New York","New York City","NYC",{"$error":"#N/A"},{"$error":"#N/A"},"ConEd NYC","Zone J - New York City","NYC","","New York",null,"Upper Hudson","Sullivan",12740,"Central Hudson Gas and Electric","Central Hudson Gas and Electric","Central Hudson Gas and Electric","Central Hudson Gas and Electric",0.13370000000000001,0.92100000000000004,2.5345615079365071,3.06,2.4398365583075337]
[null,null,null,null,null,null,null,null,null,10163,"10163New York","10163",10163,"Zone J - New York City","Consolidated Edison","New York","New York City","NYC",{"$error":"#N/A"},{"$error":"#N/A"},"ConEd NYC","Zone J - New York City","NYC","","New York",null,"Upper Hudson","Sullivan",12741,"New York State Electric and Gas","New York State Electric and Gas","New York State Electric and Gas","New York State Electric and Gas",9.2600000000000002E-2,0.66700000000000004,2.5345615079365071,3.06,2.4398365583075337]
[null,null,null,null,null,null,null,null,null,10164,"10164New York","10164",10164,"Zone J - New York City","Consolidated Edison","New York","New York City","NYC",{"$error":"#N/A"},{"$error":"#N/A"},"ConEd NYC","Zone J - New York City","NYC","","New York",null,"Upper Hudson","Sullivan",12742,"New York State Electric and Gas","New York State Electric and Gas","New York State Electric and Gas","New York State Electric and Gas",9.2600000000000002E-2,0.66700000000000004,2.5345615079365071,3.06,2.4398365583075337]
[null,null,null,null,null,null,null,null,null,10165,"10165New York","10165",10165,"Zone J - New York City","Consolidated Edison","New York","New York City","NYC",{"$error":"#N/A"},{"$error":"#N/A"},"ConEd NYC","Zone J - New York City","NYC","","New York",null,"Upper Hudson","Sullivan",12743,"New York State Electric and Gas","New York State Electric and Gas","New York State Electric and Gas","New York State Electric and Gas",0.1163,0.66700000000000004,2.5345615079365071,3.06,2.4398365583075337]
[null,null,null,null,null,null,null,null,null,10166,"10166New York","10166",10166,"Zone J - New York City","Consolidated Edison","New York","New York City","NYC",{"$error":"#N/A"},{"$error":"#N/A"},"ConEd NYC","Zone J - New York City","NYC","","New York",null,"Upper Hudson","Sullivan",12745,"New York State Electric and Gas","New York State Electric and Gas","New York State Electric and Gas","New York State Electric and Gas",9.2600000000000002E-2,0.66700000000000004,2.5345615079365071,3.06,2.4398365583075337]
[null,null,null,null,null,null,null,null,null,10167,"10167New York","10167",10167,"Zone J - New York City","Consolidated Edison","New York","New York City","NYC",{"$error":"#N/A"},{"$error":"#N/A"},"ConEd NYC","Zone J - New York City","NYC","","New York",null,"Upper Hudson","Orange",12746,"Orange and Rockland","Orange and Rockland","Orange and Rockland","Orange and Rockland",0.1163,0.76500000000000001,2.5345615079365071,3.06,2.4398365583075337]
[null,null,null,null,null,null,null,null,null,10168,"10168New York","10168",10168,"Zone J - New York City","Consolidated Edison","New York","New York City","NYC",{"$error":"#N/A"},{"$error":"#N/A"},"ConEd NYC","Zone J - New York City","NYC","","New York",null,"Upper Hudson","Sullivan",12747,"New York State Electric and Gas","New York State Electric and Gas","New York State Electric and Gas","New York State Electric and Gas",9.2600000000000002E-2,0.66700000000000004,2.5345615079365071,3.06,2.4398365583075337]
[null,null,null,null,null,null,null,null,null,10169,"10169New York","10169",10169,"Zone J - New York City","Consolidated Edison","New York","New York City","NYC",{"$error":"#N/A"},{"$error":"#N/A"},"ConEd NYC","Zone J - New York City","NYC","","New York",null,"Upper Hudson","Sullivan",12748,"New York State Electric and Gas","New York State Electric and Gas","New York State Electric and Gas","New York State Electric and Gas",9.2600000000000002E-2,0.66700000000000004,2.5345615079365071,3.06,2.4398365583075337]
[null,null,null,null,null,null,null,null,null,10170,"10170New York","10170",10170,"Zone J - New York City","Consolidated Edison","New York","New York City","NYC",{"$error":"#N/A"},{"$error":"#N/A"},"ConEd NYC","Zone J - New York City","NYC","","New York",null,"Upper Hudson","Sullivan",12749,"New York State Electric and Gas","New York State Electric and Gas","New York State Electric and Gas","New York State Electric and Gas",9.2600000000000002E-2,0.66700000000000004,2.5345615079365071,3.06,2.4398365583075337]
[null,null,null,null,null,null,null,null,null,10171,"10171New York","10171",10171,"Zone J - New York City","Consolidated Edison","New York","New York City","NYC",{"$error":"#N/A"},{"$error":"#N/A"},"ConEd NYC","Zone J - New York City","NYC","","New York",null,"Upper Hudson","Sullivan",12750,"New York State Electric and Gas","New York State Electric and Gas","New York State Electric and Gas","New York State Electric and Gas",9.2600000000000002E-2,0.66700000000000004,2.5345615079365071,3.06,2.4398365583075337]
[null,null,null,null,null,null,null,null,null,10172,"10172New York","10172",10172,"Zone J - New York City","Consolidated Edison","New York","New York City","NYC",{"$error":"#N/A"},{"$error":"#N/A"},"ConEd NYC","Zone J - New York City","NYC","","New York",null,"Upper Hudson","Sullivan",12751,"New York State Electric and Gas","New York State Electric and Gas","New York State Electric and Gas","New York State Electric and Gas",9.2600000000000002E-2,0.66700000000000004,2.5345615079365071,3.06,2.4398365583075337]
[null,null,null,null,null,null,null,null,null,{"$f":"L1092*1","v":10173},"10173New York","10173",10173,"Zone J - New York City","Consolidated Edison","New York","New York City","NYC",{"$error":"#N/A"},{"$error":"#N/A"},"ConEd NYC","Zone J - New York City","NYC","","New York",null,{"$f":"VLOOKUP(AC1092,J:R,9,)","v":"Upper Hudson"},"Sullivan",12752,"New York State Electric and Gas","New York State Electric and Gas","New York State Electric and Gas","New York State Electric and Gas",9.2600000000000002E-2,0.66700000000000004,2.5345615079365071,3.06,2.4398365583075337]
[null,null,null,null,null,null,null,null,null,10174,"10174New York","10174",10174,"Zone J - New York City","Consolidated Edison","New York","New York City","NYC",{"$error":"#N/A"},{"$error":"#N/A"},"ConEd NYC","Zone J - New York City","NYC","","New York",null,"Upper Hudson","Sullivan",12754,"New York State Electric and Gas","New York State Electric and Gas","New York State Electric and Gas","New York State Electric and Gas",9.2600000000000002E-2,0.66700000000000004,2.5345615079365071,3.06,2.4398365583075337]
[null,null,null,null,null,null,null,null,null,10175,"10175New York","10175",10175,"Zone J - New York City","Consolidated Edison","New York","New York City","NYC",{"$error":"#N/A"},{"$error":"#N/A"},"ConEd NYC","Zone J - New York City","NYC","","New York",null,"Upper Hudson","Sullivan",12758,"New York State Electric and Gas","New York State Electric and Gas","New York State Electric and Gas","New York State Electric and Gas",9.2600000000000002E-2,0.66700000000000004,2.5345615079365071,3.06,2.4398365583075337]
[null,null,null,null,null,null,null,null,null,10176,"10176New York","10176",10176,"Zone J - New York City","Consolidated Edison","New York","New York City","NYC",{"$error":"#N/A"},{"$error":"#N/A"},"ConEd NYC","Zone J - New York City","NYC","","New York",null,"Upper Hudson","Sullivan",12759,"New York State Electric and Gas","New York State Electric and Gas","New York State Electric and Gas","New York State Electric and Gas",9.2600000000000002E-2,0.66700000000000004,2.5345615079365071,3.06,2.4398365583075337]
[null,null,null,null,null,null,null,null,null,10177,"10177New York","10177",10177,"Zone J - New York City","Consolidated Edison","New York","New York City","NYC",{"$error":"#N/A"},{"$error":"#N/A"},"ConEd NYC","Zone J - New York City","NYC","","New York",null,"Upper Hudson","Sullivan",12760,"New York State Electric and Gas","New York State Electric and Gas","New York State Electric and Gas","New York State Electric and Gas",9.2600000000000002E-2,0.66700000000000004,2.5345615079365071,3.06,2.4398365583075337]
[null,null,null,null,null,null,null,null,null,10178,"10178New York","10178",10178,"Zone J - New York City","Consolidated Edison","New York","New York City","NYC",{"$error":"#N/A"},{"$error":"#N/A"},"ConEd NYC","Zone J - New York City","NYC","","New York",null,"Upper Hudson","Sullivan",12762,"New York State Electric and Gas","New York State Electric and Gas","New York State Electric and Gas","New York State Electric and Gas",9.2600000000000002E-2,0.66700000000000004,2.5345615079365071,3.06,2.4398365583075337]
[null,null,null,null,null,null,null,null,null,10179,"10179New York","10179",10179,"Zone J - New York City","Consolidated Edison","New York","New York City","NYC",{"$error":"#N/A"},{"$error":"#N/A"},"ConEd NYC","Zone J - New York City","NYC","","New York",null,"Upper Hudson","Sullivan",12763,"New York State Electric and Gas","New York State Electric and Gas","New York State Electric and Gas","New York State Electric and Gas",9.2600000000000002E-2,0.66700000000000004,2.5345615079365071,3.06,2.4398365583075337]
[null,null,null,null,null,null,null,null,null,10185,"10185New York","10185",10185,"Zone J - New York City","Consolidated Edison","New York","New York City","NYC",{"$error":"#N/A"},{"$error":"#N/A"},"ConEd NYC","Zone J - New York City","NYC","","New York",null,"Upper Hudson","Sullivan",12764,"New York State Electric and Gas","New York State Electric and Gas","New York State Electric and Gas","New York State Electric and Gas",9.2600000000000002E-2,0.66700000000000004,2.5345615079365071,3.06,2.4398365583075337]
[null,null,null,null,null,null,null,null,null,10199,"10199New York","10199",10199,"Zone J - New York City","Consolidated Edison","New York","New York City","NYC",{"$error":"#N/A"},{"$error":"#N/A"},"ConEd NYC","Zone J - New York City","NYC","","New York",null,"Upper Hudson","Sullivan",12765,"New York State Electric and Gas","New York State Electric and Gas","New York State Electric and Gas","New York State Electric and Gas",9.2600000000000002E-2,0.66700000000000004,2.5345615079365071,3.06,2.4398365583075337]
[null,null,null,null,null,null,null,null,null,10203,"10203New York","10203",10203,"Zone J - New York City","Consolidated Edison","New York","New York City","NYC",{"$error":"#N/A"},{"$error":"#N/A"},"ConEd NYC","Zone J - New York City","NYC","","New York",null,"Upper Hudson","Sullivan",12766,"New York State Electric and Gas","New York State Electric and Gas","New York State Electric and Gas","New York State Electric and Gas",9.2600000000000002E-2,0.66700000000000004,2.5345615079365071,3.06,2.4398365583075337]
[null,null,null,null,null,null,null,null,null,10211,"10211New York","10211",10211,"Zone J - New York City","Consolidated Edison","New York","New York City","NYC",{"$error":"#N/A"},{"$error":"#N/A"},"ConEd NYC","Zone J - New York City","NYC","","New York",null,"Upper Hudson","Sullivan",12767,"New York State Electric and Gas","New York State Electric and Gas","New York State Electric and Gas","New York State Electric and Gas",9.2600000000000002E-2,0.66700000000000004,2.5345615079365071,3.06,2.4398365583075337]
[null,null,null,null,null,null,null,null,null,10212,"10212New York","10212",10212,"Zone J - New York City","Consolidated Edison","New York","New York City","NYC",{"$error":"#N/A"},{"$error":"#N/A"},"ConEd NYC","Zone J - New York City","NYC","","New York",null,"Upper Hudson","Sullivan",12768,"New York State Electric and Gas","New York State Electric and Gas","New York State Electric and Gas","New York State Electric and Gas",9.2600000000000002E-2,0.66700000000000004,2.5345615079365071,3.06,2.4398365583075337]
[null,null,null,null,null,null,null,null,null,10213,"10213New York","10213",10213,"Zone J - New York City","Consolidated Edison","New York","New York City","NYC",{"$error":"#N/A"},{"$error":"#N/A"},"ConEd NYC","Zone J - New York City","NYC","","New York",null,"Upper Hudson","Sullivan",12769,"Orange and Rockland","Orange and Rockland","Orange and Rockland","Orange and Rockland",0.1163,0.76500000000000001,2.5345615079365071,3.06,2.4398365583075337]
[null,null,null,null,null,null,null,null,null,10242,"10242New York","10242",10242,"Zone J - New York City","Consolidated Edison","New York","New York City","NYC",{"$error":"#N/A"},{"$error":"#N/A"},"ConEd NYC","Zone J - New York City","NYC","","New York",null,"Upper Hudson","Sullivan",12770,"Orange and Rockland","Orange and Rockland","Orange and Rockland","Orange and Rockland",0.1163,0.76500000000000001,2.5345615079365071,3.06,2.4398365583075337]
[null,null,null,null,null,null,null,null,null,10249,"10249New York","10249",10249,"Zone J - New York City","Consolidated Edison","New York","New York City","NYC",{"$error":"#N/A"},{"$error":"#N/A"},"ConEd NYC","Zone J - New York City","NYC","","New York",null,"Upper Hudson","Orange",12771,"Orange and Rockland","Orange and Rockland","Orange and Rockland","Orange and Rockland",0.1163,0.76500000000000001,2.5345615079365071,3.06,2.4398365583075337]
[null,null,null,null,null,null,null,null,null,10256,"10256New York","10256",10256,"Zone J - New York City","Consolidated Edison","New York","New York City","NYC",{"$error":"#N/A"},{"$error":"#N/A"},"ConEd NYC","Zone J - New York City","NYC","","New York",null,"Upper Hudson","Sullivan",12775,"New York State Electric and Gas","New York State Electric and Gas","New York State Electric and Gas","New York State Electric and Gas",9.2600000000000002E-2,0.66700000000000004,2.5345615079365071,3.06,2.4398365583075337]
[null,null,null,null,null,null,null,null,null,10257,"10257New York","10257",10257,"Zone J - New York City","Consolidated Edison","New York","New York City","NYC",{"$error":"#N/A"},{"$error":"#N/A"},"ConEd NYC","Zone J - New York City","NYC","","New York",null,"Central","Delaware",12776,"New York State Electric and Gas","New York State Electric and Gas","New York State Electric and Gas","New York State Electric and Gas",9.2600000000000002E-2,0.66700000000000004,2.4470744444444432,3.06,2.2435595175438618]
[null,null,null,null,null,null,null,null,null,10258,"10258New York","10258",10258,"Zone J - New York City","Consolidated Edison","New York","New York City","NYC",{"$error":"#N/A"},{"$error":"#N/A"},"ConEd NYC","Zone J - New York City","NYC","","New York",null,"Upper Hudson","Sullivan",12777,"Orange and Rockland","Orange and Rockland","Orange and Rockland","Orange and Rockland",0.1163,0.76500000000000001,2.5345615079365071,3.06,2.4398365583075337]
[null,null,null,null,null,null,null,null,null,10259,"10259New York","10259",10259,"Zone J - New York City","Consolidated Edison","New York","New York City","NYC",{"$error":"#N/A"},{"$error":"#N/A"},"ConEd NYC","Zone J - New York City","NYC","","New York",null,"Upper Hudson","Sullivan",12778,"New York State Electric and Gas","New York State Electric and Gas","New York State Electric and Gas","New York State Electric and Gas",9.2600000000000002E-2,0.66700000000000004,2.5345615079365071,3.06,2.4398365583075337]
[null,null,null,null,null,null,null,null,null,10260,"10260New York","10260",10260,"Zone J - New York City","Consolidated Edison","New York","New York City","NYC",{"$error":"#N/A"},{"$error":"#N/A"},"ConEd NYC","Zone J - New York City","NYC","","New York",null,"Upper Hudson","Sullivan",12779,"New York State Electric and Gas","New York State Electric and Gas","New York State Electric and Gas","New York State Electric and Gas",9.2600000000000002E-2,0.66700000000000004,2.5345615079365071,3.06,2.4398365583075337]
[null,null,null,null,null,null,null,null,null,10261,"10261New York","10261",10261,"Zone J - New York City","Consolidated Edison","New York","New York City","NYC",{"$error":"#N/A"},{"$error":"#N/A"},"ConEd NYC","Zone J - New York City","NYC","","New York",null,"Upper Hudson","Orange",12780,"Orange and Rockland","Orange and Rockland","Orange and Rockland","Orange and Rockland",0.1163,0.76500000000000001,2.5345615079365071,3.06,2.4398365583075337]
[null,null,null,null,null,null,null,null,null,10265,"10265New York","10265",10265,"Zone J - New York City","Consolidated Edison","New York","New York City","NYC",{"$error":"#N/A"},{"$error":"#N/A"},"ConEd NYC","Zone J - New York City","NYC","","New York",null,"Upper Hudson","Sullivan",12781,"Orange and Rockland","Orange and Rockland","Orange and Rockland","Orange and Rockland",0.1163,0.76500000000000001,2.5345615079365071,3.06,2.4398365583075337]
[null,null,null,null,null,null,null,null,null,10268,"10268New York","10268",10268,"Zone J - New York City","Consolidated Edison","New York","New York City","NYC",{"$error":"#N/A"},{"$error":"#N/A"},"ConEd NYC","Zone J - New York City","NYC","","New York",null,"Upper Hudson","Sullivan",12783,"New York State Electric and Gas","New York State Electric and Gas","New York State Electric and Gas","New York State Electric and Gas",9.2600000000000002E-2,0.66700000000000004,2.5345615079365071,3.06,2.4398365583075337]
[null,null,null,null,null,null,null,null,null,10269,"10269New York","10269",10269,"Zone J - New York City","Consolidated Edison","New York","New York City","NYC",{"$error":"#N/A"},{"$error":"#N/A"},"ConEd NYC","Zone J - New York City","NYC","","New York",null,"Upper Hudson","Sullivan",12784,"New York State Electric and Gas","New York State Electric and Gas","New York State Electric and Gas","New York State Electric and Gas",9.2600000000000002E-2,0.66700000000000004,2.5345615079365071,3.06,2.4398365583075337]
[null,null,null,null,null,null,null,null,null,10270,"10270New York","10270",10270,"Zone J - New York City","Consolidated Edison","New York","New York City","NYC",{"$error":"#N/A"},{"$error":"#N/A"},"ConEd NYC","Zone J - New York City","NYC","","New York",null,"Upper Hudson","Orange",12785,"Orange and Rockland","Orange and Rockland","Orange and Rockland","Orange and Rockland",0.1163,0.76500000000000001,2.5345615079365071,3.06,2.4398365583075337]
[null,null,null,null,null,null,null,null,null,10271,"10271New York","10271",10271,"Zone J - New York City","Consolidated Edison","New York","New York City","NYC",{"$error":"#N/A"},{"$error":"#N/A"},"ConEd NYC","Zone J - New York City","NYC","","New York",null,"Upper Hudson","Sullivan",12786,"New York State Electric and Gas","New York State Electric and Gas","New York State Electric and Gas","New York State Electric and Gas",9.2600000000000002E-2,0.66700000000000004,2.5345615079365071,3.06,2.4398365583075337]
[null,null,null,null,null,null,null,null,null,10272,"10272New York","10272",10272,"Zone J - New York City","Consolidated Edison","New York","New York City","NYC",{"$error":"#N/A"},{"$error":"#N/A"},"ConEd NYC","Zone J - New York City","NYC","","New York",null,"Upper Hudson","Sullivan",12787,"New York State Electric and Gas","New York State Electric and Gas","New York State Electric and Gas","New York State Electric and Gas",9.2600000000000002E-2,0.66700000000000004,2.5345615079365071,3.06,2.4398365583075337]
[null,null,null,null,null,null,null,null,null,10273,"10273New York","10273",10273,"Zone J - New York City","Consolidated Edison","New York","New York City","NYC",{"$error":"#N/A"},{"$error":"#N/A"},"ConEd NYC","Zone J - New York City","NYC","","New York",null,"Upper Hudson","Sullivan",12788,"New York State Electric and Gas","New York State Electric and Gas","New York State Electric and Gas","New York State Electric and Gas",9.2600000000000002E-2,0.66700000000000004,2.5345615079365071,3.06,2.4398365583075337]
[null,null,null,null,null,null,null,null,null,10274,"10274New York","10274",10274,"Zone J - New York City","Consolidated Edison","New York","New York City","NYC",{"$error":"#N/A"},{"$error":"#N/A"},"ConEd NYC","Zone J - New York City","NYC","","New York",null,"Upper Hudson","Sullivan",12789,"New York State Electric and Gas","New York State Electric and Gas","New York State Electric and Gas","New York State Electric and Gas",9.2600000000000002E-2,0.66700000000000004,2.5345615079365071,3.06,2.4398365583075337]
[null,null,null,null,null,null,null,null,null,10275,"10275New York","10275",10275,"Zone J - New York City","Consolidated Edison","New York","New York City","NYC",{"$error":"#N/A"},{"$error":"#N/A"},"ConEd NYC","Zone J - New York City","NYC","","New York",null,"Upper Hudson","Sullivan",12790,"Orange and Rockland","Orange and Rockland","Orange and Rockland","Orange and Rockland",0.1163,0.76500000000000001,2.5345615079365071,3.06,2.4398365583075337]
[null,null,null,null,null,null,null,null,null,10276,"10276New York","10276",10276,"Zone J - New York City","Consolidated Edison","New York","New York City","NYC",{"$error":"#N/A"},{"$error":"#N/A"},"ConEd NYC","Zone J - New York City","NYC","","New York",null,"Upper Hudson","Sullivan",12791,"New York State Electric and Gas","New York State Electric and Gas","New York State Electric and Gas","New York State Electric and Gas",9.2600000000000002E-2,0.66700000000000004,2.5345615079365071,3.06,2.4398365583075337]
[null,null,null,null,null,null,null,null,null,10277,"10277New York","10277",10277,"Zone J - New York City","Consolidated Edison","New York","New York City","NYC",{"$error":"#N/A"},{"$error":"#N/A"},"ConEd NYC","Zone J - New York City","NYC","","New York",null,"Upper Hudson","Sullivan",12792,"New York State Electric and Gas","New York State Electric and Gas","New York State Electric and Gas","New York State Electric and Gas",0.1163,0.66700000000000004,2.5345615079365071,3.06,2.4398365583075337]
[null,null,null,null,null,null,null,null,null,10278,"10278New York","10278",10278,"Zone J - New York City","Consolidated Edison","New York","New York City","NYC",{"$error":"#N/A"},{"$error":"#N/A"},"ConEd NYC","Zone J - New York City","NYC","","New York",null,"North Country","Warren",12801,"National Grid","National Grid","National Grid","National Grid",0.1167,0.66300000000000003,2.5133023809523802,3.06,2.660757651515151]
[null,null,null,null,null,null,null,null,null,10279,"10279New York","10279",10279,"Zone J - New York City","Consolidated Edison","New York","New York City","NYC",{"$error":"#N/A"},{"$error":"#N/A"},"ConEd NYC","Zone J - New York City","NYC","","New York",null,"Capital District","Saratoga",12803,"National Grid","National Grid","National Grid","National Grid",0.1167,0.66300000000000003,2.4871160256410261,3.06,2.660757651515151]
[null,null,null,null,null,null,null,null,null,10280,"10280New York","10280",10280,"Zone J - New York City","Consolidated Edison","New York","New York City","NYC",{"$error":"#N/A"},{"$error":"#N/A"},"ConEd NYC","Zone J - New York City","NYC","","New York",null,"North Country","Warren",12804,"National Grid","National Grid","National Grid","National Grid",0.1167,0.66300000000000003,2.5133023809523802,3.06,2.660757651515151]
[null,null,null,null,null,null,null,null,null,10285,"10285New York","10285",10285,"Zone J - New York City","Consolidated Edison","New York","New York City","NYC",{"$error":"#N/A"},{"$error":"#N/A"},"ConEd NYC","Zone J - New York City","NYC","","New York",null,"North Country","Warren",12808,"National Grid","National Grid","National Grid","National Grid",0.1167,0.66300000000000003,2.5133023809523802,3.06,2.660757651515151]
[null,null,null,null,null,null,null,null,null,10286,"10286New York","10286",10286,"Zone J - New York City","Consolidated Edison","New York","New York City","NYC",{"$error":"#N/A"},{"$error":"#N/A"},"ConEd NYC","Zone J - New York City","NYC","","New York",null,"Capital District","Washington",12809,"National Grid","National Grid","National Grid","National Grid",0.1167,0.66300000000000003,2.4871160256410261,3.06,2.660757651515151]
[null,null,null,null,null,null,null,null,null,10292,"10292New York","10292",10292,"Zone J - New York City","Consolidated Edison","New York","New York City","NYC",{"$error":"#N/A"},{"$error":"#N/A"},"ConEd NYC","Zone J - New York City","NYC","","New York",null,"North Country","Warren",12810,"National Grid","National Grid","National Grid","National Grid",0.1167,0.66300000000000003,2.5133023809523802,3.06,2.660757651515151]
[null,null,null,null,null,null,null,null,null,10080,"10080New York","10080",10080,null,null,"New York","New York City","NYC",{"$error":"#N/A"},{"$error":"#N/A"},"ConEd NYC","","NYC","","New York",null,"North Country","Warren",12811,"National Grid","National Grid","National Grid","National Grid",0.1167,0.66300000000000003,2.5133023809523802,3.06,2.660757651515151]
[null,null,null,null,null,null,null,null,null,10281,"10281New York","10281",10281,null,null,"New York","New York City","NYC",{"$error":"#N/A"},{"$error":"#N/A"},"ConEd NYC","","NYC","","New York",null,"North Country","Hamilton",12812,"New York State Electric and Gas","New York State Electric and Gas","New York State Electric and Gas","New York State Electric and Gas",0.106,0.66700000000000004,2.5133023809523802,3.06,2.8854408173076935]
[null,null,null,null,null,null,null,null,null,10282,"10282New York","10282",10282,null,null,"New York","New York City","NYC",{"$error":"#N/A"},{"$error":"#N/A"},"ConEd NYC","","NYC","","New York",null,"North Country","Warren",12814,"National Grid","National Grid","National Grid","National Grid",0.1167,0.66300000000000003,2.5133023809523802,3.06,2.660757651515151]
[null,null,null,null,null,null,null,null,null,14012,"14012Niagara","14012",14012,"Zone A - West","National Grid","Niagara","Western New York","Western","Western","Western","ConEd NYC","Zone A - West","Western","Western Region","Buffalo",null,"North Country","Warren",12815,"National Grid","National Grid","National Grid","National Grid",0.1167,0.66300000000000003,2.5133023809523802,3.06,2.660757651515151]
[null,null,null,null,null,null,null,null,null,14067,"14067Niagara","14067",14067,"Zone A - West","National Grid","Niagara","Western New York","Western","Western","Western",null,"Zone A - West","Western","Western Region","Buffalo",null,"Capital District","Washington",12816,"National Grid","National Grid","National Grid","National Grid",0.1167,0.66300000000000003,2.4871160256410261,3.06,2.660757651515151]
[null,null,null,null,null,null,null,null,null,14105,"14105Niagara","14105",14105,"Zone A - West","National Grid","Niagara","Western New York","Western","Western","Western",null,"Zone A - West","Western","Western Region","Buffalo",null,"North Country","Warren",12817,"National Grid","National Grid","National Grid","National Grid",0.1167,0.66300000000000003,2.5133023809523802,3.06,2.660757651515151]
[null,null,null,null,null,null,null,null,null,14094,"14094Niagara","14094",14094,"Zone A - West","New York State Electric and Gas","Niagara","Western New York","Western","Western","Western",null,"Zone A - West","Western","Western Region","Buffalo",null,"Capital District","Washington",12819,"National Grid","National Grid","National Grid","National Grid",0.1167,0.66300000000000003,2.4871160256410261,3.06,2.660757651515151]
[null,null,null,null,null,null,null,null,null,14095,"14095Niagara","14095",14095,"Zone A - West","New York State Electric and Gas","Niagara","Western New York","Western","Western","Western",null,"Zone A - West","Western","Western Region","Buffalo",null,"North Country","Warren",12820,"National Grid","National Grid","National Grid","National Grid",0.1167,0.66300000000000003,2.5133023809523802,3.06,2.660757651515151]
[null,null,null,null,null,null,null,null,null,14008,"14008Niagara","14008",14008,"Zone A - West","National Grid","Niagara","Western New York","Western","Western","Western",null,"Zone A - West","Western","Western Region","Buffalo",null,"Capital District","Washington",12821,"National Grid","National Grid","National Grid","National Grid",0.1167,0.66300000000000003,2.4871160256410261,3.06,2.660757651515151]
[null,null,null,null,null,null,null,null,null,14028,"14028Niagara","14028",14028,"Zone A - West","National Grid","Niagara","Western New York","Western","Western","Western",null,"Zone A - West","Western","Western Region","Buffalo",null,"Capital District","Saratoga",12822,"National Grid","National Grid","National Grid","National Grid",0.1167,0.66300000000000003,2.4871160256410261,3.06,2.660757651515151]
[null,null,null,null,null,null,null,null,null,14092,"14092Niagara","14092",14092,"Zone A - West","National Grid","Niagara","Western New York","Western","Western","Western",null,"Zone A - West","Western","Western Region","Buffalo",null,"Capital District","Washington",12823,"National Grid","National Grid","National Grid","National Grid",0.1167,0.66300000000000003,2.4871160256410261,3.06,2.660757651515151]
[null,null,null,null,null,null,null,null,null,14107,"14107Niagara","14107",14107,"Zone A - West","National Grid","Niagara","Western New York","Western","Western","Western",null,"Zone A - West","Western","Western Region","Buffalo",null,"North Country","Warren",12824,"National Grid","National Grid","National Grid","National Grid",0.1167,0.66300000000000003,2.5133023809523802,3.06,2.660757651515151]
[null,null,null,null,null,null,null,null,null,14108,"14108Niagara","14108",14108,"Zone A - West","National Grid","Niagara","Western New York","Western","Western","Western",null,"Zone A - West","Western","Western Region","Buffalo",null,"Capital District","Washington",12827,"National Grid","National Grid","National Grid","National Grid",0.1167,0.66300000000000003,2.4871160256410261,3.06,2.660757651515151]
[null,null,null,null,null,null,null,null,null,14109,"14109Niagara","14109",14109,"Zone A - West","National Grid","Niagara","Western New York","Western","Western","Western",null,"Zone A - West","Western","Western Region","Buffalo",null,"Capital District","Washington",12828,"National Grid","National Grid","National Grid","National Grid",0.1167,0.66300000000000003,2.4871160256410261,3.06,2.660757651515151]
[null,null,null,null,null,null,null,null,null,14120,"14120Niagara","14120",14120,"Zone A - West","National Grid","Niagara","Western New York","Western","Western","Western",null,"Zone A - West","Western","Western Region","Buffalo",null,"Capital District","Saratoga",12831,"National Grid","National Grid","National Grid","National Grid",0.1167,0.66300000000000003,2.4871160256410261,3.06,2.660757651515151]
[null,null,null,null,null,null,null,null,null,14126,"14126Niagara","14126",14126,"Zone A - West","National Grid","Niagara","Western New York","Western","Western","Western",null,"Zone A - West","Western","Western Region","Buffalo",null,"Capital District","Washington",12832,"New York State Electric and Gas","New York State Electric and Gas","New York State Electric and Gas","New York State Electric and Gas",0.106,0.66700000000000004,2.4871160256410261,3.06,2.660757651515151]
[null,null,null,null,null,null,null,null,null,14131,"14131Niagara","14131",14131,"Zone A - West","National Grid","Niagara","Western New York","Western","Western","Western",null,"Zone A - West","Western","Western Region","Buffalo",null,"Capital District","Saratoga",12833,"National Grid","National Grid","National Grid","National Grid",0.1167,0.66300000000000003,2.4871160256410261,3.06,2.660757651515151]
[null,null,null,null,null,null,null,null,null,14132,"14132Niagara","14132",14132,"Zone A - West","National Grid","Niagara","Western New York","Western","Western","Western",null,"Zone A - West","Western","Western Region","Buffalo",null,"Capital District","Washington",12834,"National Grid","National Grid","National Grid","National Grid",0.1167,0.66300000000000003,2.4871160256410261,3.06,2.660757651515151]
[null,null,null,null,null,null,null,null,null,14144,"14144Niagara","14144",14144,"Zone A - West","National Grid","Niagara","Western New York","Western","Western","Western",null,"Zone A - West","Western","Western Region","Buffalo",null,"Capital District","Saratoga",12835,"National Grid","National Grid","National Grid","National Grid",0.1167,0.66300000000000003,2.4871160256410261,3.06,2.660757651515151]
[null,null,null,null,null,null,null,null,null,14172,"14172Niagara","14172",14172,"Zone A - West","National Grid","Niagara","Western New York","Western","Western","Western",null,"Zone A - West","Western","Western Region","Buffalo",null,"North Country","Warren",12836,"National Grid","National Grid","National Grid","National Grid",0.1167,0.66300000000000003,2.5133023809523802,3.06,2.660757651515151]
[null,null,null,null,null,null,null,null,null,14174,"14174Niagara","14174",14174,"Zone A - West","National Grid","Niagara","Western New York","Western","Western","Western",null,"Zone A - West","Western","Western Region","Buffalo",null,"Capital District","Washington",12837,"National Grid","National Grid","National Grid","National Grid",0.1167,0.66300000000000003,2.4871160256410261,3.06,2.660757651515151]
[null,null,null,null,null,null,null,null,null,14301,"14301Niagara","14301",14301,"Zone A - West","National Grid","Niagara","Western New York","Western","Western","Western",null,"Zone A - West","Western","Western Region","Buffalo",null,"Capital District","Washington",12838,"National Grid","National Grid","National Grid","National Grid",0.1167,0.66300000000000003,2.4871160256410261,3.06,2.660757651515151]
[null,null,null,null,null,null,null,null,null,14302,"14302Niagara","14302",14302,"Zone A - West","National Grid","Niagara","Western New York","Western","Western","Western",null,"Zone A - West","Western","Western Region","Buffalo",null,"Capital District","Washington",12839,"National Grid","National Grid","National Grid","National Grid",0.1167,0.66300000000000003,2.4871160256410261,3.06,2.660757651515151]
[null,null,null,null,null,null,null,null,null,14303,"14303Niagara","14303",14303,"Zone A - West","National Grid","Niagara","Western New York","Western","Western","Western",null,"Zone A - West","Western","Western Region","Buffalo",null,"Capital District","Washington",12841,"National Grid","National Grid","National Grid","National Grid",0.1167,0.66300000000000003,2.4871160256410261,3.06,2.660757651515151]
[null,null,null,null,null,null,null,null,null,14304,"14304Niagara","14304",14304,"Zone A - West","National Grid","Niagara","Western New York","Western","Western","Western",null,"Zone A - West","Western","Western Region","Buffalo",null,"North Country","Hamilton",12842,"National Grid","National Grid","National Grid","National Grid",0.1167,0.66300000000000003,2.5133023809523802,3.06,2.8854408173076935]
[null,null,null,null,null,null,null,null,null,14305,"14305Niagara","14305",14305,"Zone A - West","National Grid","Niagara","Western New York","Western","Western","Western",null,"Zone A - West","Western","Western Region","Buffalo",null,"North Country","Warren",12843,"National Grid","National Grid","National Grid","National Grid",0.1167,0.66300000000000003,2.5133023809523802,3.06,2.660757651515151]
[null,null,null,null,null,null,null,null,null,{"$f":"L1156*1","v":13042},"13042Oneida","13042",13042,"Zone C - Central","National Grid","Oneida","Mohawk Valley","Central","Central","Central",null,"Zone C - Central","Central","Central Region","Syracuse",null,{"$f":"VLOOKUP(AC1156,J:R,9,)","v":"Capital District"},"Washington",12844,"National Grid","National Grid","National Grid","National Grid",0.1167,0.66300000000000003,2.4871160256410261,3.06,2.660757651515151]
[null,null,null,null,null,null,null,null,null,13483,"13483Oneida","13483",13483,"Zone C - Central","National Grid","Oneida","Mohawk Valley","Central","Central","Central",null,"Zone C - Central","Central","Central Region","Binghamton",null,"North Country","Warren",12845,"National Grid","National Grid","National Grid","National Grid",0.1167,0.66300000000000003,2.5133023809523802,3.06,2.660757651515151]
[null,null,null,null,null,null,null,null,null,13301,"13301Oneida","13301",13301,"Zone E - Mohawk Valley","Municipal Utilities","Oneida","Mohawk Valley","Central","Central","Central",null,"Zone E - Mohawk Valley","Central","Central Region","Binghamton",null,"North Country","Warren",12846,"National Grid","National Grid","National Grid","National Grid",0.1167,0.66300000000000003,2.5133023809523802,3.06,2.660757651515151]
[null,null,null,null,null,null,null,null,null,13309,"13309Oneida","13309",13309,"Zone E - Mohawk Valley","Municipal Utilities","Oneida","Mohawk Valley","Central","Central","Central",null,"Zone E - Mohawk Valley","Central","Central Region","Syracuse",null,"North Country","Hamilton",12847,"New York State Electric and Gas","New York State Electric and Gas","New York State Electric and Gas","New York State Electric and Gas",9.2600000000000002E-2,0.66700000000000004,2.5133023809523802,3.06,2.8854408173076935]
[null,null,null,null,null,null,null,null,null,13054,"13054Oneida","13054",13054,"Zone E - Mohawk Valley","National Grid","Oneida","Mohawk Valley","Central","Central","Central",null,"Zone E - Mohawk Valley","Central","Central Region","Syracuse",null,"Capital District","Washington",12848,"National Grid","National Grid","National Grid","National Grid",0.1167,0.66300000000000003,2.4871160256410261,3.06,2.660757651515151]
[null,null,null,null,null,null,null,null,null,13123,"13123Oneida","13123",13123,"Zone E - Mohawk Valley","National Grid","Oneida","Mohawk Valley","Central","Central","Central",null,"Zone E - Mohawk Valley","Central","Central Region","Syracuse",null,"Capital District","Washington",12849,"New York State Electric and Gas","New York State Electric and Gas","New York State Electric and Gas","New York State Electric and Gas",0.106,0.66700000000000004,2.4871160256410261,3.06,2.660757651515151]
[null,null,null,null,null,null,null,null,null,13157,"13157Oneida","13157",13157,"Zone E - Mohawk Valley","National Grid","Oneida","Mohawk Valley","Central","Central","Central",null,"Zone E - Mohawk Valley","Central","Central Region","Syracuse",null,"Capital District","Saratoga",12850,"National Grid","National Grid","National Grid","National Grid",0.1167,0.66300000000000003,2.4871160256410261,3.06,2.660757651515151]
[null,null,null,null,null,null,null,null,null,13162,"13162Oneida","13162",13162,"Zone E - Mohawk Valley","National Grid","Oneida","Mohawk Valley","Central","Central","Central",null,"Zone E - Mohawk Valley","Central","Central Region","Syracuse",null,"North Country","Essex",12851,"National Grid","National Grid","National Grid","National Grid",0.1167,0.66300000000000003,2.5133023809523802,3.06,2.8854408173076935]
[null,null,null,null,null,null,null,null,null,13303,"13303Oneida","13303",13303,"Zone E - Mohawk Valley","National Grid","Oneida","Mohawk Valley","Central","Central","Central",null,"Zone E - Mohawk Valley","Central","Central Region","Binghamton",null,"North Country","Essex",12852,"New York State Electric and Gas","New York State Electric and Gas","New York State Electric and Gas","New York State Electric and Gas",9.2600000000000002E-2,0.66700000000000004,2.5133023809523802,3.06,2.8854408173076935]
[null,null,null,null,null,null,null,null,null,13304,"13304Oneida","13304",13304,"Zone E - Mohawk Valley","National Grid","Oneida","Mohawk Valley","Central","Central","Central",null,"Zone E - Mohawk Valley","Central","Central Region","Binghamton",null,"North Country","Warren",12853,"National Grid","National Grid","National Grid","National Grid",0.1167,0.66300000000000003,2.5133023809523802,3.06,2.660757651515151]
[null,null,null,null,null,null,null,null,null,13308,"13308Oneida","13308",13308,"Zone E - Mohawk Valley","National Grid","Oneida","Mohawk Valley","Central","Central","Central",null,"Zone E - Mohawk Valley","Central","Central Region","Syracuse",null,"Capital District","Washington",12854,"New York State Electric and Gas","New York State Electric and Gas","New York State Electric and Gas","New York State Electric and Gas",0.106,0.66700000000000004,2.4871160256410261,3.06,2.660757651515151]
[null,null,null,null,null,null,null,null,null,13316,"13316Oneida","13316",13316,"Zone E - Mohawk Valley","National Grid","Oneida","Mohawk Valley","Central","Central","Central",null,"Zone E - Mohawk Valley","Central","Central Region","Binghamton",null,"North Country","Essex",12855,"National Grid","National Grid","National Grid","National Grid",0.1167,0.66300000000000003,2.5133023809523802,3.06,2.8854408173076935]
[null,null,null,null,null,null,null,null,null,13319,"13319Oneida","13319",13319,"Zone E - Mohawk Valley","National Grid","Oneida","Mohawk Valley","Central","Central","Central",null,"Zone E - Mohawk Valley","Central","Central Region","Binghamton",null,"North Country","Warren",12856,"National Grid","National Grid","National Grid","National Grid",0.1167,0.66300000000000003,2.5133023809523802,3.06,2.660757651515151]
[null,null,null,null,null,null,null,null,null,13321,"13321Oneida","13321",13321,"Zone E - Mohawk Valley","National Grid","Oneida","Mohawk Valley","Central","Central","Central",null,"Zone E - Mohawk Valley","Central","Central Region","Binghamton",null,"North Country","Essex",12857,"National Grid","National Grid","National Grid","National Grid",0.1167,0.66300000000000003,2.5133023809523802,3.06,2.8854408173076935]
[null,null,null,null,null,null,null,null,null,13322,"13322Oneida","13322",13322,"Zone E - Mohawk Valley","National Grid","Oneida","Mohawk Valley","Central","Central","Central",null,"Zone E - Mohawk Valley","Central","Central Region","Binghamton",null,"North Country","Essex",12858,"National Grid","National Grid","National Grid","National Grid",0.1167,0.66300000000000003,2.5133023809523802,3.06,2.8854408173076935]
[null,null,null,null,null,null,null,null,null,13323,"13323Oneida","13323",13323,"Zone E - Mohawk Valley","National Grid","Oneida","Mohawk Valley","Central","Central","Central",null,"Zone E - Mohawk Valley","Central","Central Region","Binghamton",null,"Capital District","Saratoga",12859,"National Grid","National Grid","National Grid","National Grid",0.1167,0.66300000000000003,2.4871160256410261,3.06,2.660757651515151]
[null,null,null,null,null,null,null,null,null,13338,"13338Oneida","13338",13338,"Zone E - Mohawk Valley","National Grid","Oneida","Mohawk Valley","Central","Central","Central",null,"Zone E - Mohawk Valley","Central","Central Region","Albany",null,"North Country","Warren",12860,"National Grid","National Grid","National Grid","National Grid",0.1167,0.66300000000000003,2.5133023809523802,3.06,2.660757651515151]
[null,null,null,null,null,null,null,null,null,13341,"13341Oneida","13341",13341,"Zone E - Mohawk Valley","National Grid","Oneida","Mohawk Valley","Central","Central","Central",null,"Zone E - Mohawk Valley","Central","Central Region","Binghamton",null,"Capital District","Washington",12861,"National Grid","National Grid","National Grid","National Grid",0.1167,0.66300000000000003,2.4871160256410261,3.06,2.660757651515151]
[null,null,null,null,null,null,null,null,null,13352,"13352Oneida","13352",13352,"Zone E - Mohawk Valley","National Grid","Oneida","Mohawk Valley","Central","Central","Central",null,"Zone E - Mohawk Valley","Central","Central Region","Binghamton",null,"North Country","Warren",12862,"National Grid","National Grid","National Grid","National Grid",0.1167,0.66300000000000003,2.5133023809523802,3.06,2.660757651515151]
[null,null,null,null,null,null,null,null,null,13354,"13354Oneida","13354",13354,"Zone E - Mohawk Valley","National Grid","Oneida","Mohawk Valley","Central","Central","Central",null,"Zone E - Mohawk Valley","Central","Central Region","Binghamton",null,"Capital District","Saratoga",12863,"National Grid","National Grid","National Grid","National Grid",0.1167,0.66300000000000003,2.4871160256410261,3.06,2.660757651515151]
[null,null,null,null,null,null,null,null,null,13363,"13363Oneida","13363",13363,"Zone E - Mohawk Valley","National Grid","Oneida","Mohawk Valley","Central","Central","Central",null,"Zone E - Mohawk Valley","Central","Central Region","Binghamton",null,"North Country","Hamilton",12864,"National Grid","National Grid","National Grid","National Grid",0.1167,0.66300000000000003,2.5133023809523802,3.06,2.8854408173076935]
[null,null,null,null,null,null,null,null,null,13401,"13401Oneida","13401",13401,"Zone E - Mohawk Valley","National Grid","Oneida","Mohawk Valley","Central","Central","Central",null,"Zone E - Mohawk Valley","Central","Central Region","Syracuse",null,"Capital District","Washington",12865,"New York State Electric and Gas","New York State Electric and Gas","New York State Electric and Gas","New York State Electric and Gas",0.106,0.66700000000000004,2.4871160256410261,3.06,2.660757651515151]
[null,null,null,null,null,null,null,null,null,13403,"13403Oneida","13403",13403,"Zone E - Mohawk Valley","National Grid","Oneida","Mohawk Valley","Central","Central","Central",null,"Zone E - Mohawk Valley","Central","Central Region","Binghamton",null,"Capital District","Saratoga",12866,"National Grid","National Grid","National Grid","National Grid",0.1167,0.66300000000000003,2.4871160256410261,3.06,2.660757651515151]
[null,null,null,null,null,null,null,null,null,13413,"13413Oneida","13413",13413,"Zone E - Mohawk Valley","National Grid","Oneida","Mohawk Valley","Central","Central","Central",null,"Zone E - Mohawk Valley","Central","Central Region","Binghamton",null,"North Country","Essex",12870,"National Grid","National Grid","National Grid","National Grid",0.1167,0.66300000000000003,2.5133023809523802,3.06,2.8854408173076935]
[null,null,null,null,null,null,null,null,null,13417,"13417Oneida","13417",13417,"Zone E - Mohawk Valley","National Grid","Oneida","Mohawk Valley","Central","Central","Central",null,"Zone E - Mohawk Valley","Central","Central Region","Binghamton",null,"Capital District","Saratoga",12871,"National Grid","National Grid","National Grid","National Grid",0.1167,0.66300000000000003,2.4871160256410261,3.06,2.660757651515151]
[null,null,null,null,null,null,null,null,null,13424,"13424Oneida","13424",13424,"Zone E - Mohawk Valley","National Grid","Oneida","Mohawk Valley","Central","Central","Central",null,"Zone E - Mohawk Valley","Central","Central Region","Binghamton",null,"North Country","Essex",12872,"National Grid","National Grid","National Grid","National Grid",0.1167,0.66300000000000003,2.5133023809523802,3.06,2.8854408173076935]
[null,null,null,null,null,null,null,null,null,13435,"13435Oneida","13435",13435,"Zone E - Mohawk Valley","National Grid","Oneida","Mohawk Valley","Central","Central","Central",null,"Zone E - Mohawk Valley","Central","Central Region","Binghamton",null,"Capital District","Washington",12873,"New York State Electric and Gas","New York State Electric and Gas","New York State Electric and Gas","New York State Electric and Gas",0.106,0.66700000000000004,2.4871160256410261,3.06,2.660757651515151]
[null,null,null,null,null,null,null,null,null,13438,"13438Oneida","13438",13438,"Zone E - Mohawk Valley","National Grid","Oneida","Mohawk Valley","Central","Central","Central",null,"Zone E - Mohawk Valley","Central","Central Region","Binghamton",null,"North Country","Warren",12874,"National Grid","National Grid","National Grid","National Grid",0.1167,0.66300000000000003,2.5133023809523802,3.06,2.660757651515151]
[null,null,null,null,null,null,null,null,null,13440,"13440Oneida","13440",13440,"Zone E - Mohawk Valley","National Grid","Oneida","Mohawk Valley","Central","Central","Central",null,"Zone E - Mohawk Valley","Central","Central Region","Syracuse",null,"North Country","Warren",12878,"National Grid","National Grid","National Grid","National Grid",0.1167,0.66300000000000003,2.5133023809523802,3.06,2.660757651515151]
[null,null,null,null,null,null,null,null,null,13441,"13441Oneida","13441",13441,"Zone E - Mohawk Valley","National Grid","Oneida","Mohawk Valley","Central","Central","Central",null,"Zone E - Mohawk Valley","Central","Central Region","Binghamton",null,"North Country","Essex",12879,"New York State Electric and Gas","New York State Electric and Gas","New York State Electric and Gas","New York State Electric and Gas",9.2600000000000002E-2,0.66700000000000004,2.5133023809523802,3.06,2.8854408173076935]
[null,null,null,null,null,null,null,null,null,13442,"13442Oneida","13442",13442,"Zone E - Mohawk Valley","National Grid","Oneida","Mohawk Valley","Central","Central","Central",null,"Zone E - Mohawk Valley","Central","Central Region","Binghamton",null,"North Country","Essex",12883,"National Grid","National Grid","National Grid","National Grid",0.1167,0.66300000000000003,2.5133023809523802,3.06,2.8854408173076935]
[null,null,null,null,null,null,null,null,null,13449,"13449Oneida","13449",13449,"Zone E - Mohawk Valley","National Grid","Oneida","Mohawk Valley","Central","Central","Central",null,"Zone E - Mohawk Valley","Central","Central Region","Binghamton",null,"Capital District","Saratoga",12884,"National Grid","National Grid","National Grid","National Grid",0.1167,0.66300000000000003,2.4871160256410261,3.06,2.660757651515151]
[null,null,null,null,null,null,null,null,null,13456,"13456Oneida","13456",13456,"Zone E - Mohawk Valley","National Grid","Oneida","Mohawk Valley","Central","Central","Central",null,"Zone E - Mohawk Valley","Central","Central Region","Binghamton",null,"North Country","Warren",12885,"National Grid","National Grid","National Grid","National Grid",0.1167,0.66300000000000003,2.5133023809523802,3.06,2.660757651515151]
[null,null,null,null,null,null,null,null,null,13469,"13469Oneida","13469",13469,"Zone E - Mohawk Valley","National Grid","Oneida","Mohawk Valley","Central","Central","Central",null,"Zone E - Mohawk Valley","Central","Central Region","Binghamton",null,"North Country","Warren",12886,"National Grid","National Grid","National Grid","National Grid",0.1167,0.66300000000000003,2.5133023809523802,3.06,2.660757651515151]
[null,null,null,null,null,null,null,null,null,13471,"13471Oneida","13471",13471,"Zone E - Mohawk Valley","National Grid","Oneida","Mohawk Valley","Central","Central","Central",null,"Zone E - Mohawk Valley","Central","Central Region","Binghamton",null,"Capital District","Washington",12887,"National Grid","National Grid","National Grid","National Grid",0.1167,0.66300000000000003,2.4871160256410261,3.06,2.660757651515151]
[null,null,null,null,null,null,null,null,null,13476,"13476Oneida","13476",13476,"Zone E - Mohawk Valley","National Grid","Oneida","Mohawk Valley","Central","Central","Central",null,"Zone E - Mohawk Valley","Central","Central Region","Binghamton",null,"North Country","Clinton",12901,"Municipal Utilities","New York State Electric and Gas","Other","New York State Electric and Gas",0.1595,0.81100000000000005,2.5133023809523802,3.06,2.8854408173076935]
[null,null,null,null,null,null,null,null,null,13477,"13477Oneida","13477",13477,"Zone E - Mohawk Valley","National Grid","Oneida","Mohawk Valley","Central","Central","Central",null,"Zone E - Mohawk Valley","Central","Central Region","Binghamton",null,"North Country","Clinton",12903,"New York State Electric and Gas","New York State Electric and Gas","New York State Electric and Gas","New York State Electric and Gas",9.2600000000000002E-2,0.66700000000000004,2.5133023809523802,3.06,2.8854408173076935]
[null,null,null,null,null,null,null,null,null,13478,"13478Oneida","13478",13478,"Zone E - Mohawk Valley","National Grid","Oneida","Mohawk Valley","Central","Central","Central",null,"Zone E - Mohawk Valley","Central","Central Region","Syracuse",null,"North Country","Clinton",12910,"New York State Electric and Gas","New York State Electric and Gas","New York State Electric and Gas","New York State Electric and Gas",9.2600000000000002E-2,0.66700000000000004,2.5133023809523802,3.06,2.8854408173076935]
[null,null,null,null,null,null,null,null,null,13479,"13479Oneida","13479",13479,"Zone E - Mohawk Valley","National Grid","Oneida","Mohawk Valley","Central","Central","Central",null,"Zone E - Mohawk Valley","Central","Central Region","Binghamton",null,"North Country","Clinton",12911,"New York State Electric and Gas","New York State Electric and Gas","New York State Electric and Gas","New York State Electric and Gas",9.2600000000000002E-2,0.66700000000000004,2.5133023809523802,3.06,2.8854408173076935]
[null,null,null,null,null,null,null,null,null,13486,"13486Oneida","13486",13486,"Zone E - Mohawk Valley","National Grid","Oneida","Mohawk Valley","Central","Central","Central",null,"Zone E - Mohawk Valley","Central","Central Region","Binghamton",null,"North Country","Clinton",12912,"National Grid","National Grid","National Grid","National Grid",0.10299999999999999,0.66300000000000003,2.5133023809523802,3.06,2.8854408173076935]
[null,null,null,null,null,null,null,null,null,13490,"13490Oneida","13490",13490,"Zone E - Mohawk Valley","National Grid","Oneida","Mohawk Valley","Central","Central","Central",null,"Zone E - Mohawk Valley","Central","Central Region","Binghamton",null,"North Country","Essex",12913,"National Grid","National Grid","National Grid","National Grid",0.10299999999999999,0.66300000000000003,2.5133023809523802,3.06,2.8854408173076935]
[null,null,null,null,null,null,null,null,null,13492,"13492Oneida","13492",13492,"Zone E - Mohawk Valley","National Grid","Oneida","Mohawk Valley","Central","Central","Central",null,"Zone E - Mohawk Valley","Central","Central Region","Binghamton",null,"North Country","Franklin",12914,"National Grid","National Grid","National Grid","National Grid",9.8500000000000004E-2,0.66300000000000003,2.5133023809523802,3.06,2.8854408173076935]
[null,null,null,null,null,null,null,null,null,13494,"13494Oneida","13494",13494,"Zone E - Mohawk Valley","National Grid","Oneida","Mohawk Valley","Central","Central","Central",null,"Zone E - Mohawk Valley","Central","Central Region","Albany",null,"North Country","Franklin",12915,"New York State Electric and Gas","New York State Electric and Gas","New York State Electric and Gas","New York State Electric and Gas",9.2600000000000002E-2,0.66700000000000004,2.5133023809523802,3.06,2.8854408173076935]
[null,null,null,null,null,null,null,null,null,13495,"13495Oneida","13495",13495,"Zone E - Mohawk Valley","National Grid","Oneida","Mohawk Valley","Central","Central","Central",null,"Zone E - Mohawk Valley","Central","Central Region","Binghamton",null,"North Country","Franklin",12916,"National Grid","National Grid","National Grid","National Grid",0.10299999999999999,0.66300000000000003,2.5133023809523802,3.06,2.8854408173076935]
[null,null,null,null,null,null,null,null,null,13501,"13501Oneida","13501",13501,"Zone E - Mohawk Valley","National Grid","Oneida","Mohawk Valley","Central","Central","Central",null,"Zone E - Mohawk Valley","Central","Central Region","Binghamton",null,"North Country","Franklin",12917,"New York State Electric and Gas","New York State Electric and Gas","New York State Electric and Gas","New York State Electric and Gas",9.2600000000000002E-2,0.66700000000000004,2.5133023809523802,3.06,2.8854408173076935]
[null,null,null,null,null,null,null,null,null,13502,"13502Oneida","13502",13502,"Zone E - Mohawk Valley","National Grid","Oneida","Mohawk Valley","Central","Central","Central",null,"Zone E - Mohawk Valley","Central","Central Region","Binghamton",null,"North Country","Clinton",12918,"New York State Electric and Gas","New York State Electric and Gas","New York State Electric and Gas","New York State Electric and Gas",9.2600000000000002E-2,0.66700000000000004,2.5133023809523802,3.06,2.8854408173076935]
[null,null,null,null,null,null,null,null,null,13503,"13503Oneida","13503",13503,"Zone E - Mohawk Valley","National Grid","Oneida","Mohawk Valley","Central","Central","Central",null,"Zone E - Mohawk Valley","Central","Central Region","Binghamton",null,"North Country","Clinton",12919,"New York State Electric and Gas","New York State Electric and Gas","New York State Electric and Gas","New York State Electric and Gas",9.2600000000000002E-2,0.66700000000000004,2.5133023809523802,3.06,2.8854408173076935]
[null,null,null,null,null,null,null,null,null,13504,"13504Oneida","13504",13504,"Zone E - Mohawk Valley","National Grid","Oneida","Mohawk Valley","Central","Central","Central",null,"Zone E - Mohawk Valley","Central","Central Region","Binghamton",null,"North Country","Franklin",12920,"New York State Electric and Gas","New York State Electric and Gas","New York State Electric and Gas","New York State Electric and Gas",9.2600000000000002E-2,0.66700000000000004,2.5133023809523802,3.06,2.8854408173076935]
[null,null,null,null,null,null,null,null,null,13505,"13505Oneida","13505",13505,"Zone E - Mohawk Valley","National Grid","Oneida","Mohawk Valley","Central","Central","Central",null,"Zone E - Mohawk Valley","Central","Central Region","Binghamton",null,"North Country","Clinton",12921,"New York State Electric and Gas","New York State Electric and Gas","New York State Electric and Gas","New York State Electric and Gas",9.2600000000000002E-2,0.66700000000000004,2.5133023809523802,3.06,2.8854408173076935]
[null,null,null,null,null,null,null,null,null,13599,"13599Oneida","13599",13599,"Zone E - Mohawk Valley","National Grid","Oneida","Mohawk Valley","Central","Central","Central",null,"Zone E - Mohawk Valley","Central","Central Region","Binghamton",null,"North Country","St. Lawrence",12922,"National Grid","National Grid","National Grid","National Grid",0.10299999999999999,0.66300000000000003,2.5133023809523802,3.06,2.8854408173076935]
[null,null,null,null,null,null,null,null,null,13461,"13461Oneida","13461",13461,"Zone E - Mohawk Valley","Municipal Utilities","Oneida","Mohawk Valley","Central","Central","Central",null,"Zone E - Mohawk Valley","Central","Central Region","Syracuse",null,"North Country","Clinton",12923,"New York State Electric and Gas","New York State Electric and Gas","New York State Electric and Gas","New York State Electric and Gas",9.2600000000000002E-2,0.66700000000000004,2.5133023809523802,3.06,2.8854408173076935]
[null,null,null,null,null,null,null,null,null,13313,"13313Oneida","13313",13313,"Zone E - Mohawk Valley","New York State Electric and Gas","Oneida","Mohawk Valley","Central","Central","Central",null,"Zone E - Mohawk Valley","Central","Central Region","Binghamton",null,"North Country","Clinton",12924,"New York State Electric and Gas","New York State Electric and Gas","New York State Electric and Gas","New York State Electric and Gas",9.2600000000000002E-2,0.66700000000000004,2.5133023809523802,3.06,2.8854408173076935]
[null,null,null,null,null,null,null,null,null,13318,"13318Oneida","13318",13318,"Zone E - Mohawk Valley","New York State Electric and Gas","Oneida","Mohawk Valley","Central","Central","Central",null,"Zone E - Mohawk Valley","Central","Central Region","Binghamton",null,"North Country","Franklin",12926,"New York State Electric and Gas","New York State Electric and Gas","New York State Electric and Gas","New York State Electric and Gas",9.2600000000000002E-2,0.66700000000000004,2.5133023809523802,3.06,2.8854408173076935]
[null,null,null,null,null,null,null,null,null,13328,"13328Oneida","13328",13328,"Zone E - Mohawk Valley","New York State Electric and Gas","Oneida","Mohawk Valley","Central","Central","Central",null,"Zone E - Mohawk Valley","Central","Central Region","Binghamton",null,"North Country","St. Lawrence",12927,"National Grid","National Grid","National Grid","National Grid",0.10299999999999999,0.66300000000000003,2.5133023809523802,3.06,2.8854408173076935]
[null,null,null,null,null,null,null,null,null,13362,"13362Oneida","13362",13362,"Zone E - Mohawk Valley","New York State Electric and Gas","Oneida","Mohawk Valley","Central","Central","Central",null,"Zone E - Mohawk Valley","Central","Central Region","Binghamton",null,"North Country","Essex",12928,"National Grid","National Grid","National Grid","National Grid",0.1167,0.66300000000000003,2.5133023809523802,3.06,2.8854408173076935]
[null,null,null,null,null,null,null,null,null,13425,"13425Oneida","13425",13425,"Zone E - Mohawk Valley","New York State Electric and Gas","Oneida","Mohawk Valley","Central","Central","Central",null,"Zone E - Mohawk Valley","Central","Central Region","Binghamton",null,"North Country","Clinton",12929,"New York State Electric and Gas","New York State Electric and Gas","New York State Electric and Gas","New York State Electric and Gas",9.2600000000000002E-2,0.66700000000000004,2.5133023809523802,3.06,2.8854408173076935]
[null,null,null,null,null,null,null,null,null,13455,"13455Oneida","13455",13455,"Zone E - Mohawk Valley","New York State Electric and Gas","Oneida","Mohawk Valley","Central","Central","Central",null,"Zone E - Mohawk Valley","Central","Central Region","Binghamton",null,"North Country","Franklin",12930,"National Grid","National Grid","National Grid","National Grid",0.10299999999999999,0.66300000000000003,2.5133023809523802,3.06,2.8854408173076935]
[null,null,null,null,null,null,null,null,null,13480,"13480Oneida","13480",13480,"Zone E - Mohawk Valley","New York State Electric and Gas","Oneida","Mohawk Valley","Central","Central","Central",null,"Zone E - Mohawk Valley","Central","Central Region","Binghamton",null,"North Country","Essex",12932,"New York State Electric and Gas","New York State Electric and Gas","New York State Electric and Gas","New York State Electric and Gas",0.106,0.66700000000000004,2.5133023809523802,3.06,2.8854408173076935]
[null,null,null,null,null,null,null,null,null,13209,"13209Onondaga","13209",13209,"Zone C - Central","Municipal Utilities","Onondaga","Central New York","Central","Central","Central",null,"Zone C - Central","Central","Central Region","Syracuse",null,"North Country","Clinton",12933,"New York State Electric and Gas","New York State Electric and Gas","New York State Electric and Gas","New York State Electric and Gas",9.2600000000000002E-2,0.66700000000000004,2.5133023809523802,3.06,2.8854408173076935]
[null,null,null,null,null,null,null,null,null,13020,"13020Onondaga","13020",13020,"Zone C - Central","National Grid","Onondaga","Central New York","Central","Central","Central",null,"Zone C - Central","Central","Central Region","Binghamton",null,"North Country","Clinton",12934,"New York State Electric and Gas","New York State Electric and Gas","New York State Electric and Gas","New York State Electric and Gas",9.2600000000000002E-2,0.66700000000000004,2.5133023809523802,3.06,2.8854408173076935]
[null,null,null,null,null,null,null,null,null,13027,"13027Onondaga","13027",13027,"Zone C - Central","National Grid","Onondaga","Central New York","Central","Central","Central",null,"Zone C - Central","Central","Central Region","Syracuse",null,"North Country","Clinton",12935,"New York State Electric and Gas","New York State Electric and Gas","New York State Electric and Gas","New York State Electric and Gas",9.2600000000000002E-2,0.66700000000000004,2.5133023809523802,3.06,2.8854408173076935]
[null,null,null,null,null,null,null,null,null,13029,"13029Onondaga","13029",13029,"Zone C - Central","National Grid","Onondaga","Central New York","Central","Central","Central",null,"Zone C - Central","Central","Central Region","Syracuse",null,"North Country","Essex",12936,"New York State Electric and Gas","New York State Electric and Gas","New York State Electric and Gas","New York State Electric and Gas",0.106,0.66700000000000004,2.5133023809523802,3.06,2.8854408173076935]
[null,null,null,null,null,null,null,null,null,13031,"13031Onondaga","13031",13031,"Zone C - Central","National Grid","Onondaga","Central New York","Central","Central","Central",null,"Zone C - Central","Central","Central Region","Syracuse",null,"North Country","Franklin",12937,"National Grid","National Grid","National Grid","National Grid",9.8500000000000004E-2,0.66300000000000003,2.5133023809523802,3.06,2.8854408173076935]
[null,null,null,null,null,null,null,null,null,13039,"13039Onondaga","13039",13039,"Zone C - Central","National Grid","Onondaga","Central New York","Central","Central","Central",null,"Zone C - Central","Central","Central Region","Syracuse",null,"North Country","Franklin",12939,"National Grid","National Grid","National Grid","National Grid",0.10299999999999999,0.66300000000000003,2.5133023809523802,3.06,2.8854408173076935]
[null,null,null,null,null,null,null,null,null,{"$f":"L1220*1","v":13041},"13041Onondaga","13041",13041,"Zone C - Central","National Grid","Onondaga","Central New York","Central","Central","Central",null,"Zone C - Central","Central","Central Region","Syracuse",null,{"$f":"VLOOKUP(AC1220,J:R,9,)","v":"North Country"},"Essex",12941,"New York State Electric and Gas","New York State Electric and Gas","New York State Electric and Gas","New York State Electric and Gas",9.2600000000000002E-2,0.66700000000000004,2.5133023809523802,3.06,2.8854408173076935]
[null,null,null,null,null,null,null,null,null,13051,"13051Onondaga","13051",13051,"Zone C - Central","National Grid","Onondaga","Central New York","Central","Central","Central",null,"Zone C - Central","Central","Central Region","Binghamton",null,"North Country","Essex",12942,"New York State Electric and Gas","New York State Electric and Gas","New York State Electric and Gas","New York State Electric and Gas",9.2600000000000002E-2,0.66700000000000004,2.5133023809523802,3.06,2.8854408173076935]
[null,null,null,null,null,null,null,null,null,13057,"13057Onondaga","13057",13057,"Zone C - Central","National Grid","Onondaga","Central New York","Central","Central","Central",null,"Zone C - Central","Central","Central Region","Syracuse",null,"North Country","Essex",12943,"New York State Electric and Gas","New York State Electric and Gas","New York State Electric and Gas","New York State Electric and Gas",9.2600000000000002E-2,0.66700000000000004,2.5133023809523802,3.06,2.8854408173076935]
[null,null,null,null,null,null,null,null,null,13063,"13063Onondaga","13063",13063,"Zone C - Central","National Grid","Onondaga","Central New York","Central","Central","Central",null,"Zone C - Central","Central","Central Region","Binghamton",null,"North Country","Essex",12944,"New York State Electric and Gas","New York State Electric and Gas","New York State Electric and Gas","New York State Electric and Gas",9.2600000000000002E-2,0.66700000000000004,2.5133023809523802,3.06,2.8854408173076935]
[null,null,null,null,null,null,null,null,null,13066,"13066Onondaga","13066",13066,"Zone C - Central","National Grid","Onondaga","Central New York","Central","Central","Central",null,"Zone C - Central","Central","Central Region","Syracuse",null,"North Country","Franklin",12945,"National Grid","National Grid","National Grid","National Grid",0.10299999999999999,0.66300000000000003,2.5133023809523802,3.06,2.8854408173076935]
[null,null,null,null,null,null,null,null,null,13078,"13078Onondaga","13078",13078,"Zone C - Central","National Grid","Onondaga","Central New York","Central","Central","Central",null,"Zone C - Central","Central","Central Region","Syracuse",null,"North Country","Essex",12946,"Municipal Utilities","National Grid","Other","National Grid",0.1595,0.81100000000000005,2.5133023809523802,3.06,2.8854408173076935]
[null,null,null,null,null,null,null,null,null,13082,"13082Onondaga","13082",13082,"Zone C - Central","National Grid","Onondaga","Central New York","Central","Central","Central",null,"Zone C - Central","Central","Central Region","Syracuse",null,"North Country","St. Lawrence",12949,"National Grid","National Grid","National Grid","National Grid",0.10299999999999999,0.66300000000000003,2.5133023809523802,3.06,2.8854408173076935]
[null,null,null,null,null,null,null,null,null,13084,"13084Onondaga","13084",13084,"Zone C - Central","National Grid","Onondaga","Central New York","Central","Central","Central",null,"Zone C - Central","Central","Central Region","Binghamton",null,"North Country","Essex",12950,"New York State Electric and Gas","New York State Electric and Gas","New York State Electric and Gas","New York State Electric and Gas",9.2600000000000002E-2,0.66700000000000004,2.5133023809523802,3.06,2.8854408173076935]
[null,null,null,null,null,null,null,null,null,13088,"13088Onondaga","13088",13088,"Zone C - Central","National Grid","Onondaga","Central New York","Central","Central","Central",null,"Zone C - Central","Central","Central Region","Syracuse",null,"North Country","Clinton",12952,"New York State Electric and Gas","New York State Electric and Gas","New York State Electric and Gas","New York State Electric and Gas",9.2600000000000002E-2,0.66700000000000004,2.5133023809523802,3.06,2.8854408173076935]
[null,null,null,null,null,null,null,null,null,13089,"13089Onondaga","13089",13089,"Zone C - Central","National Grid","Onondaga","Central New York","Central","Central","Central",null,"Zone C - Central","Central","Central Region","Syracuse",null,"North Country","Franklin",12953,"National Grid","National Grid","National Grid","National Grid",9.8500000000000004E-2,0.66300000000000003,2.5133023809523802,3.06,2.8854408173076935]
[null,null,null,null,null,null,null,null,null,13090,"13090Onondaga","13090",13090,"Zone C - Central","National Grid","Onondaga","Central New York","Central","Central","Central",null,"Zone C - Central","Central","Central Region","Syracuse",null,"North Country","Clinton",12955,"New York State Electric and Gas","New York State Electric and Gas","New York State Electric and Gas","New York State Electric and Gas",9.2600000000000002E-2,0.66700000000000004,2.5133023809523802,3.06,2.8854408173076935]
[null,null,null,null,null,null,null,null,null,13104,"13104Onondaga","13104",13104,"Zone C - Central","National Grid","Onondaga","Central New York","Central","Central","Central",null,"Zone C - Central","Central","Central Region","Binghamton",null,"North Country","Essex",12956,"National Grid","National Grid","National Grid","National Grid",0.1167,0.66300000000000003,2.5133023809523802,3.06,2.8854408173076935]
[null,null,null,null,null,null,null,null,null,13116,"13116Onondaga","13116",13116,"Zone C - Central","National Grid","Onondaga","Central New York","Central","Central","Central",null,"Zone C - Central","Central","Central Region","Syracuse",null,"North Country","Franklin",12957,"National Grid","National Grid","National Grid","National Grid",0.10299999999999999,0.66300000000000003,2.5133023809523802,3.06,2.8854408173076935]
[null,null,null,null,null,null,null,null,null,13119,"13119Onondaga","13119",13119,"Zone C - Central","National Grid","Onondaga","Central New York","Central","Central","Central",null,"Zone C - Central","Central","Central Region","Binghamton",null,"North Country","Clinton",12958,"New York State Electric and Gas","New York State Electric and Gas","New York State Electric and Gas","New York State Electric and Gas",9.2600000000000002E-2,0.66700000000000004,2.5133023809523802,3.06,2.8854408173076935]
[null,null,null,null,null,null,null,null,null,13120,"13120Onondaga","13120",13120,"Zone C - Central","National Grid","Onondaga","Central New York","Central","Central","Central",null,"Zone C - Central","Central","Central Region","Binghamton",null,"North Country","Clinton",12959,"New York State Electric and Gas","New York State Electric and Gas","New York State Electric and Gas","New York State Electric and Gas",9.2600000000000002E-2,0.66700000000000004,2.5133023809523802,3.06,2.8854408173076935]
[null,null,null,null,null,null,null,null,null,13137,"13137Onondaga","13137",13137,"Zone C - Central","National Grid","Onondaga","Central New York","Central","Central","Central",null,"Zone C - Central","Central","Central Region","Syracuse",null,"North Country","Essex",12960,"National Grid","National Grid","National Grid","National Grid",0.1167,0.66300000000000003,2.5133023809523802,3.06,2.8854408173076935]
[null,null,null,null,null,null,null,null,null,13138,"13138Onondaga","13138",13138,"Zone C - Central","National Grid","Onondaga","Central New York","Central","Central","Central",null,"Zone C - Central","Central","Central Region","Binghamton",null,"North Country","Essex",12961,"National Grid","National Grid","National Grid","National Grid",0.1167,0.66300000000000003,2.5133023809523802,3.06,2.8854408173076935]
[null,null,null,null,null,null,null,null,null,13141,"13141Onondaga","13141",13141,"Zone C - Central","National Grid","Onondaga","Central New York","Central","Central","Central",null,"Zone C - Central","Central","Central Region","Binghamton",null,"North Country","Clinton",12962,"New York State Electric and Gas","New York State Electric and Gas","New York State Electric and Gas","New York State Electric and Gas",9.2600000000000002E-2,0.66700000000000004,2.5133023809523802,3.06,2.8854408173076935]
[null,null,null,null,null,null,null,null,null,13159,"13159Onondaga","13159",13159,"Zone C - Central","National Grid","Onondaga","Central New York","Central","Central","Central",null,"Zone C - Central","Central","Central Region","Binghamton",null,"North Country","Essex",12964,"New York State Electric and Gas","New York State Electric and Gas","New York State Electric and Gas","New York State Electric and Gas",0.106,0.66700000000000004,2.5133023809523802,3.06,2.8854408173076935]
[null,null,null,null,null,null,null,null,null,13164,"13164Onondaga","13164",13164,"Zone C - Central","National Grid","Onondaga","Central New York","Central","Central","Central",null,"Zone C - Central","Central","Central Region","Syracuse",null,"North Country","St. Lawrence",12965,"National Grid","National Grid","National Grid","National Grid",0.10299999999999999,0.66300000000000003,2.5133023809523802,3.06,2.8854408173076935]
[null,null,null,null,null,null,null,null,null,13201,"13201Onondaga","13201",13201,"Zone C - Central","National Grid","Onondaga","Central New York","Central","Central","Central",null,"Zone C - Central","Central","Central Region","Syracuse",null,"North Country","Franklin",12966,"National Grid","National Grid","National Grid","National Grid",0.10299999999999999,0.66300000000000003,2.5133023809523802,3.06,2.8854408173076935]
[null,null,null,null,null,null,null,null,null,13202,"13202Onondaga","13202",13202,"Zone C - Central","National Grid","Onondaga","Central New York","Central","Central","Central",null,"Zone C - Central","Central","Central Region","Syracuse",null,"North Country","St. Lawrence",12967,"National Grid","National Grid","National Grid","National Grid",0.10299999999999999,0.66300000000000003,2.5133023809523802,3.06,2.8854408173076935]
[null,null,null,null,null,null,null,null,null,13203,"13203Onondaga","13203",13203,"Zone C - Central","National Grid","Onondaga","Central New York","Central","Central","Central",null,"Zone C - Central","Central","Central Region","Syracuse",null,"North Country","Franklin",12969,"National Grid","National Grid","National Grid","National Grid",0.10299999999999999,0.66300000000000003,2.5133023809523802,3.06,2.8854408173076935]
[null,null,null,null,null,null,null,null,null,13204,"13204Onondaga","13204",13204,"Zone C - Central","National Grid","Onondaga","Central New York","Central","Central","Central",null,"Zone C - Central","Central","Central Region","Syracuse",null,"North Country","Franklin",12970,"National Grid","National Grid","National Grid","National Grid",0.10299999999999999,0.66300000000000003,2.5133023809523802,3.06,2.8854408173076935]
[null,null,null,null,null,null,null,null,null,13205,"13205Onondaga","13205",13205,"Zone C - Central","National Grid","Onondaga","Central New York","Central","Central","Central",null,"Zone C - Central","Central","Central Region","Syracuse",null,"North Country","Clinton",12972,"New York State Electric and Gas","New York State Electric and Gas","New York State Electric and Gas","New York State Electric and Gas",9.2600000000000002E-2,0.66700000000000004,2.5133023809523802,3.06,2.8854408173076935]
[null,null,null,null,null,null,null,null,null,13206,"13206Onondaga","13206",13206,"Zone C - Central","National Grid","Onondaga","Central New York","Central","Central","Central",null,"Zone C - Central","Central","Central Region","Syracuse",null,"North Country","St. Lawrence",12973,"National Grid","National Grid","National Grid","National Grid",0.10299999999999999,0.66300000000000003,2.5133023809523802,3.06,2.8854408173076935]
[null,null,null,null,null,null,null,null,null,13207,"13207Onondaga","13207",13207,"Zone C - Central","National Grid","Onondaga","Central New York","Central","Central","Central",null,"Zone C - Central","Central","Central Region","Syracuse",null,"North Country","Essex",12974,"National Grid","National Grid","National Grid","National Grid",0.1167,0.66300000000000003,2.5133023809523802,3.06,2.8854408173076935]
[null,null,null,null,null,null,null,null,null,13208,"13208Onondaga","13208",13208,"Zone C - Central","National Grid","Onondaga","Central New York","Central","Central","Central",null,"Zone C - Central","Central","Central Region","Syracuse",null,"North Country","Essex",12975,"New York State Electric and Gas","New York State Electric and Gas","New York State Electric and Gas","New York State Electric and Gas",9.2600000000000002E-2,0.66700000000000004,2.5133023809523802,3.06,2.8854408173076935]
[null,null,null,null,null,null,null,null,null,13210,"13210Onondaga","13210",13210,"Zone C - Central","National Grid","Onondaga","Central New York","Central","Central","Central",null,"Zone C - Central","Central","Central Region","Syracuse",null,"North Country","Franklin",12976,"National Grid","National Grid","National Grid","National Grid",0.10299999999999999,0.66300000000000003,2.5133023809523802,3.06,2.8854408173076935]
[null,null,null,null,null,null,null,null,null,13211,"13211Onondaga","13211",13211,"Zone C - Central","National Grid","Onondaga","Central New York","Central","Central","Central",null,"Zone C - Central","Central","Central Region","Syracuse",null,"North Country","Essex",12977,"National Grid","National Grid","National Grid","National Grid",0.10299999999999999,0.66300000000000003,2.5133023809523802,3.06,2.8854408173076935]
[null,null,null,null,null,null,null,null,null,13212,"13212Onondaga","13212",13212,"Zone C - Central","National Grid","Onondaga","Central New York","Central","Central","Central",null,"Zone C - Central","Central","Central Region","Syracuse",null,"North Country","Clinton",12978,"New York State Electric and Gas","New York State Electric and Gas","New York State Electric and Gas","New York State Electric and Gas",9.2600000000000002E-2,0.66700000000000004,2.5133023809523802,3.06,2.8854408173076935]
[null,null,null,null,null,null,null,null,null,13214,"13214Onondaga","13214",13214,"Zone C - Central","National Grid","Onondaga","Central New York","Central","Central","Central",null,"Zone C - Central","Central","Central Region","Syracuse",null,"North Country","Clinton",12979,"Municipal Utilities","New York State Electric and Gas","Other","New York State Electric and Gas",0.1595,0.81100000000000005,2.5133023809523802,3.06,2.8854408173076935]
[null,null,null,null,null,null,null,null,null,13215,"13215Onondaga","13215",13215,"Zone C - Central","National Grid","Onondaga","Central New York","Central","Central","Central",null,"Zone C - Central","Central","Central Region","Binghamton",null,"North Country","Franklin",12980,"National Grid","National Grid","National Grid","National Grid",0.10299999999999999,0.66300000000000003,2.5133023809523802,3.06,2.8854408173076935]
[null,null,null,null,null,null,null,null,null,13217,"13217Onondaga","13217",13217,"Zone C - Central","National Grid","Onondaga","Central New York","Central","Central","Central",null,"Zone C - Central","Central","Central Region","Syracuse",null,"North Country","Clinton",12981,"New York State Electric and Gas","New York State Electric and Gas","New York State Electric and Gas","New York State Electric and Gas",9.2600000000000002E-2,0.66700000000000004,2.5133023809523802,3.06,2.8854408173076935]
[null,null,null,null,null,null,null,null,null,13218,"13218Onondaga","13218",13218,"Zone C - Central","National Grid","Onondaga","Central New York","Central","Central","Central",null,"Zone C - Central","Central","Central Region","Syracuse",null,"North Country","Franklin",12983,"National Grid","National Grid","National Grid","National Grid",0.10299999999999999,0.66300000000000003,2.5133023809523802,3.06,2.8854408173076935]
[null,null,null,null,null,null,null,null,null,13219,"13219Onondaga","13219",13219,"Zone C - Central","National Grid","Onondaga","Central New York","Central","Central","Central",null,"Zone C - Central","Central","Central Region","Syracuse",null,"North Country","Clinton",12985,"New York State Electric and Gas","New York State Electric and Gas","New York State Electric and Gas","New York State Electric and Gas",9.2600000000000002E-2,0.66700000000000004,2.5133023809523802,3.06,2.8854408173076935]
[null,null,null,null,null,null,null,null,null,13220,"13220Onondaga","13220",13220,"Zone C - Central","National Grid","Onondaga","Central New York","Central","Central","Central",null,"Zone C - Central","Central","Central Region","Syracuse",null,"North Country","Franklin",12986,"Municipal Utilities","National Grid","Other","National Grid",0.1595,0.81100000000000005,2.5133023809523802,3.06,2.8854408173076935]
[null,null,null,null,null,null,null,null,null,13221,"13221Onondaga","13221",13221,"Zone C - Central","National Grid","Onondaga","Central New York","Central","Central","Central",null,"Zone C - Central","Central","Central Region","Syracuse",null,"North Country","Essex",12987,"New York State Electric and Gas","New York State Electric and Gas","New York State Electric and Gas","New York State Electric and Gas",9.2600000000000002E-2,0.66700000000000004,2.5133023809523802,3.06,2.8854408173076935]
[null,null,null,null,null,null,null,null,null,13224,"13224Onondaga","13224",13224,"Zone C - Central","National Grid","Onondaga","Central New York","Central","Central","Central",null,"Zone C - Central","Central","Central Region","Syracuse",null,"North Country","Franklin",12989,"National Grid","National Grid","National Grid","National Grid",0.10299999999999999,0.66300000000000003,2.5133023809523802,3.06,2.8854408173076935]
[null,null,null,null,null,null,null,null,null,13225,"13225Onondaga","13225",13225,"Zone C - Central","National Grid","Onondaga","Central New York","Central","Central","Central",null,"Zone C - Central","Central","Central Region","Syracuse",null,"North Country","Clinton",12992,"New York State Electric and Gas","New York State Electric and Gas","New York State Electric and Gas","New York State Electric and Gas",9.2600000000000002E-2,0.66700000000000004,2.5133023809523802,3.06,2.8854408173076935]
[null,null,null,null,null,null,null,null,null,13235,"13235Onondaga","13235",13235,"Zone C - Central","National Grid","Onondaga","Central New York","Central","Central","Central",null,"Zone C - Central","Central","Central Region","Syracuse",null,"North Country","Essex",12993,"National Grid","National Grid","National Grid","National Grid",0.1167,0.66300000000000003,2.5133023809523802,3.06,2.8854408173076935]
[null,null,null,null,null,null,null,null,null,13244,"13244Onondaga","13244",13244,"Zone C - Central","National Grid","Onondaga","Central New York","Central","Central","Central",null,"Zone C - Central","Central","Central Region","Syracuse",null,"North Country","Franklin",12995,"National Grid","National Grid","National Grid","National Grid",0.10299999999999999,0.66300000000000003,2.5133023809523802,3.06,2.8854408173076935]
[null,null,null,null,null,null,null,null,null,13250,"13250Onondaga","13250",13250,"Zone C - Central","National Grid","Onondaga","Central New York","Central","Central","Central",null,"Zone C - Central","Central","Central Region","Syracuse",null,"North Country","Essex",12996,"New York State Electric and Gas","New York State Electric and Gas","New York State Electric and Gas","New York State Electric and Gas",0.106,0.66700000000000004,2.5133023809523802,3.06,2.8854408173076935]
[null,null,null,null,null,null,null,null,null,13251,"13251Onondaga","13251",13251,"Zone C - Central","National Grid","Onondaga","Central New York","Central","Central","Central",null,"Zone C - Central","Central","Central Region","Syracuse",null,"North Country","Essex",12997,"New York State Electric and Gas","New York State Electric and Gas","New York State Electric and Gas","New York State Electric and Gas",9.2600000000000002E-2,0.66700000000000004,2.5133023809523802,3.06,2.8854408173076935]
[null,null,null,null,null,null,null,null,null,13252,"13252Onondaga","13252",13252,"Zone C - Central","National Grid","Onondaga","Central New York","Central","Central","Central",null,"Zone C - Central","Central","Central Region","Syracuse",null,"North Country","Essex",12998,"National Grid","National Grid","National Grid","National Grid",0.1167,0.66300000000000003,2.5133023809523802,3.06,2.8854408173076935]
[null,null,null,null,null,null,null,null,null,13261,"13261Onondaga","13261",13261,"Zone C - Central","National Grid","Onondaga","Central New York","Central","Central","Central",null,"Zone C - Central","Central","Central Region","Syracuse",null,"Central","Onondaga",13020,"National Grid","National Grid","National Grid","National Grid",9.98E-2,0.66300000000000003,2.4470744444444432,3.06,2.2435595175438618]
[null,null,null,null,null,null,null,null,null,13290,"13290Onondaga","13290",13290,"Zone C - Central","National Grid","Onondaga","Central New York","Central","Central","Central",null,"Zone C - Central","Central","Central Region","Syracuse",null,"Central","Cayuga",13021,"New York State Electric and Gas","New York State Electric and Gas","New York State Electric and Gas","New York State Electric and Gas",9.2600000000000002E-2,0.66700000000000004,2.4470744444444432,3.06,2.2435595175438618]
[null,null,null,null,null,null,null,null,null,13060,"13060Onondaga","13060",13060,"Zone C - Central","New York State Electric and Gas","Onondaga","Central New York","Central","Central","Central",null,"Zone C - Central","Central","Central Region","Syracuse",null,"Central","Cayuga",13022,"New York State Electric and Gas","New York State Electric and Gas","New York State Electric and Gas","New York State Electric and Gas",9.2600000000000002E-2,0.66700000000000004,2.4470744444444432,3.06,2.2435595175438618]
[null,null,null,null,null,null,null,null,null,13080,"13080Onondaga","13080",13080,"Zone C - Central","New York State Electric and Gas","Onondaga","Central New York","Central","Central","Central",null,"Zone C - Central","Central","Central Region","Syracuse",null,"Central","Cayuga",13024,"New York State Electric and Gas","New York State Electric and Gas","New York State Electric and Gas","New York State Electric and Gas",9.2600000000000002E-2,0.66700000000000004,2.4470744444444432,3.06,2.2435595175438618]
[null,null,null,null,null,null,null,null,null,13108,"13108Onondaga","13108",13108,"Zone C - Central","New York State Electric and Gas","Onondaga","Central New York","Central","Central","Central",null,"Zone C - Central","Central","Central Region","Binghamton",null,"Central","Cayuga",13026,"New York State Electric and Gas","New York State Electric and Gas","New York State Electric and Gas","New York State Electric and Gas",9.2600000000000002E-2,0.66700000000000004,2.4470744444444432,3.06,2.2435595175438618]
[null,null,null,null,null,null,null,null,null,13110,"13110Onondaga","13110",13110,"Zone C - Central","New York State Electric and Gas","Onondaga","Central New York","Central","Central","Central",null,"Zone C - Central","Central","Central Region","Binghamton",null,"Central","Onondaga",13027,"National Grid","National Grid","National Grid","National Grid",9.98E-2,0.66300000000000003,2.4470744444444432,3.06,2.2435595175438618]
[null,null,null,null,null,null,null,null,null,13112,"13112Onondaga","13112",13112,"Zone C - Central","New York State Electric and Gas","Onondaga","Central New York","Central","Central","Central",null,"Zone C - Central","Central","Central Region","Syracuse",null,"Central","Oswego",13028,"National Grid","National Grid","National Grid","National Grid",9.98E-2,0.66300000000000003,2.4470744444444432,3.06,2.2435595175438618]
[null,null,null,null,null,null,null,null,null,13153,"13153Onondaga","13153",13153,"Zone C - Central","New York State Electric and Gas","Onondaga","Central New York","Central","Central","Central",null,"Zone C - Central","Central","Central Region","Syracuse",null,"Central","Onondaga",13029,"National Grid","National Grid","National Grid","National Grid",9.98E-2,0.66300000000000003,2.4470744444444432,3.06,2.2435595175438618]
[null,null,null,null,null,null,null,null,null,13152,"13152Onondaga","13152",13152,"Zone C - Central","Municipal Utilities","Onondaga","Central New York","Central","Central","Central",null,"Zone C - Central","Central","Central Region","Binghamton",null,"Central","Madison",13030,"National Grid","National Grid","National Grid","National Grid",9.98E-2,0.66300000000000003,2.4470744444444432,3.06,2.2435595175438618]
[null,null,null,null,null,null,null,null,null,14471,"14471Ontario","14471",14471,"Zone A - West","National Grid","Ontario","Finger Lakes","Western","Western","Western",null,"Zone A - West","Western","Western Region","Binghamton",null,"Central","Onondaga",13031,"National Grid","National Grid","National Grid","National Grid",9.98E-2,0.66300000000000003,2.4470744444444432,3.06,2.2435595175438618]
[null,null,null,null,null,null,null,null,null,14475,"14475Ontario","14475",14475,"Zone A - West","National Grid","Ontario","Finger Lakes","Western","Western","Western",null,"Zone A - West","Western","Western Region","Syracuse",null,"Central","Madison",13032,"National Grid","National Grid","National Grid","National Grid",0.10299999999999999,0.66300000000000003,2.4470744444444432,3.06,2.2435595175438618]
[null,null,null,null,null,null,null,null,null,14560,"14560Ontario","14560",14560,"Zone A - West","National Grid","Ontario","Finger Lakes","Western","Western","Western",null,"Zone A - West","Western","Western Region","Binghamton",null,"Central","Cayuga",13033,"Rochester Gas and Electric","Rochester Gas and Electric","Rochester Gas and Electric","Rochester Gas and Electric",9.5799999999999996E-2,0.56500000000000006,2.4470744444444432,3.06,2.2435595175438618]
[null,null,null,null,null,null,null,null,null,14585,"14585Ontario","14585",14585,"Zone A - West","National Grid","Ontario","Finger Lakes","Western","Western","Western",null,"Zone A - West","Western","Western Region","Syracuse",null,"Central","Cayuga",13034,"New York State Electric and Gas","New York State Electric and Gas","New York State Electric and Gas","New York State Electric and Gas",9.2600000000000002E-2,0.66700000000000004,2.4470744444444432,3.06,2.2435595175438618]
[null,null,null,null,null,null,null,null,null,14453,"14453Ontario","14453",14453,"Zone A - West","Rochester Gas and Electric","Ontario","Finger Lakes","Western","Western","Western",null,"Zone A - West","Western","Western Region","Syracuse",null,"Central","Madison",13035,"National Grid","National Grid","National Grid","National Grid",0.10299999999999999,0.66300000000000003,2.4470744444444432,3.06,2.2435595175438618]
[null,null,null,null,null,null,null,null,null,14432,"14432Ontario","14432",14432,"Zone B - Genesee","New York State Electric and Gas","Ontario","Finger Lakes","Western","Western","Western",null,"Zone B - Genesee","Western","Western Region","Syracuse",null,"Central","Oswego",13036,"National Grid","National Grid","National Grid","National Grid",9.98E-2,0.66300000000000003,2.4470744444444432,3.06,2.2435595175438618]
[null,null,null,null,null,null,null,null,null,14424,"14424Ontario","14424",14424,"Zone B - Genesee","Rochester Gas and Electric","Ontario","Finger Lakes","Western","Western","Western",null,"Zone B - Genesee","Western","Western Region","Binghamton",null,"Central","Madison",13037,"National Grid","National Grid","National Grid","National Grid",9.98E-2,0.66300000000000003,2.4470744444444432,3.06,2.2435595175438618]
[null,null,null,null,null,null,null,null,null,14425,"14425Ontario","14425",14425,"Zone B - Genesee","Rochester Gas and Electric","Ontario","Finger Lakes","Western","Western","Western",null,"Zone B - Genesee","Western","Western Region","Syracuse",null,"Central","Onondaga",13039,"National Grid","National Grid","National Grid","National Grid",9.98E-2,0.66300000000000003,2.4470744444444432,3.06,2.2435595175438618]
[null,null,null,null,null,null,null,null,null,14443,"14443Ontario","14443",14443,"Zone B - Genesee","Rochester Gas and Electric","Ontario","Finger Lakes","Western","Western","Western",null,"Zone B - Genesee","Western","Western Region","Binghamton",null,"Central","Cortland",13040,"New York State Electric and Gas","New York State Electric and Gas","New York State Electric and Gas","New York State Electric and Gas",9.2600000000000002E-2,0.66700000000000004,2.4470744444444432,3.06,2.2435595175438618]
[null,null,null,null,null,null,null,null,null,14469,"14469Ontario","14469",14469,"Zone B - Genesee","Rochester Gas and Electric","Ontario","Finger Lakes","Western","Western","Western",null,"Zone B - Genesee","Western","Western Region","Binghamton",null,"Central","Onondaga",13041,"National Grid","National Grid","National Grid","National Grid",9.98E-2,0.66300000000000003,2.4470744444444432,3.06,2.2435595175438618]
[null,null,null,null,null,null,null,null,null,{"$f":"L1284*1","v":14504},"14504Ontario","14504",14504,"Zone B - Genesee","Rochester Gas and Electric","Ontario","Finger Lakes","Western","Western","Western",null,"Zone B - Genesee","Western","Western Region","Syracuse",null,{"$f":"VLOOKUP(AC1284,J:R,9,)","v":"Central"},"Oneida",13042,"National Grid","National Grid","National Grid","National Grid",9.98E-2,0.66300000000000003,2.4470744444444432,3.06,2.660757651515151]
[null,null,null,null,null,null,null,null,null,14537,"14537Ontario","14537",14537,"Zone B - Genesee","Rochester Gas and Electric","Ontario","Finger Lakes","Western","Western","Western",null,"Zone B - Genesee","Western","Western Region","Syracuse",null,"Central","Madison",13043,"National Grid","National Grid","National Grid","National Grid",0.10299999999999999,0.66300000000000003,2.4470744444444432,3.06,2.2435595175438618]
[null,null,null,null,null,null,null,null,null,14548,"14548Ontario","14548",14548,"Zone B - Genesee","Rochester Gas and Electric","Ontario","Finger Lakes","Western","Western","Western",null,"Zone B - Genesee","Western","Western Region","Syracuse",null,"Central","Oswego",13044,"National Grid","National Grid","National Grid","National Grid",9.98E-2,0.66300000000000003,2.4470744444444432,3.06,2.2435595175438618]
[null,null,null,null,null,null,null,null,null,14564,"14564Ontario","14564",14564,"Zone B - Genesee","Rochester Gas and Electric","Ontario","Finger Lakes","Western","Western","Western",null,"Zone B - Genesee","Western","Western Region","Syracuse",null,"Central","Cortland",13045,"National Grid","National Grid","National Grid","National Grid",9.98E-2,0.66300000000000003,2.4470744444444432,3.06,2.2435595175438618]
[null,null,null,null,null,null,null,null,null,14456,"14456Ontario","14456",14456,"Zone C - Central","New York State Electric and Gas","Ontario","Finger Lakes","Western","Western","Western",null,"Zone C - Central","Western","Western Region","Syracuse",null,"Central","Onondaga",13051,"National Grid","National Grid","National Grid","National Grid",9.98E-2,0.66300000000000003,2.4470744444444432,3.06,2.2435595175438618]
[null,null,null,null,null,null,null,null,null,14461,"14461Ontario","14461",14461,"Zone C - Central","New York State Electric and Gas","Ontario","Finger Lakes","Western","Western","Western",null,"Zone C - Central","Western","Western Region","Binghamton",null,"Central","Madison",13052,"National Grid","National Grid","National Grid","National Grid",0.10299999999999999,0.66300000000000003,2.4470744444444432,3.06,2.2435595175438618]
[null,null,null,null,null,null,null,null,null,14463,"14463Ontario","14463",14463,"Zone C - Central","New York State Electric and Gas","Ontario","Finger Lakes","Western","Western","Western",null,"Zone C - Central","Western","Western Region","Binghamton",null,"Central","Tompkins",13053,"New York State Electric and Gas","New York State Electric and Gas","New York State Electric and Gas","New York State Electric and Gas",9.2600000000000002E-2,0.66700000000000004,2.4470744444444432,3.06,2.2435595175438618]
[null,null,null,null,null,null,null,null,null,14518,"14518Ontario","14518",14518,"Zone C - Central","New York State Electric and Gas","Ontario","Finger Lakes","Western","Western","Western",null,"Zone C - Central","Western","Western Region","Syracuse",null,"Central","Oneida",13054,"National Grid","National Grid","National Grid","National Grid",0.10299999999999999,0.66300000000000003,2.4470744444444432,3.06,2.660757651515151]
[null,null,null,null,null,null,null,null,null,14532,"14532Ontario","14532",14532,"Zone C - Central","New York State Electric and Gas","Ontario","Finger Lakes","Western","Western","Western",null,"Zone C - Central","Western","Western Region","Syracuse",null,"Central","Cortland",13056,"National Grid","National Grid","National Grid","National Grid",9.98E-2,0.66300000000000003,2.4470744444444432,3.06,2.2435595175438618]
[null,null,null,null,null,null,null,null,null,14547,"14547Ontario","14547",14547,"Zone C - Central","New York State Electric and Gas","Ontario","Finger Lakes","Western","Western","Western",null,"Zone C - Central","Western","Western Region","Binghamton",null,"Central","Onondaga",13057,"National Grid","National Grid","National Grid","National Grid",9.98E-2,0.66300000000000003,2.4470744444444432,3.06,2.2435595175438618]
[null,null,null,null,null,null,null,null,null,14561,"14561Ontario","14561",14561,"Zone C - Central","New York State Electric and Gas","Ontario","Finger Lakes","Western","Western","Western",null,"Zone C - Central","Western","Western Region","Binghamton",null,"Central","Onondaga",13060,"New York State Electric and Gas","New York State Electric and Gas","New York State Electric and Gas","New York State Electric and Gas",9.2600000000000002E-2,0.66700000000000004,2.4470744444444432,3.06,2.2435595175438618]
[null,null,null,null,null,null,null,null,null,14512,"14512Ontario","14512",14512,"Zone C - Central","New York State Electric and Gas","Ontario","Finger Lakes","Western","Western","Western",null,"Zone C - Central","Western","Western Region","Binghamton",null,"Central","Madison",13061,"National Grid","National Grid","National Grid","National Grid",0.10299999999999999,0.66300000000000003,2.4470744444444432,3.06,2.2435595175438618]
[null,null,null,null,null,null,null,null,null,12586,"12586Orange","12586",12586,"Zone G - Hudson Valley","New York State Electric and Gas","Orange","Mid-Hudson","Upper Hudson","Mid-Hudson","Mid-Hudson",null,"Zone G - Hudson Valley","Upper Hudson","Hudson Valley","Poughkeepsie",null,"Central","Tompkins",13062,"New York State Electric and Gas","New York State Electric and Gas","New York State Electric and Gas","New York State Electric and Gas",9.2600000000000002E-2,0.66700000000000004,2.4470744444444432,3.06,2.2435595175438618]
[null,null,null,null,null,null,null,null,null,10915,"10915Orange","10915",10915,"Zone G - Hudson Valley","Orange and Rockland","Orange","Mid-Hudson","Upper Hudson","Mid-Hudson","Mid-Hudson",null,"Zone G - Hudson Valley","Upper Hudson","Hudson Valley","Poughkeepsie",null,"Central","Onondaga",13063,"National Grid","National Grid","National Grid","National Grid",9.98E-2,0.66300000000000003,2.4470744444444432,3.06,2.2435595175438618]
[null,null,null,null,null,null,null,null,null,10919,"10919Orange","10919",10919,"Zone G - Hudson Valley","Orange and Rockland","Orange","Mid-Hudson","Upper Hudson","Mid-Hudson","Mid-Hudson",null,"Zone G - Hudson Valley","Upper Hudson","Hudson Valley","Poughkeepsie",null,"Central","Cayuga",13064,"Rochester Gas and Electric","Rochester Gas and Electric","Rochester Gas and Electric","Rochester Gas and Electric",9.5799999999999996E-2,0.56500000000000006,2.4470744444444432,3.06,2.2435595175438618]
[null,null,null,null,null,null,null,null,null,10932,"10932Orange","10932",10932,"Zone G - Hudson Valley","Orange and Rockland","Orange","Mid-Hudson","Upper Hudson","Mid-Hudson","Mid-Hudson",null,"Zone G - Hudson Valley","Upper Hudson","Hudson Valley","Poughkeepsie",null,"Western","Seneca",13065,"New York State Electric and Gas","New York State Electric and Gas","New York State Electric and Gas","New York State Electric and Gas",9.2600000000000002E-2,0.66700000000000004,2.6776113636363634,3.06,2.2435595175438618]
[null,null,null,null,null,null,null,null,null,10933,"10933Orange","10933",10933,"Zone G - Hudson Valley","Orange and Rockland","Orange","Mid-Hudson","Upper Hudson","Mid-Hudson","Mid-Hudson",null,"Zone G - Hudson Valley","Upper Hudson","Hudson Valley","Poughkeepsie",null,"Central","Onondaga",13066,"National Grid","National Grid","National Grid","National Grid",9.98E-2,0.66300000000000003,2.4470744444444432,3.06,2.2435595175438618]
[null,null,null,null,null,null,null,null,null,10940,"10940Orange","10940",10940,"Zone G - Hudson Valley","Orange and Rockland","Orange","Mid-Hudson","Upper Hudson","Mid-Hudson","Mid-Hudson",null,"Zone G - Hudson Valley","Upper Hudson","Hudson Valley","Poughkeepsie",null,"Central","Tompkins",13068,"New York State Electric and Gas","New York State Electric and Gas","New York State Electric and Gas","New York State Electric and Gas",9.2600000000000002E-2,0.66700000000000004,2.4470744444444432,3.06,2.2435595175438618]
[null,null,null,null,null,null,null,null,null,10941,"10941Orange","10941",10941,"Zone G - Hudson Valley","Orange and Rockland","Orange","Mid-Hudson","Upper Hudson","Mid-Hudson","Mid-Hudson",null,"Zone G - Hudson Valley","Upper Hudson","Hudson Valley","Poughkeepsie",null,"Central","Oswego",13069,"National Grid","National Grid","National Grid","National Grid",9.98E-2,0.66300000000000003,2.4470744444444432,3.06,2.2435595175438618]
[null,null,null,null,null,null,null,null,null,10958,"10958Orange","10958",10958,"Zone G - Hudson Valley","Orange and Rockland","Orange","Mid-Hudson","Upper Hudson","Mid-Hudson","Mid-Hudson",null,"Zone G - Hudson Valley","Upper Hudson","Hudson Valley","Poughkeepsie",null,"Central","Cayuga",13071,"New York State Electric and Gas","New York State Electric and Gas","New York State Electric and Gas","New York State Electric and Gas",9.2600000000000002E-2,0.66700000000000004,2.4470744444444432,3.06,2.2435595175438618]
[null,null,null,null,null,null,null,null,null,10963,"10963Orange","10963",10963,"Zone G - Hudson Valley","Orange and Rockland","Orange","Mid-Hudson","Upper Hudson","Mid-Hudson","Mid-Hudson",null,"Zone G - Hudson Valley","Upper Hudson","Hudson Valley","Poughkeepsie",null,"Central","Madison",13072,"New York State Electric and Gas","New York State Electric and Gas","New York State Electric and Gas","New York State Electric and Gas",9.2600000000000002E-2,0.66700000000000004,2.4470744444444432,3.06,2.2435595175438618]
[null,null,null,null,null,null,null,null,null,10973,"10973Orange","10973",10973,"Zone G - Hudson Valley","Orange and Rockland","Orange","Mid-Hudson","Upper Hudson","Mid-Hudson","Mid-Hudson",null,"Zone G - Hudson Valley","Upper Hudson","Hudson Valley","Poughkeepsie",null,"Central","Tompkins",13073,"Municipal Utilities","New York State Electric and Gas","Other","New York State Electric and Gas",0.1595,0.81100000000000005,2.4470744444444432,3.06,2.2435595175438618]
[null,null,null,null,null,null,null,null,null,10985,"10985Orange","10985",10985,"Zone G - Hudson Valley","Orange and Rockland","Orange","Mid-Hudson","Upper Hudson","Mid-Hudson","Mid-Hudson",null,"Zone G - Hudson Valley","Upper Hudson","Hudson Valley","Poughkeepsie",null,"Central","Oswego",13074,"National Grid","National Grid","National Grid","National Grid",9.98E-2,0.66300000000000003,2.4470744444444432,3.06,2.2435595175438618]
[null,null,null,null,null,null,null,null,null,10988,"10988Orange","10988",10988,"Zone G - Hudson Valley","Orange and Rockland","Orange","Mid-Hudson","Upper Hudson","Mid-Hudson","Mid-Hudson",null,"Zone G - Hudson Valley","Upper Hudson","Hudson Valley","Poughkeepsie",null,"Central","Oswego",13076,"National Grid","National Grid","National Grid","National Grid",9.98E-2,0.66300000000000003,2.4470744444444432,3.06,2.2435595175438618]
[null,null,null,null,null,null,null,null,null,10998,"10998Orange","10998",10998,"Zone G - Hudson Valley","Orange and Rockland","Orange","Mid-Hudson","Upper Hudson","Mid-Hudson","Mid-Hudson",null,"Zone G - Hudson Valley","Upper Hudson","Hudson Valley","Poughkeepsie",null,"Central","Cortland",13077,"National Grid","National Grid","National Grid","National Grid",9.98E-2,0.66300000000000003,2.4470744444444432,3.06,2.2435595175438618]
[null,null,null,null,null,null,null,null,null,12729,"12729Orange","12729",12729,"Zone G - Hudson Valley","Orange and Rockland","Orange","Mid-Hudson","Upper Hudson","Mid-Hudson","Mid-Hudson",null,"Zone G - Hudson Valley","Upper Hudson","Hudson Valley","Binghamton",null,"Central","Onondaga",13078,"National Grid","National Grid","National Grid","National Grid",9.98E-2,0.66300000000000003,2.4470744444444432,3.06,2.2435595175438618]
[null,null,null,null,null,null,null,null,null,12746,"12746Orange","12746",12746,"Zone G - Hudson Valley","Orange and Rockland","Orange","Mid-Hudson","Upper Hudson","Mid-Hudson","Mid-Hudson",null,"Zone G - Hudson Valley","Upper Hudson","Hudson Valley","Poughkeepsie",null,"Central","Onondaga",13080,"New York State Electric and Gas","New York State Electric and Gas","New York State Electric and Gas","New York State Electric and Gas",9.2600000000000002E-2,0.66700000000000004,2.4470744444444432,3.06,2.2435595175438618]
[null,null,null,null,null,null,null,null,null,12771,"12771Orange","12771",12771,"Zone G - Hudson Valley","Orange and Rockland","Orange","Mid-Hudson","Upper Hudson","Mid-Hudson","Mid-Hudson",null,"Zone G - Hudson Valley","Upper Hudson","Hudson Valley","Poughkeepsie",null,"Central","Cayuga",13081,"New York State Electric and Gas","New York State Electric and Gas","New York State Electric and Gas","New York State Electric and Gas",9.2600000000000002E-2,0.66700000000000004,2.4470744444444432,3.06,2.2435595175438618]
[null,null,null,null,null,null,null,null,null,12780,"12780Orange","12780",12780,"Zone G - Hudson Valley","Orange and Rockland","Orange","Mid-Hudson","Upper Hudson","Mid-Hudson","Mid-Hudson",null,"Zone G - Hudson Valley","Upper Hudson","Hudson Valley","Poughkeepsie",null,"Central","Onondaga",13082,"National Grid","National Grid","National Grid","National Grid",9.98E-2,0.66300000000000003,2.4470744444444432,3.06,2.2435595175438618]
[null,null,null,null,null,null,null,null,null,12785,"12785Orange","12785",12785,"Zone G - Hudson Valley","Orange and Rockland","Orange","Mid-Hudson","Upper Hudson","Mid-Hudson","Mid-Hudson",null,"Zone G - Hudson Valley","Upper Hudson","Hudson Valley","Poughkeepsie",null,"Central","Oswego",13083,"National Grid","National Grid","National Grid","National Grid",9.98E-2,0.66300000000000003,2.4470744444444432,3.06,2.2435595175438618]
[null,null,null,null,null,null,null,null,null,10916,"10916Orange","10916",10916,"Zone G - Hudson Valley","Central Hudson Gas and Electric","Orange","Mid-Hudson","Upper Hudson","Mid-Hudson","Mid-Hudson",null,"Zone G - Hudson Valley","Upper Hudson","Hudson Valley","Poughkeepsie",null,"Central","Onondaga",13084,"National Grid","National Grid","National Grid","National Grid",9.98E-2,0.66300000000000003,2.4470744444444432,3.06,2.2435595175438618]
[null,null,null,null,null,null,null,null,null,10953,"10953Orange","10953",10953,"Zone G - Hudson Valley","Central Hudson Gas and Electric","Orange","Mid-Hudson","Upper Hudson","Mid-Hudson","Mid-Hudson",null,"Zone G - Hudson Valley","Upper Hudson","Hudson Valley","Poughkeepsie",null,"Central","Cortland",13087,"National Grid","National Grid","National Grid","National Grid",9.98E-2,0.66300000000000003,2.4470744444444432,3.06,2.2435595175438618]
[null,null,null,null,null,null,null,null,null,12518,"12518Orange","12518",12518,"Zone G - Hudson Valley","Central Hudson Gas and Electric","Orange","Mid-Hudson","Upper Hudson","Mid-Hudson","Mid-Hudson",null,"Zone G - Hudson Valley","Upper Hudson","Hudson Valley","Poughkeepsie",null,"Central","Onondaga",13088,"National Grid","National Grid","National Grid","National Grid",9.98E-2,0.66300000000000003,2.4470744444444432,3.06,2.2435595175438618]
[null,null,null,null,null,null,null,null,null,12520,"12520Orange","12520",12520,"Zone G - Hudson Valley","Central Hudson Gas and Electric","Orange","Mid-Hudson","Upper Hudson","Mid-Hudson","Mid-Hudson",null,"Zone G - Hudson Valley","Upper Hudson","Hudson Valley","Poughkeepsie",null,"Central","Onondaga",13089,"National Grid","National Grid","National Grid","National Grid",9.98E-2,0.66300000000000003,2.4470744444444432,3.06,2.2435595175438618]
[null,null,null,null,null,null,null,null,null,12543,"12543Orange","12543",12543,"Zone G - Hudson Valley","Central Hudson Gas and Electric","Orange","Mid-Hudson","Upper Hudson","Mid-Hudson","Mid-Hudson",null,"Zone G - Hudson Valley","Upper Hudson","Hudson Valley","Poughkeepsie",null,"Central","Onondaga",13090,"National Grid","National Grid","National Grid","National Grid",9.98E-2,0.66300000000000003,2.4470744444444432,3.06,2.2435595175438618]
[null,null,null,null,null,null,null,null,null,12549,"12549Orange","12549",12549,"Zone G - Hudson Valley","Central Hudson Gas and Electric","Orange","Mid-Hudson","Upper Hudson","Mid-Hudson","Mid-Hudson",null,"Zone G - Hudson Valley","Upper Hudson","Hudson Valley","Poughkeepsie",null,"Central","Cayuga",13092,"New York State Electric and Gas","New York State Electric and Gas","New York State Electric and Gas","New York State Electric and Gas",9.2600000000000002E-2,0.66700000000000004,2.4470744444444432,3.06,2.2435595175438618]
[null,null,null,null,null,null,null,null,null,12550,"12550Orange","12550",12550,"Zone G - Hudson Valley","Central Hudson Gas and Electric","Orange","Mid-Hudson","Upper Hudson","Mid-Hudson","Mid-Hudson",null,"Zone G - Hudson Valley","Upper Hudson","Hudson Valley","Poughkeepsie",null,"Central","Oswego",13093,"National Grid","National Grid","National Grid","National Grid",9.98E-2,0.66300000000000003,2.4470744444444432,3.06,2.2435595175438618]
[null,null,null,null,null,null,null,null,null,12551,"12551Orange","12551",12551,"Zone G - Hudson Valley","Central Hudson Gas and Electric","Orange","Mid-Hudson","Upper Hudson","Mid-Hudson","Mid-Hudson",null,"Zone G - Hudson Valley","Upper Hudson","Hudson Valley","Poughkeepsie",null,"Central","Cortland",13101,"National Grid","National Grid","National Grid","National Grid",9.98E-2,0.66300000000000003,2.4470744444444432,3.06,2.2435595175438618]
[null,null,null,null,null,null,null,null,null,12552,"12552Orange","12552",12552,"Zone G - Hudson Valley","Central Hudson Gas and Electric","Orange","Mid-Hudson","Upper Hudson","Mid-Hudson","Mid-Hudson",null,"Zone G - Hudson Valley","Upper Hudson","Hudson Valley","Poughkeepsie",null,"Central","Tompkins",13102,"New York State Electric and Gas","New York State Electric and Gas","New York State Electric and Gas","New York State Electric and Gas",9.2600000000000002E-2,0.66700000000000004,2.4470744444444432,3.06,2.2435595175438618]
[null,null,null,null,null,null,null,null,null,12553,"12553Orange","12553",12553,"Zone G - Hudson Valley","Central Hudson Gas and Electric","Orange","Mid-Hudson","Upper Hudson","Mid-Hudson","Mid-Hudson",null,"Zone G - Hudson Valley","Upper Hudson","Hudson Valley","Poughkeepsie",null,"Central","Oswego",13103,"National Grid","National Grid","National Grid","National Grid",9.98E-2,0.66300000000000003,2.4470744444444432,3.06,2.2435595175438618]
[null,null,null,null,null,null,null,null,null,12555,"12555Orange","12555",12555,"Zone G - Hudson Valley","Central Hudson Gas and Electric","Orange","Mid-Hudson","Upper Hudson","Mid-Hudson","Mid-Hudson",null,"Zone G - Hudson Valley","Upper Hudson","Hudson Valley","Poughkeepsie",null,"Central","Onondaga",13104,"National Grid","National Grid","National Grid","National Grid",9.98E-2,0.66300000000000003,2.4470744444444432,3.06,2.2435595175438618]
[null,null,null,null,null,null,null,null,null,12575,"12575Orange","12575",12575,"Zone G - Hudson Valley","Central Hudson Gas and Electric","Orange","Mid-Hudson","Upper Hudson","Mid-Hudson","Mid-Hudson",null,"Zone G - Hudson Valley","Upper Hudson","Hudson Valley","Poughkeepsie",null,"Central","Oswego",13107,"National Grid","National Grid","National Grid","National Grid",9.98E-2,0.66300000000000003,2.4470744444444432,3.06,2.2435595175438618]
[null,null,null,null,null,null,null,null,null,12584,"12584Orange","12584",12584,"Zone G - Hudson Valley","Central Hudson Gas and Electric","Orange","Mid-Hudson","Upper Hudson","Mid-Hudson","Mid-Hudson",null,"Zone G - Hudson Valley","Upper Hudson","Hudson Valley","Poughkeepsie",null,"Central","Onondaga",13108,"New York State Electric and Gas","New York State Electric and Gas","New York State Electric and Gas","New York State Electric and Gas",9.2600000000000002E-2,0.66700000000000004,2.4470744444444432,3.06,2.2435595175438618]
[null,null,null,null,null,null,null,null,null,10910,"10910Orange","10910",10910,"Zone G - Hudson Valley","Orange and Rockland","Orange","Mid-Hudson","Upper Hudson","Mid-Hudson","Mid-Hudson",null,"Zone G - Hudson Valley","Upper Hudson","Hudson Valley","Poughkeepsie",null,"Central","Onondaga",13110,"New York State Electric and Gas","New York State Electric and Gas","New York State Electric and Gas","New York State Electric and Gas",9.2600000000000002E-2,0.66700000000000004,2.4470744444444432,3.06,2.2435595175438618]
[null,null,null,null,null,null,null,null,null,10912,"10912Orange","10912",10912,"Zone G - Hudson Valley","Orange and Rockland","Orange","Mid-Hudson","Upper Hudson","Mid-Hudson","Mid-Hudson",null,"Zone G - Hudson Valley","Upper Hudson","Hudson Valley","Poughkeepsie",null,"Central","Cayuga",13111,"Rochester Gas and Electric","Rochester Gas and Electric","Rochester Gas and Electric","Rochester Gas and Electric",9.5799999999999996E-2,0.56500000000000006,2.4470744444444432,3.06,2.2435595175438618]
[null,null,null,null,null,null,null,null,null,10914,"10914Orange","10914",10914,"Zone G - Hudson Valley","Orange and Rockland","Orange","Mid-Hudson","Upper Hudson","Mid-Hudson","Mid-Hudson",null,"Zone G - Hudson Valley","Upper Hudson","Hudson Valley","Poughkeepsie",null,"Central","Onondaga",13112,"New York State Electric and Gas","New York State Electric and Gas","New York State Electric and Gas","New York State Electric and Gas",9.2600000000000002E-2,0.66700000000000004,2.4470744444444432,3.06,2.2435595175438618]
[null,null,null,null,null,null,null,null,null,10917,"10917Orange","10917",10917,"Zone G - Hudson Valley","Orange and Rockland","Orange","Mid-Hudson","Upper Hudson","Mid-Hudson","Mid-Hudson",null,"Zone G - Hudson Valley","Upper Hudson","Hudson Valley","Poughkeepsie",null,"Central","Cayuga",13113,"Rochester Gas and Electric","Rochester Gas and Electric","Rochester Gas and Electric","Rochester Gas and Electric",9.5799999999999996E-2,0.56500000000000006,2.4470744444444432,3.06,2.2435595175438618]
[null,null,null,null,null,null,null,null,null,10918,"10918Orange","10918",10918,"Zone G - Hudson Valley","Orange and Rockland","Orange","Mid-Hudson","Upper Hudson","Mid-Hudson","Mid-Hudson",null,"Zone G - Hudson Valley","Upper Hudson","Hudson Valley","Poughkeepsie",null,"Central","Oswego",13114,"National Grid","National Grid","National Grid","National Grid",9.98E-2,0.66300000000000003,2.4470744444444432,3.06,2.2435595175438618]
[null,null,null,null,null,null,null,null,null,10921,"10921Orange","10921",10921,"Zone G - Hudson Valley","Orange and Rockland","Orange","Mid-Hudson","Upper Hudson","Mid-Hudson","Mid-Hudson",null,"Zone G - Hudson Valley","Upper Hudson","Hudson Valley","Poughkeepsie",null,"Central","Oswego",13115,"National Grid","National Grid","National Grid","National Grid",9.98E-2,0.66300000000000003,2.4470744444444432,3.06,2.2435595175438618]
[null,null,null,null,null,null,null,null,null,10922,"10922Orange","10922",10922,"Zone G - Hudson Valley","Orange and Rockland","Orange","Mid-Hudson","Upper Hudson","Mid-Hudson","Mid-Hudson",null,"Zone G - Hudson Valley","Upper Hudson","Hudson Valley","Poughkeepsie",null,"Central","Onondaga",13116,"National Grid","National Grid","National Grid","National Grid",9.98E-2,0.66300000000000003,2.4470744444444432,3.06,2.2435595175438618]
[null,null,null,null,null,null,null,null,null,10924,"10924Orange","10924",10924,"Zone G - Hudson Valley","Orange and Rockland","Orange","Mid-Hudson","Upper Hudson","Mid-Hudson","Mid-Hudson",null,"Zone G - Hudson Valley","Upper Hudson","Hudson Valley","Poughkeepsie",null,"Central","Cayuga",13117,"New York State Electric and Gas","New York State Electric and Gas","New York State Electric and Gas","New York State Electric and Gas",9.2600000000000002E-2,0.66700000000000004,2.4470744444444432,3.06,2.2435595175438618]
[null,null,null,null,null,null,null,null,null,10925,"10925Orange","10925",10925,"Zone G - Hudson Valley","Orange and Rockland","Orange","Mid-Hudson","Upper Hudson","Mid-Hudson","Mid-Hudson",null,"Zone G - Hudson Valley","Upper Hudson","Hudson Valley","Poughkeepsie",null,"Central","Cayuga",13118,"New York State Electric and Gas","New York State Electric and Gas","New York State Electric and Gas","New York State Electric and Gas",9.2600000000000002E-2,0.66700000000000004,2.4470744444444432,3.06,2.2435595175438618]
[null,null,null,null,null,null,null,null,null,10926,"10926Orange","10926",10926,"Zone G - Hudson Valley","Orange and Rockland","Orange","Mid-Hudson","Upper Hudson","Mid-Hudson","Mid-Hudson",null,"Zone G - Hudson Valley","Upper Hudson","Hudson Valley","Poughkeepsie",null,"Central","Onondaga",13119,"National Grid","National Grid","National Grid","National Grid",9.98E-2,0.66300000000000003,2.4470744444444432,3.06,2.2435595175438618]
[null,null,null,null,null,null,null,null,null,10928,"10928Orange","10928",10928,"Zone G - Hudson Valley","Orange and Rockland","Orange","Mid-Hudson","Upper Hudson","Mid-Hudson","Mid-Hudson",null,"Zone G - Hudson Valley","Upper Hudson","Hudson Valley","Poughkeepsie",null,"Central","Onondaga",13120,"National Grid","National Grid","National Grid","National Grid",9.98E-2,0.66300000000000003,2.4470744444444432,3.06,2.2435595175438618]
[null,null,null,null,null,null,null,null,null,10930,"10930Orange","10930",10930,"Zone G - Hudson Valley","Orange and Rockland","Orange","Mid-Hudson","Upper Hudson","Mid-Hudson","Mid-Hudson",null,"Zone G - Hudson Valley","Upper Hudson","Hudson Valley","Poughkeepsie",null,"Central","Oswego",13121,"National Grid","National Grid","National Grid","National Grid",9.98E-2,0.66300000000000003,2.4470744444444432,3.06,2.2435595175438618]
[null,null,null,null,null,null,null,null,null,10949,"10949Orange","10949",10949,"Zone G - Hudson Valley","Orange and Rockland","Orange","Mid-Hudson","Upper Hudson","Mid-Hudson","Mid-Hudson",null,"Zone G - Hudson Valley","Upper Hudson","Hudson Valley","Poughkeepsie",null,"Central","Madison",13122,"National Grid","National Grid","National Grid","National Grid",0.10299999999999999,0.66300000000000003,2.4470744444444432,3.06,2.2435595175438618]
[null,null,null,null,null,null,null,null,null,10950,"10950Orange","10950",10950,"Zone G - Hudson Valley","Orange and Rockland","Orange","Mid-Hudson","Upper Hudson","Mid-Hudson","Mid-Hudson",null,"Zone G - Hudson Valley","Upper Hudson","Hudson Valley","Poughkeepsie",null,"Central","Oneida",13123,"National Grid","National Grid","National Grid","National Grid",0.10299999999999999,0.66300000000000003,2.4470744444444432,3.06,2.660757651515151]
[null,null,null,null,null,null,null,null,null,10959,"10959Orange","10959",10959,"Zone G - Hudson Valley","Orange and Rockland","Orange","Mid-Hudson","Upper Hudson","Mid-Hudson","Mid-Hudson",null,"Zone G - Hudson Valley","Upper Hudson","Hudson Valley","Poughkeepsie",null,"Central","Chenango",13124,"National Grid","National Grid","National Grid","National Grid",0.10299999999999999,0.66300000000000003,2.4470744444444432,3.06,2.2435595175438618]
[null,null,null,null,null,null,null,null,null,10969,"10969Orange","10969",10969,"Zone G - Hudson Valley","Orange and Rockland","Orange","Mid-Hudson","Upper Hudson","Mid-Hudson","Mid-Hudson",null,"Zone G - Hudson Valley","Upper Hudson","Hudson Valley","Poughkeepsie",null,"Central","Oswego",13126,"National Grid","National Grid","National Grid","National Grid",9.98E-2,0.66300000000000003,2.4470744444444432,3.06,2.2435595175438618]
[null,null,null,null,null,null,null,null,null,10975,"10975Orange","10975",10975,"Zone G - Hudson Valley","Orange and Rockland","Orange","Mid-Hudson","Upper Hudson","Mid-Hudson","Mid-Hudson",null,"Zone G - Hudson Valley","Upper Hudson","Hudson Valley","Poughkeepsie",null,"Central","Oswego",13131,"National Grid","National Grid","National Grid","National Grid",9.98E-2,0.66300000000000003,2.4470744444444432,3.06,2.2435595175438618]
[null,null,null,null,null,null,null,null,null,10979,"10979Orange","10979",10979,"Zone G - Hudson Valley","Orange and Rockland","Orange","Mid-Hudson","Upper Hudson","Mid-Hudson","Mid-Hudson",null,"Zone G - Hudson Valley","Upper Hudson","Hudson Valley","Poughkeepsie",null,"Central","Oswego",13132,"National Grid","National Grid","National Grid","National Grid",9.98E-2,0.66300000000000003,2.4470744444444432,3.06,2.2435595175438618]
[null,null,null,null,null,null,null,null,null,10981,"10981Orange","10981",10981,"Zone G - Hudson Valley","Orange and Rockland","Orange","Mid-Hudson","Upper Hudson","Mid-Hudson","Mid-Hudson",null,"Zone G - Hudson Valley","Upper Hudson","Hudson Valley","Poughkeepsie",null,"Central","Madison",13134,"New York State Electric and Gas","New York State Electric and Gas","New York State Electric and Gas","New York State Electric and Gas",9.2600000000000002E-2,0.66700000000000004,2.4470744444444432,3.06,2.2435595175438618]
[null,null,null,null,null,null,null,null,null,10987,"10987Orange","10987",10987,"Zone G - Hudson Valley","Orange and Rockland","Orange","Mid-Hudson","Upper Hudson","Mid-Hudson","Mid-Hudson",null,"Zone G - Hudson Valley","Upper Hudson","Hudson Valley","Poughkeepsie",null,"Central","Oswego",13135,"National Grid","National Grid","National Grid","National Grid",9.98E-2,0.66300000000000003,2.4470744444444432,3.06,2.2435595175438618]
[null,null,null,null,null,null,null,null,null,10990,"10990Orange","10990",10990,"Zone G - Hudson Valley","Orange and Rockland","Orange","Mid-Hudson","Upper Hudson","Mid-Hudson","Mid-Hudson",null,"Zone G - Hudson Valley","Upper Hudson","Hudson Valley","Poughkeepsie",null,"Central","Chenango",13136,"New York State Electric and Gas","New York State Electric and Gas","New York State Electric and Gas","New York State Electric and Gas",9.2600000000000002E-2,0.66700000000000004,2.4470744444444432,3.06,2.2435595175438618]
[null,null,null,null,null,null,null,null,null,{"$f":"L1348*1","v":10992},"10992Orange","10992",10992,"Zone G - Hudson Valley","Orange and Rockland","Orange","Mid-Hudson","Upper Hudson","Mid-Hudson","Mid-Hudson",null,"Zone G - Hudson Valley","Upper Hudson","Hudson Valley","Poughkeepsie",null,{"$f":"VLOOKUP(AC1348,J:R,9,)","v":"Central"},"Onondaga",13137,"National Grid","National Grid","National Grid","National Grid",9.98E-2,0.66300000000000003,2.4470744444444432,3.06,2.2435595175438618]
[null,null,null,null,null,null,null,null,null,10996,"10996Orange","10996",10996,"Zone G - Hudson Valley","Orange and Rockland","Orange","Mid-Hudson","Upper Hudson","Mid-Hudson","Mid-Hudson",null,"Zone G - Hudson Valley","Upper Hudson","Hudson Valley","Poughkeepsie",null,"Central","Onondaga",13138,"National Grid","National Grid","National Grid","National Grid",9.98E-2,0.66300000000000003,2.4470744444444432,3.06,2.2435595175438618]
[null,null,null,null,null,null,null,null,null,10997,"10997Orange","10997",10997,"Zone G - Hudson Valley","Orange and Rockland","Orange","Mid-Hudson","Upper Hudson","Mid-Hudson","Mid-Hudson",null,"Zone G - Hudson Valley","Upper Hudson","Hudson Valley","Poughkeepsie",null,"Central","Cayuga",13139,"New York State Electric and Gas","New York State Electric and Gas","New York State Electric and Gas","New York State Electric and Gas",9.2600000000000002E-2,0.66700000000000004,2.4470744444444432,3.06,2.2435595175438618]
[null,null,null,null,null,null,null,null,null,12577,"12577Orange","12577",12577,"Zone G - Hudson Valley","Orange and Rockland","Orange","Mid-Hudson","Upper Hudson","Mid-Hudson","Mid-Hudson",null,"Zone G - Hudson Valley","Upper Hudson","Hudson Valley","Poughkeepsie",null,"Central","Cayuga",13140,"New York State Electric and Gas","New York State Electric and Gas","New York State Electric and Gas","New York State Electric and Gas",9.2600000000000002E-2,0.66700000000000004,2.4470744444444432,3.06,2.2435595175438618]
[null,null,null,null,null,null,null,null,null,14470,"14470Orleans","14470",14470,"Zone A - West","Municipal Utilities","Orleans","Finger Lakes","Western","Western","Western",null,"Zone A - West","Western","Western Region","Buffalo",null,"Central","Onondaga",13141,"National Grid","National Grid","National Grid","National Grid",9.98E-2,0.66300000000000003,2.4470744444444432,3.06,2.2435595175438618]
[null,null,null,null,null,null,null,null,null,14098,"14098Orleans","14098",14098,"Zone A - West","National Grid","Orleans","Finger Lakes","Western","Western","Western",null,"Zone A - West","Western","Western Region","Buffalo",null,"Central","Oswego",13142,"National Grid","National Grid","National Grid","National Grid",9.98E-2,0.66300000000000003,2.4470744444444432,3.06,2.2435595175438618]
[null,null,null,null,null,null,null,null,null,14103,"14103Orleans","14103",14103,"Zone A - West","National Grid","Orleans","Finger Lakes","Western","Western","Western",null,"Zone A - West","Western","Western Region","Buffalo",null,"Western","Wayne",13143,"Rochester Gas and Electric","Rochester Gas and Electric","Rochester Gas and Electric","Rochester Gas and Electric",9.5799999999999996E-2,0.56500000000000006,2.6776113636363634,3.06,2.2435595175438618]
[null,null,null,null,null,null,null,null,null,14411,"14411Orleans","14411",14411,"Zone A - West","National Grid","Orleans","Finger Lakes","Western","Western","Western",null,"Zone A - West","Western","Western Region","Buffalo",null,"Central","Oswego",13144,"National Grid","National Grid","National Grid","National Grid",9.98E-2,0.66300000000000003,2.4470744444444432,3.06,2.2435595175438618]
[null,null,null,null,null,null,null,null,null,14429,"14429Orleans","14429",14429,"Zone A - West","National Grid","Orleans","Finger Lakes","Western","Western","Western",null,"Zone A - West","Western","Western Region","Buffalo",null,"Central","Oswego",13145,"National Grid","National Grid","National Grid","National Grid",9.98E-2,0.66300000000000003,2.4470744444444432,3.06,2.2435595175438618]
[null,null,null,null,null,null,null,null,null,14452,"14452Orleans","14452",14452,"Zone A - West","National Grid","Orleans","Finger Lakes","Western","Western","Western",null,"Zone A - West","Western","Western Region","Buffalo",null,"Western","Wayne",13146,"Rochester Gas and Electric","Rochester Gas and Electric","Rochester Gas and Electric","Rochester Gas and Electric",9.5799999999999996E-2,0.56500000000000006,2.6776113636363634,3.06,2.2435595175438618]
[null,null,null,null,null,null,null,null,null,14476,"14476Orleans","14476",14476,"Zone A - West","National Grid","Orleans","Finger Lakes","Western","Western","Western",null,"Zone A - West","Western","Western Region","Buffalo",null,"Central","Cayuga",13147,"New York State Electric and Gas","New York State Electric and Gas","New York State Electric and Gas","New York State Electric and Gas",9.2600000000000002E-2,0.66700000000000004,2.4470744444444432,3.06,2.2435595175438618]
[null,null,null,null,null,null,null,null,null,14477,"14477Orleans","14477",14477,"Zone A - West","National Grid","Orleans","Finger Lakes","Western","Western","Western",null,"Zone A - West","Western","Western Region","Buffalo",null,"Western","Seneca",13148,"New York State Electric and Gas","New York State Electric and Gas","New York State Electric and Gas","New York State Electric and Gas",9.2600000000000002E-2,0.66700000000000004,2.6776113636363634,3.06,2.2435595175438618]
[null,null,null,null,null,null,null,null,null,14479,"14479Orleans","14479",14479,"Zone A - West","National Grid","Orleans","Finger Lakes","Western","Western","Western",null,"Zone A - West","Western","Western Region","Buffalo",null,"Central","Onondaga",13152,"Municipal Utilities","New York State Electric and Gas","Other","New York State Electric and Gas",0.1595,0.81100000000000005,2.4470744444444432,3.06,2.2435595175438618]
[null,null,null,null,null,null,null,null,null,14571,"14571Orleans","14571",14571,"Zone A - West","National Grid","Orleans","Finger Lakes","Western","Western","Western",null,"Zone A - West","Western","Western Region","Buffalo",null,"Central","Onondaga",13153,"New York State Electric and Gas","New York State Electric and Gas","New York State Electric and Gas","New York State Electric and Gas",9.2600000000000002E-2,0.66700000000000004,2.4470744444444432,3.06,2.2435595175438618]
[null,null,null,null,null,null,null,null,null,13493,"13493Oswego","13493",13493,"Zone C - Central","National Grid","Oswego","Central New York","Central","Central","Central",null,"Zone C - Central","Central","Central Region","Binghamton",null,"Western","Wayne",13154,"Rochester Gas and Electric","Rochester Gas and Electric","Rochester Gas and Electric","Rochester Gas and Electric",9.5799999999999996E-2,0.56500000000000006,2.6776113636363634,3.06,2.2435595175438618]
[null,null,null,null,null,null,null,null,null,13028,"13028Oswego","13028",13028,"Zone C - Central","National Grid","Oswego","Central New York","Central","Central","Central",null,"Zone C - Central","Central","Central Region","Syracuse",null,"Central","Chenango",13155,"New York State Electric and Gas","New York State Electric and Gas","New York State Electric and Gas","New York State Electric and Gas",9.2600000000000002E-2,0.66700000000000004,2.4470744444444432,3.06,2.2435595175438618]
[null,null,null,null,null,null,null,null,null,13036,"13036Oswego","13036",13036,"Zone C - Central","National Grid","Oswego","Central New York","Central","Central","Central",null,"Zone C - Central","Central","Central Region","Syracuse",null,"Central","Cayuga",13156,"Rochester Gas and Electric","Rochester Gas and Electric","Rochester Gas and Electric","Rochester Gas and Electric",9.5799999999999996E-2,0.56500000000000006,2.4470744444444432,3.06,2.2435595175438618]
[null,null,null,null,null,null,null,null,null,13044,"13044Oswego","13044",13044,"Zone C - Central","National Grid","Oswego","Central New York","Central","Central","Central",null,"Zone C - Central","Central","Central Region","Syracuse",null,"Central","Oneida",13157,"National Grid","National Grid","National Grid","National Grid",0.10299999999999999,0.66300000000000003,2.4470744444444432,3.06,2.660757651515151]
[null,null,null,null,null,null,null,null,null,13069,"13069Oswego","13069",13069,"Zone C - Central","National Grid","Oswego","Central New York","Central","Central","Central",null,"Zone C - Central","Central","Central Region","Syracuse",null,"Central","Cortland",13158,"National Grid","National Grid","National Grid","National Grid",9.98E-2,0.66300000000000003,2.4470744444444432,3.06,2.2435595175438618]
[null,null,null,null,null,null,null,null,null,13074,"13074Oswego","13074",13074,"Zone C - Central","National Grid","Oswego","Central New York","Central","Central","Central",null,"Zone C - Central","Central","Central Region","Syracuse",null,"Central","Onondaga",13159,"National Grid","National Grid","National Grid","National Grid",9.98E-2,0.66300000000000003,2.4470744444444432,3.06,2.2435595175438618]
[null,null,null,null,null,null,null,null,null,13076,"13076Oswego","13076",13076,"Zone C - Central","National Grid","Oswego","Central New York","Central","Central","Central",null,"Zone C - Central","Central","Central Region","Syracuse",null,"Central","Cayuga",13160,"New York State Electric and Gas","New York State Electric and Gas","New York State Electric and Gas","New York State Electric and Gas",9.2600000000000002E-2,0.66700000000000004,2.4470744444444432,3.06,2.2435595175438618]
[null,null,null,null,null,null,null,null,null,13083,"13083Oswego","13083",13083,"Zone C - Central","National Grid","Oswego","Central New York","Central","Central","Central",null,"Zone C - Central","Central","Central Region","Syracuse",null,"Central","Oneida",13162,"National Grid","National Grid","National Grid","National Grid",0.10299999999999999,0.66300000000000003,2.4470744444444432,3.06,2.660757651515151]
[null,null,null,null,null,null,null,null,null,13093,"13093Oswego","13093",13093,"Zone C - Central","National Grid","Oswego","Central New York","Central","Central","Central",null,"Zone C - Central","Central","Central Region","Syracuse",null,"Central","Madison",13163,"National Grid","National Grid","National Grid","National Grid",0.10299999999999999,0.66300000000000003,2.4470744444444432,3.06,2.2435595175438618]
[null,null,null,null,null,null,null,null,null,13103,"13103Oswego","13103",13103,"Zone C - Central","National Grid","Oswego","Central New York","Central","Central","Central",null,"Zone C - Central","Central","Central Region","Syracuse",null,"Central","Onondaga",13164,"National Grid","National Grid","National Grid","National Grid",9.98E-2,0.66300000000000003,2.4470744444444432,3.06,2.2435595175438618]
[null,null,null,null,null,null,null,null,null,13107,"13107Oswego","13107",13107,"Zone C - Central","National Grid","Oswego","Central New York","Central","Central","Central",null,"Zone C - Central","Central","Central Region","Syracuse",null,"Western","Seneca",13165,"New York State Electric and Gas","New York State Electric and Gas","New York State Electric and Gas","New York State Electric and Gas",9.2600000000000002E-2,0.66700000000000004,2.6776113636363634,3.06,2.2435595175438618]
[null,null,null,null,null,null,null,null,null,13114,"13114Oswego","13114",13114,"Zone C - Central","National Grid","Oswego","Central New York","Central","Central","Central",null,"Zone C - Central","Central","Central Region","Syracuse",null,"Central","Cayuga",13166,"New York State Electric and Gas","New York State Electric and Gas","New York State Electric and Gas","New York State Electric and Gas",9.2600000000000002E-2,0.66700000000000004,2.4470744444444432,3.06,2.2435595175438618]
[null,null,null,null,null,null,null,null,null,13115,"13115Oswego","13115",13115,"Zone C - Central","National Grid","Oswego","Central New York","Central","Central","Central",null,"Zone C - Central","Central","Central Region","Syracuse",null,"Central","Oswego",13167,"National Grid","National Grid","National Grid","National Grid",9.98E-2,0.66300000000000003,2.4470744444444432,3.06,2.2435595175438618]
[null,null,null,null,null,null,null,null,null,13121,"13121Oswego","13121",13121,"Zone C - Central","National Grid","Oswego","Central New York","Central","Central","Central",null,"Zone C - Central","Central","Central Region","Syracuse",null,"Central","Onondaga",13201,"National Grid","National Grid","National Grid","National Grid",9.98E-2,0.66300000000000003,2.4470744444444432,3.06,2.2435595175438618]
[null,null,null,null,null,null,null,null,null,13126,"13126Oswego","13126",13126,"Zone C - Central","National Grid","Oswego","Central New York","Central","Central","Central",null,"Zone C - Central","Central","Central Region","Syracuse",null,"Central","Onondaga",13202,"National Grid","National Grid","National Grid","National Grid",9.98E-2,0.66300000000000003,2.4470744444444432,3.06,2.2435595175438618]
[null,null,null,null,null,null,null,null,null,13131,"13131Oswego","13131",13131,"Zone C - Central","National Grid","Oswego","Central New York","Central","Central","Central",null,"Zone C - Central","Central","Central Region","Syracuse",null,"Central","Onondaga",13203,"National Grid","National Grid","National Grid","National Grid",9.98E-2,0.66300000000000003,2.4470744444444432,3.06,2.2435595175438618]
[null,null,null,null,null,null,null,null,null,13132,"13132Oswego","13132",13132,"Zone C - Central","National Grid","Oswego","Central New York","Central","Central","Central",null,"Zone C - Central","Central","Central Region","Syracuse",null,"Central","Onondaga",13204,"National Grid","National Grid","National Grid","National Grid",9.98E-2,0.66300000000000003,2.4470744444444432,3.06,2.2435595175438618]
[null,null,null,null,null,null,null,null,null,13135,"13135Oswego","13135",13135,"Zone C - Central","National Grid","Oswego","Central New York","Central","Central","Central",null,"Zone C - Central","Central","Central Region","Syracuse",null,"Central","Onondaga",13205,"National Grid","National Grid","National Grid","National Grid",9.98E-2,0.66300000000000003,2.4470744444444432,3.06,2.2435595175438618]
[null,null,null,null,null,null,null,null,null,13142,"13142Oswego","13142",13142,"Zone C - Central","National Grid","Oswego","Central New York","Central","Central","Central",null,"Zone C - Central","Central","Central Region","Syracuse",null,"Central","Onondaga",13206,"National Grid","National Grid","National Grid","National Grid",9.98E-2,0.66300000000000003,2.4470744444444432,3.06,2.2435595175438618]
[null,null,null,null,null,null,null,null,null,13144,"13144Oswego","13144",13144,"Zone C - Central","National Grid","Oswego","Central New York","Central","Central","Central",null,"Zone C - Central","Central","Central Region","Syracuse",null,"Central","Onondaga",13207,"National Grid","National Grid","National Grid","National Grid",9.98E-2,0.66300000000000003,2.4470744444444432,3.06,2.2435595175438618]
[null,null,null,null,null,null,null,null,null,13145,"13145Oswego","13145",13145,"Zone C - Central","National Grid","Oswego","Central New York","Central","Central","Central",null,"Zone C - Central","Central","Central Region","Syracuse",null,"Central","Onondaga",13208,"National Grid","National Grid","National Grid","National Grid",9.98E-2,0.66300000000000003,2.4470744444444432,3.06,2.2435595175438618]
[null,null,null,null,null,null,null,null,null,13167,"13167Oswego","13167",13167,"Zone C - Central","National Grid","Oswego","Central New York","Central","Central","Central",null,"Zone C - Central","Central","Central Region","Syracuse",null,"Central","Onondaga",13209,"Municipal Utilities","National Grid","Other","National Grid",0.1595,0.81100000000000005,2.4470744444444432,3.06,2.2435595175438618]
[null,null,null,null,null,null,null,null,null,13302,"13302Oswego","13302",13302,"Zone C - Central","National Grid","Oswego","Central New York","Central","Central","Central",null,"Zone C - Central","Central","Central Region","Binghamton",null,"Central","Onondaga",13210,"National Grid","National Grid","National Grid","National Grid",9.98E-2,0.66300000000000003,2.4470744444444432,3.06,2.2435595175438618]
[null,null,null,null,null,null,null,null,null,13426,"13426Oswego","13426",13426,"Zone C - Central","National Grid","Oswego","Central New York","Central","Central","Central",null,"Zone C - Central","Central","Central Region","Syracuse",null,"Central","Onondaga",13211,"National Grid","National Grid","National Grid","National Grid",9.98E-2,0.66300000000000003,2.4470744444444432,3.06,2.2435595175438618]
[null,null,null,null,null,null,null,null,null,13437,"13437Oswego","13437",13437,"Zone E - Mohawk Valley","National Grid","Oswego","Central New York","Central","Central","Central",null,"Zone E - Mohawk Valley","Central","Central Region","Syracuse",null,"Central","Onondaga",13212,"National Grid","National Grid","National Grid","National Grid",9.98E-2,0.66300000000000003,2.4470744444444432,3.06,2.2435595175438618]
[null,null,null,null,null,null,null,null,null,12036,"12036Otsego","12036",12036,"Zone E - Mohawk Valley","National Grid","Otsego","Mohawk Valley","Central","Central","Central",null,"Zone E - Mohawk Valley","Central","Central Region","Binghamton",null,"Central","Onondaga",13214,"National Grid","National Grid","National Grid","National Grid",9.98E-2,0.66300000000000003,2.4470744444444432,3.06,2.2435595175438618]
[null,null,null,null,null,null,null,null,null,13315,"13315Otsego","13315",13315,"Zone E - Mohawk Valley","New York State Electric and Gas","Otsego","Mohawk Valley","Central","Central","Central",null,"Zone E - Mohawk Valley","Central","Central Region","Binghamton",null,"Central","Onondaga",13215,"National Grid","National Grid","National Grid","National Grid",9.98E-2,0.66300000000000003,2.4470744444444432,3.06,2.2435595175438618]
[null,null,null,null,null,null,null,null,null,13326,"13326Otsego","13326",13326,"Zone E - Mohawk Valley","New York State Electric and Gas","Otsego","Mohawk Valley","Central","Central","Central",null,"Zone E - Mohawk Valley","Central","Central Region","Binghamton",null,"Central","Onondaga",13217,"National Grid","National Grid","National Grid","National Grid",9.98E-2,0.66300000000000003,2.4470744444444432,3.06,2.2435595175438618]
[null,null,null,null,null,null,null,null,null,13333,"13333Otsego","13333",13333,"Zone E - Mohawk Valley","New York State Electric and Gas","Otsego","Mohawk Valley","Central","Central","Central",null,"Zone E - Mohawk Valley","Central","Central Region","Binghamton",null,"Central","Onondaga",13218,"National Grid","National Grid","National Grid","National Grid",9.98E-2,0.66300000000000003,2.4470744444444432,3.06,2.2435595175438618]
[null,null,null,null,null,null,null,null,null,13335,"13335Otsego","13335",13335,"Zone E - Mohawk Valley","New York State Electric and Gas","Otsego","Mohawk Valley","Central","Central","Central",null,"Zone E - Mohawk Valley","Central","Central Region","Binghamton",null,"Central","Onondaga",13219,"National Grid","National Grid","National Grid","National Grid",9.98E-2,0.66300000000000003,2.4470744444444432,3.06,2.2435595175438618]
[null,null,null,null,null,null,null,null,null,13337,"13337Otsego","13337",13337,"Zone E - Mohawk Valley","New York State Electric and Gas","Otsego","Mohawk Valley","Central","Central","Central",null,"Zone E - Mohawk Valley","Central","Central Region","Binghamton",null,"Central","Onondaga",13220,"National Grid","National Grid","National Grid","National Grid",9.98E-2,0.66300000000000003,2.4470744444444432,3.06,2.2435595175438618]
[null,null,null,null,null,null,null,null,null,13342,"13342Otsego","13342",13342,"Zone E - Mohawk Valley","New York State Electric and Gas","Otsego","Mohawk Valley","Central","Central","Central",null,"Zone E - Mohawk Valley","Central","Central Region","Binghamton",null,"Central","Onondaga",13221,"National Grid","National Grid","National Grid","National Grid",9.98E-2,0.66300000000000003,2.4470744444444432,3.06,2.2435595175438618]
[null,null,null,null,null,null,null,null,null,13348,"13348Otsego","13348",13348,"Zone E - Mohawk Valley","New York State Electric and Gas","Otsego","Mohawk Valley","Central","Central","Central",null,"Zone E - Mohawk Valley","Central","Central Region","Binghamton",null,"Central","Onondaga",13224,"National Grid","National Grid","National Grid","National Grid",9.98E-2,0.66300000000000003,2.4470744444444432,3.06,2.2435595175438618]
[null,null,null,null,null,null,null,null,null,13415,"13415Otsego","13415",13415,"Zone E - Mohawk Valley","New York State Electric and Gas","Otsego","Mohawk Valley","Central","Central","Central",null,"Zone E - Mohawk Valley","Central","Central Region","Binghamton",null,"Central","Onondaga",13225,"National Grid","National Grid","National Grid","National Grid",9.98E-2,0.66300000000000003,2.4470744444444432,3.06,2.2435595175438618]
[null,null,null,null,null,null,null,null,null,13439,"13439Otsego","13439",13439,"Zone E - Mohawk Valley","New York State Electric and Gas","Otsego","Mohawk Valley","Central","Central","Central",null,"Zone E - Mohawk Valley","Central","Central Region","Binghamton",null,"Central","Onondaga",13235,"National Grid","National Grid","National Grid","National Grid",9.98E-2,0.66300000000000003,2.4470744444444432,3.06,2.2435595175438618]
[null,null,null,null,null,null,null,null,null,13450,"13450Otsego","13450",13450,"Zone E - Mohawk Valley","New York State Electric and Gas","Otsego","Mohawk Valley","Central","Central","Central",null,"Zone E - Mohawk Valley","Central","Central Region","Binghamton",null,"Central","Onondaga",13244,"National Grid","National Grid","National Grid","National Grid",9.98E-2,0.66300000000000003,2.4470744444444432,3.06,2.2435595175438618]
[null,null,null,null,null,null,null,null,null,13457,"13457Otsego","13457",13457,"Zone E - Mohawk Valley","New York State Electric and Gas","Otsego","Mohawk Valley","Central","Central","Central",null,"Zone E - Mohawk Valley","Central","Central Region","Binghamton",null,"Central","Onondaga",13250,"National Grid","National Grid","National Grid","National Grid",9.98E-2,0.66300000000000003,2.4470744444444432,3.06,2.2435595175438618]
[null,null,null,null,null,null,null,null,null,13468,"13468Otsego","13468",13468,"Zone E - Mohawk Valley","New York State Electric and Gas","Otsego","Mohawk Valley","Central","Central","Central",null,"Zone E - Mohawk Valley","Central","Central Region","Binghamton",null,"Central","Onondaga",13251,"National Grid","National Grid","National Grid","National Grid",9.98E-2,0.66300000000000003,2.4470744444444432,3.06,2.2435595175438618]
[null,null,null,null,null,null,null,null,null,13482,"13482Otsego","13482",13482,"Zone E - Mohawk Valley","New York State Electric and Gas","Otsego","Mohawk Valley","Central","Central","Central",null,"Zone E - Mohawk Valley","Central","Central Region","Binghamton",null,"Central","Onondaga",13252,"National Grid","National Grid","National Grid","National Grid",9.98E-2,0.66300000000000003,2.4470744444444432,3.06,2.2435595175438618]
[null,null,null,null,null,null,null,null,null,13747,"13747Otsego","13747",13747,"Zone E - Mohawk Valley","New York State Electric and Gas","Otsego","Mohawk Valley","Central","Central","Central",null,"Zone E - Mohawk Valley","Central","Central Region","Binghamton",null,"Central","Onondaga",13261,"National Grid","National Grid","National Grid","National Grid",9.98E-2,0.66300000000000003,2.4470744444444432,3.06,2.2435595175438618]
[null,null,null,null,null,null,null,null,null,13776,"13776Otsego","13776",13776,"Zone E - Mohawk Valley","New York State Electric and Gas","Otsego","Mohawk Valley","Central","Central","Central",null,"Zone E - Mohawk Valley","Central","Central Region","Binghamton",null,"Central","Onondaga",13290,"National Grid","National Grid","National Grid","National Grid",9.98E-2,0.66300000000000003,2.4470744444444432,3.06,2.2435595175438618]
[null,null,null,null,null,null,null,null,null,13796,"13796Otsego","13796",13796,"Zone E - Mohawk Valley","New York State Electric and Gas","Otsego","Mohawk Valley","Central","Central","Central",null,"Zone E - Mohawk Valley","Central","Central Region","Binghamton",null,"Central","Oneida",13301,"Municipal Utilities","National Grid","Other","National Grid",0.1595,0.81100000000000005,2.4470744444444432,3.06,2.660757651515151]
[null,null,null,null,null,null,null,null,null,13807,"13807Otsego","13807",13807,"Zone E - Mohawk Valley","New York State Electric and Gas","Otsego","Mohawk Valley","Central","Central","Central",null,"Zone E - Mohawk Valley","Central","Central Region","Binghamton",null,"Central","Oswego",13302,"National Grid","National Grid","National Grid","National Grid",9.98E-2,0.66300000000000003,2.4470744444444432,3.06,2.2435595175438618]
[null,null,null,null,null,null,null,null,null,13808,"13808Otsego","13808",13808,"Zone E - Mohawk Valley","New York State Electric and Gas","Otsego","Mohawk Valley","Central","Central","Central",null,"Zone E - Mohawk Valley","Central","Central Region","Binghamton",null,"Central","Oneida",13303,"National Grid","National Grid","National Grid","National Grid",0.10299999999999999,0.66300000000000003,2.4470744444444432,3.06,2.660757651515151]
[null,null,null,null,null,null,null,null,null,13810,"13810Otsego","13810",13810,"Zone E - Mohawk Valley","New York State Electric and Gas","Otsego","Mohawk Valley","Central","Central","Central",null,"Zone E - Mohawk Valley","Central","Central Region","Binghamton",null,"Central","Oneida",13304,"National Grid","National Grid","National Grid","National Grid",0.10299999999999999,0.66300000000000003,2.4470744444444432,3.06,2.660757651515151]
[null,null,null,null,null,null,null,null,null,13820,"13820Otsego","13820",13820,"Zone E - Mohawk Valley","New York State Electric and Gas","Otsego","Mohawk Valley","Central","Central","Central",null,"Zone E - Mohawk Valley","Central","Central Region","Binghamton",null,"North Country","Lewis",13305,"National Grid","National Grid","National Grid","National Grid",0.10299999999999999,0.66300000000000003,2.5133023809523802,3.06,2.8854408173076935]
[null,null,null,null,null,null,null,null,null,13825,"13825Otsego","13825",13825,"Zone E - Mohawk Valley","New York State Electric and Gas","Otsego","Mohawk Valley","Central","Central","Central",null,"Zone E - Mohawk Valley","Central","Central Region","Binghamton",null,"Central","Oneida",13308,"National Grid","National Grid","National Grid","National Grid",0.10299999999999999,0.66300000000000003,2.4470744444444432,3.06,2.660757651515151]
[null,null,null,null,null,null,null,null,null,13834,"13834Otsego","13834",13834,"Zone E - Mohawk Valley","New York State Electric and Gas","Otsego","Mohawk Valley","Central","Central","Central",null,"Zone E - Mohawk Valley","Central","Central Region","Binghamton",null,"Central","Oneida",13309,"Municipal Utilities","National Grid","Other","National Grid",0.1595,0.81100000000000005,2.4470744444444432,3.06,2.660757651515151]
[null,null,null,null,null,null,null,null,null,13849,"13849Otsego","13849",13849,"Zone E - Mohawk Valley","New York State Electric and Gas","Otsego","Mohawk Valley","Central","Central","Central",null,"Zone E - Mohawk Valley","Central","Central Region","Binghamton",null,"Central","Madison",13310,"New York State Electric and Gas","New York State Electric and Gas","New York State Electric and Gas","New York State Electric and Gas",9.2600000000000002E-2,0.66700000000000004,2.4470744444444432,3.06,2.2435595175438618]
[null,null,null,null,null,null,null,null,null,13859,"13859Otsego","13859",13859,"Zone E - Mohawk Valley","New York State Electric and Gas","Otsego","Mohawk Valley","Central","Central","Central",null,"Zone E - Mohawk Valley","Central","Central Region","Binghamton",null,"North Country","Lewis",13312,"National Grid","National Grid","National Grid","National Grid",0.10299999999999999,0.66300000000000003,2.5133023809523802,3.06,2.8854408173076935]
[null,null,null,null,null,null,null,null,null,{"$f":"L1412*1","v":13861},"13861Otsego","13861",13861,"Zone E - Mohawk Valley","New York State Electric and Gas","Otsego","Mohawk Valley","Central","Central","Central",null,"Zone E - Mohawk Valley","Central","Central Region","Binghamton",null,{"$f":"VLOOKUP(AC1412,J:R,9,)","v":"Central"},"Oneida",13313,"New York State Electric and Gas","National Grid","New York State Electric and Gas","National Grid",9.2600000000000002E-2,0.66700000000000004,2.4470744444444432,3.06,2.660757651515151]
[null,null,null,null,null,null,null,null,null,12064,"12064Otsego","12064",12064,"Zone F - Capital","National Grid","Otsego","Mohawk Valley","Central","Central","Central",null,"Zone F - Capital","Central","Central Region","Binghamton",null,"Central","Madison",13314,"New York State Electric and Gas","New York State Electric and Gas","New York State Electric and Gas","New York State Electric and Gas",9.2600000000000002E-2,0.66700000000000004,2.4470744444444432,3.06,2.2435595175438618]
[null,null,null,null,null,null,null,null,null,12155,"12155Otsego","12155",12155,"Zone F - Capital","National Grid","Otsego","Mohawk Valley","Central","Central","Central",null,"Zone F - Capital","Central","Central Region","Binghamton",null,"Central","Otsego",13315,"New York State Electric and Gas","New York State Electric and Gas","New York State Electric and Gas","New York State Electric and Gas",9.2600000000000002E-2,0.66700000000000004,2.4470744444444432,3.06,2.660757651515151]
[null,null,null,null,null,null,null,null,null,12197,"12197Otsego","12197",12197,"Zone F - Capital","National Grid","Otsego","Mohawk Valley","Central","Central","Central",null,"Zone F - Capital","Central","Central Region","Binghamton",null,"Central","Oneida",13316,"National Grid","National Grid","National Grid","National Grid",0.10299999999999999,0.66300000000000003,2.4470744444444432,3.06,2.660757651515151]
[null,null,null,null,null,null,null,null,null,13320,"13320Otsego","13320",13320,"Zone F - Capital","National Grid","Otsego","Mohawk Valley","Central","Central","Central",null,"Zone F - Capital","Central","Central Region","Binghamton",null,"Capital District","Montgomery",13317,"National Grid","National Grid","National Grid","National Grid",0.1167,0.66300000000000003,2.4871160256410261,3.06,2.660757651515151]
[null,null,null,null,null,null,null,null,null,12116,"12116Otsego","12116",12116,"Zone F - Capital","New York State Electric and Gas","Otsego","Mohawk Valley","Central","Central","Central",null,"Zone F - Capital","Central","Central Region","Binghamton",null,"Central","Oneida",13318,"New York State Electric and Gas","National Grid","New York State Electric and Gas","National Grid",9.2600000000000002E-2,0.66700000000000004,2.4470744444444432,3.06,2.660757651515151]
[null,null,null,null,null,null,null,null,null,13488,"13488Otsego","13488",13488,"Zone F - Capital","New York State Electric and Gas","Otsego","Mohawk Valley","Central","Central","Central",null,"Zone F - Capital","Central","Central Region","Binghamton",null,"Central","Oneida",13319,"National Grid","National Grid","National Grid","National Grid",0.10299999999999999,0.66300000000000003,2.4470744444444432,3.06,2.660757651515151]
[null,null,null,null,null,null,null,null,null,10516,"10516Putnam","10516",10516,"Zone G - Hudson Valley","Central Hudson Gas and Electric","Putnam","Mid-Hudson","Lower Hudson","Mid-Hudson","Mid-Hudson",null,"Zone G - Hudson Valley","Lower Hudson","Hudson Valley","Poughkeepsie",null,"Central","Otsego",13320,"National Grid","National Grid","National Grid","National Grid",0.1167,0.66300000000000003,2.4470744444444432,3.06,2.660757651515151]
[null,null,null,null,null,null,null,null,null,10524,"10524Putnam","10524",10524,"Zone G - Hudson Valley","Central Hudson Gas and Electric","Putnam","Mid-Hudson","Lower Hudson","Mid-Hudson","Mid-Hudson",null,"Zone G - Hudson Valley","Lower Hudson","Hudson Valley","Poughkeepsie",null,"Central","Oneida",13321,"National Grid","National Grid","National Grid","National Grid",0.10299999999999999,0.66300000000000003,2.4470744444444432,3.06,2.660757651515151]
[null,null,null,null,null,null,null,null,null,10509,"10509Putnam","10509",10509,"Zone G - Hudson Valley","New York State Electric and Gas","Putnam","Mid-Hudson","Lower Hudson","Mid-Hudson","Mid-Hudson",null,"Zone G - Hudson Valley","Lower Hudson","Hudson Valley","Poughkeepsie",null,"Central","Oneida",13322,"National Grid","National Grid","National Grid","National Grid",0.10299999999999999,0.66300000000000003,2.4470744444444432,3.06,2.660757651515151]
[null,null,null,null,null,null,null,null,null,10512,"10512Putnam","10512",10512,"Zone G - Hudson Valley","New York State Electric and Gas","Putnam","Mid-Hudson","Lower Hudson","Mid-Hudson","Mid-Hudson",null,"Zone G - Hudson Valley","Lower Hudson","Hudson Valley","Poughkeepsie",null,"Central","Oneida",13323,"National Grid","National Grid","National Grid","National Grid",0.10299999999999999,0.66300000000000003,2.4470744444444432,3.06,2.660757651515151]
[null,null,null,null,null,null,null,null,null,10541,"10541Putnam","10541",10541,"Zone G - Hudson Valley","New York State Electric and Gas","Putnam","Mid-Hudson","Lower Hudson","Mid-Hudson","Mid-Hudson",null,"Zone G - Hudson Valley","Lower Hudson","Hudson Valley","Poughkeepsie",null,"Central","Herkimer",13324,"National Grid","National Grid","National Grid","National Grid",0.10299999999999999,0.66300000000000003,2.4470744444444432,3.06,2.660757651515151]
[null,null,null,null,null,null,null,null,null,10542,"10542Putnam","10542",10542,"Zone G - Hudson Valley","New York State Electric and Gas","Putnam","Mid-Hudson","Lower Hudson","Mid-Hudson","Mid-Hudson",null,"Zone G - Hudson Valley","Lower Hudson","Hudson Valley","Poughkeepsie",null,"North Country","Lewis",13325,"National Grid","National Grid","National Grid","National Grid",0.10299999999999999,0.66300000000000003,2.5133023809523802,3.06,2.8854408173076935]
[null,null,null,null,null,null,null,null,null,10579,"10579Putnam","10579",10579,"Zone G - Hudson Valley","New York State Electric and Gas","Putnam","Mid-Hudson","Lower Hudson","Mid-Hudson","Mid-Hudson",null,"Zone G - Hudson Valley","Lower Hudson","Hudson Valley","Poughkeepsie",null,"Central","Otsego",13326,"New York State Electric and Gas","New York State Electric and Gas","New York State Electric and Gas","New York State Electric and Gas",9.2600000000000002E-2,0.66700000000000004,2.4470744444444432,3.06,2.660757651515151]
[null,null,null,null,null,null,null,null,null,12563,"12563Putnam","12563",12563,"Zone G - Hudson Valley","New York State Electric and Gas","Putnam","Mid-Hudson","Lower Hudson","Mid-Hudson","Mid-Hudson",null,"Zone G - Hudson Valley","Lower Hudson","Hudson Valley","Poughkeepsie",null,"North Country","Lewis",13327,"National Grid","National Grid","National Grid","National Grid",0.10299999999999999,0.66300000000000003,2.5133023809523802,3.06,2.8854408173076935]
[null,null,null,null,null,null,null,null,null,10537,"10537Putnam","10537",10537,"Zone H - Millwood","New York State Electric and Gas","Putnam","Mid-Hudson","Lower Hudson","Mid-Hudson","Mid-Hudson",null,"Zone H - Millwood","Lower Hudson","Hudson Valley","Poughkeepsie",null,"Central","Oneida",13328,"New York State Electric and Gas","National Grid","New York State Electric and Gas","National Grid",9.2600000000000002E-2,0.66700000000000004,2.4470744444444432,3.06,2.660757651515151]
[null,null,null,null,null,null,null,null,null,11004,"11004Queens","11004",11004,"Zone J - New York City","Consolidated Edison","Queens","New York City","NYC",{"$error":"#N/A"},{"$error":"#N/A"},null,"Zone J - New York City","NYC","","New York",null,"Central","Herkimer",13329,"National Grid","National Grid","National Grid","National Grid",0.10299999999999999,0.66300000000000003,2.4470744444444432,3.06,2.660757651515151]
[null,null,null,null,null,null,null,null,null,11101,"11101Queens","11101",11101,"Zone J - New York City","Consolidated Edison","Queens","New York City","NYC",{"$error":"#N/A"},{"$error":"#N/A"},"ConEd NYC","Zone J - New York City","NYC","","New York",null,"Central","Herkimer",13331,"National Grid","National Grid","National Grid","National Grid",0.10299999999999999,0.66300000000000003,2.4470744444444432,3.06,2.660757651515151]
[null,null,null,null,null,null,null,null,null,11102,"11102Queens","11102",11102,"Zone J - New York City","Consolidated Edison","Queens","New York City","NYC",{"$error":"#N/A"},{"$error":"#N/A"},"ConEd NYC","Zone J - New York City","NYC","","New York",null,"Central","Madison",13332,"New York State Electric and Gas","New York State Electric and Gas","New York State Electric and Gas","New York State Electric and Gas",9.2600000000000002E-2,0.66700000000000004,2.4470744444444432,3.06,2.2435595175438618]
[null,null,null,null,null,null,null,null,null,11103,"11103Queens","11103",11103,"Zone J - New York City","Consolidated Edison","Queens","New York City","NYC",{"$error":"#N/A"},{"$error":"#N/A"},"ConEd NYC","Zone J - New York City","NYC","","New York",null,"Central","Otsego",13333,"New York State Electric and Gas","New York State Electric and Gas","New York State Electric and Gas","New York State Electric and Gas",9.2600000000000002E-2,0.66700000000000004,2.4470744444444432,3.06,2.660757651515151]
[null,null,null,null,null,null,null,null,null,11104,"11104Queens","11104",11104,"Zone J - New York City","Consolidated Edison","Queens","New York City","NYC",{"$error":"#N/A"},{"$error":"#N/A"},"ConEd NYC","Zone J - New York City","NYC","","New York",null,"Central","Madison",13334,"New York State Electric and Gas","New York State Electric and Gas","New York State Electric and Gas","New York State Electric and Gas",9.2600000000000002E-2,0.66700000000000004,2.4470744444444432,3.06,2.2435595175438618]
[null,null,null,null,null,null,null,null,null,11105,"11105Queens","11105",11105,"Zone J - New York City","Consolidated Edison","Queens","New York City","NYC",{"$error":"#N/A"},{"$error":"#N/A"},"ConEd NYC","Zone J - New York City","NYC","","New York",null,"Central","Otsego",13335,"New York State Electric and Gas","New York State Electric and Gas","New York State Electric and Gas","New York State Electric and Gas",9.2600000000000002E-2,0.66700000000000004,2.4470744444444432,3.06,2.660757651515151]
[null,null,null,null,null,null,null,null,null,11106,"11106Queens","11106",11106,"Zone J - New York City","Consolidated Edison","Queens","New York City","NYC",{"$error":"#N/A"},{"$error":"#N/A"},"ConEd NYC","Zone J - New York City","NYC","","New York",null,"Central","Otsego",13337,"New York State Electric and Gas","New York State Electric and Gas","New York State Electric and Gas","New York State Electric and Gas",9.2600000000000002E-2,0.66700000000000004,2.4470744444444432,3.06,2.660757651515151]
[null,null,null,null,null,null,null,null,null,11109,"11109Queens","11109",11109,"Zone J - New York City","Consolidated Edison","Queens","New York City","NYC",{"$error":"#N/A"},{"$error":"#N/A"},"ConEd NYC","Zone J - New York City","NYC","","New York",null,"Central","Oneida",13338,"National Grid","National Grid","National Grid","National Grid",0.10299999999999999,0.66300000000000003,2.4470744444444432,3.06,2.660757651515151]
[null,null,null,null,null,null,null,null,null,11120,"11120Queens","11120",11120,"Zone J - New York City","Consolidated Edison","Queens","New York City","NYC",{"$error":"#N/A"},{"$error":"#N/A"},"ConEd NYC","Zone J - New York City","NYC","","New York",null,"Capital District","Montgomery",13339,"National Grid","National Grid","National Grid","National Grid",0.1167,0.66300000000000003,2.4871160256410261,3.06,2.660757651515151]
[null,null,null,null,null,null,null,null,null,11351,"11351Queens","11351",11351,"Zone J - New York City","Consolidated Edison","Queens","New York City","NYC",{"$error":"#N/A"},{"$error":"#N/A"},"ConEd NYC","Zone J - New York City","NYC","","New York",null,"Central","Herkimer",13340,"National Grid","National Grid","National Grid","National Grid",0.10299999999999999,0.66300000000000003,2.4470744444444432,3.06,2.660757651515151]
[null,null,null,null,null,null,null,null,null,11352,"11352Queens","11352",11352,"Zone J - New York City","Consolidated Edison","Queens","New York City","NYC",{"$error":"#N/A"},{"$error":"#N/A"},"ConEd NYC","Zone J - New York City","NYC","","New York",null,"Central","Oneida",13341,"National Grid","National Grid","National Grid","National Grid",0.10299999999999999,0.66300000000000003,2.4470744444444432,3.06,2.660757651515151]
[null,null,null,null,null,null,null,null,null,11354,"11354Queens","11354",11354,"Zone J - New York City","Consolidated Edison","Queens","New York City","NYC",{"$error":"#N/A"},{"$error":"#N/A"},"ConEd NYC","Zone J - New York City","NYC","","New York",null,"Central","Otsego",13342,"New York State Electric and Gas","New York State Electric and Gas","New York State Electric and Gas","New York State Electric and Gas",9.2600000000000002E-2,0.66700000000000004,2.4470744444444432,3.06,2.660757651515151]
[null,null,null,null,null,null,null,null,null,11355,"11355Queens","11355",11355,"Zone J - New York City","Consolidated Edison","Queens","New York City","NYC",{"$error":"#N/A"},{"$error":"#N/A"},"ConEd NYC","Zone J - New York City","NYC","","New York",null,"North Country","Lewis",13343,"National Grid","National Grid","National Grid","National Grid",0.10299999999999999,0.66300000000000003,2.5133023809523802,3.06,2.8854408173076935]
[null,null,null,null,null,null,null,null,null,11356,"11356Queens","11356",11356,"Zone J - New York City","Consolidated Edison","Queens","New York City","NYC",{"$error":"#N/A"},{"$error":"#N/A"},"ConEd NYC","Zone J - New York City","NYC","","New York",null,"North Country","Lewis",13345,"National Grid","National Grid","National Grid","National Grid",0.10299999999999999,0.66300000000000003,2.5133023809523802,3.06,2.8854408173076935]
[null,null,null,null,null,null,null,null,null,11357,"11357Queens","11357",11357,"Zone J - New York City","Consolidated Edison","Queens","New York City","NYC",{"$error":"#N/A"},{"$error":"#N/A"},"ConEd NYC","Zone J - New York City","NYC","","New York",null,"Central","Madison",13346,"Municipal Utilities","Municipal Utilities","Other","Other",0.1595,0.81100000000000005,2.4470744444444432,3.06,2.2435595175438618]
[null,null,null,null,null,null,null,null,null,11358,"11358Queens","11358",11358,"Zone J - New York City","Consolidated Edison","Queens","New York City","NYC",{"$error":"#N/A"},{"$error":"#N/A"},"ConEd NYC","Zone J - New York City","NYC","","New York",null,"Central","Otsego",13348,"New York State Electric and Gas","New York State Electric and Gas","New York State Electric and Gas","New York State Electric and Gas",9.2600000000000002E-2,0.66700000000000004,2.4470744444444432,3.06,2.660757651515151]
[null,null,null,null,null,null,null,null,null,11359,"11359Queens","11359",11359,"Zone J - New York City","Consolidated Edison","Queens","New York City","NYC",{"$error":"#N/A"},{"$error":"#N/A"},"ConEd NYC","Zone J - New York City","NYC","","New York",null,"Central","Herkimer",13350,"National Grid","National Grid","National Grid","National Grid",0.10299999999999999,0.66300000000000003,2.4470744444444432,3.06,2.660757651515151]
[null,null,null,null,null,null,null,null,null,11360,"11360Queens","11360",11360,"Zone J - New York City","Consolidated Edison","Queens","New York City","NYC",{"$error":"#N/A"},{"$error":"#N/A"},"ConEd NYC","Zone J - New York City","NYC","","New York",null,"Central","Oneida",13352,"National Grid","National Grid","National Grid","National Grid",0.10299999999999999,0.66300000000000003,2.4470744444444432,3.06,2.660757651515151]
[null,null,null,null,null,null,null,null,null,11361,"11361Queens","11361",11361,"Zone J - New York City","Consolidated Edison","Queens","New York City","NYC",{"$error":"#N/A"},{"$error":"#N/A"},"ConEd NYC","Zone J - New York City","NYC","","New York",null,"North Country","Hamilton",13353,"National Grid","National Grid","National Grid","National Grid",0.1167,0.66300000000000003,2.5133023809523802,3.06,2.8854408173076935]
[null,null,null,null,null,null,null,null,null,11362,"11362Queens","11362",11362,"Zone J - New York City","Consolidated Edison","Queens","New York City","NYC",{"$error":"#N/A"},{"$error":"#N/A"},"ConEd NYC","Zone J - New York City","NYC","","New York",null,"Central","Oneida",13354,"National Grid","National Grid","National Grid","National Grid",0.10299999999999999,0.66300000000000003,2.4470744444444432,3.06,2.660757651515151]
[null,null,null,null,null,null,null,null,null,11363,"11363Queens","11363",11363,"Zone J - New York City","Consolidated Edison","Queens","New York City","NYC",{"$error":"#N/A"},{"$error":"#N/A"},"ConEd NYC","Zone J - New York City","NYC","","New York",null,"Central","Madison",13355,"New York State Electric and Gas","New York State Electric and Gas","New York State Electric and Gas","New York State Electric and Gas",9.2600000000000002E-2,0.66700000000000004,2.4470744444444432,3.06,2.2435595175438618]
[null,null,null,null,null,null,null,null,null,11364,"11364Queens","11364",11364,"Zone J - New York City","Consolidated Edison","Queens","New York City","NYC",{"$error":"#N/A"},{"$error":"#N/A"},"ConEd NYC","Zone J - New York City","NYC","","New York",null,"Central","Herkimer",13357,"National Grid","National Grid","National Grid","National Grid",0.10299999999999999,0.66300000000000003,2.4470744444444432,3.06,2.660757651515151]
[null,null,null,null,null,null,null,null,null,11365,"11365Queens","11365",11365,"Zone J - New York City","Consolidated Edison","Queens","New York City","NYC",{"$error":"#N/A"},{"$error":"#N/A"},"ConEd NYC","Zone J - New York City","NYC","","New York",null,"North Country","Hamilton",13360,"National Grid","National Grid","National Grid","National Grid",0.1167,0.66300000000000003,2.5133023809523802,3.06,2.8854408173076935]
[null,null,null,null,null,null,null,null,null,11366,"11366Queens","11366",11366,"Zone J - New York City","Consolidated Edison","Queens","New York City","NYC",{"$error":"#N/A"},{"$error":"#N/A"},"ConEd NYC","Zone J - New York City","NYC","","New York",null,"Central","Herkimer",13361,"New York State Electric and Gas","New York State Electric and Gas","New York State Electric and Gas","New York State Electric and Gas",9.2600000000000002E-2,0.66700000000000004,2.4470744444444432,3.06,2.660757651515151]
[null,null,null,null,null,null,null,null,null,11367,"11367Queens","11367",11367,"Zone J - New York City","Consolidated Edison","Queens","New York City","NYC",{"$error":"#N/A"},{"$error":"#N/A"},"ConEd NYC","Zone J - New York City","NYC","","New York",null,"Central","Oneida",13362,"New York State Electric and Gas","National Grid","New York State Electric and Gas","National Grid",9.2600000000000002E-2,0.66700000000000004,2.4470744444444432,3.06,2.660757651515151]
[null,null,null,null,null,null,null,null,null,11368,"11368Queens","11368",11368,"Zone J - New York City","Consolidated Edison","Queens","New York City","NYC",{"$error":"#N/A"},{"$error":"#N/A"},"ConEd NYC","Zone J - New York City","NYC","","New York",null,"Central","Oneida",13363,"National Grid","National Grid","National Grid","National Grid",0.10299999999999999,0.66300000000000003,2.4470744444444432,3.06,2.660757651515151]
[null,null,null,null,null,null,null,null,null,11369,"11369Queens","11369",11369,"Zone J - New York City","Consolidated Edison","Queens","New York City","NYC",{"$error":"#N/A"},{"$error":"#N/A"},"ConEd NYC","Zone J - New York City","NYC","","New York",null,"Central","Madison",13364,"New York State Electric and Gas","New York State Electric and Gas","New York State Electric and Gas","New York State Electric and Gas",9.2600000000000002E-2,0.66700000000000004,2.4470744444444432,3.06,2.2435595175438618]
[null,null,null,null,null,null,null,null,null,11370,"11370Queens","11370",11370,"Zone J - New York City","Consolidated Edison","Queens","New York City","NYC",{"$error":"#N/A"},{"$error":"#N/A"},"ConEd NYC","Zone J - New York City","NYC","","New York",null,"Central","Herkimer",13365,"National Grid","National Grid","National Grid","National Grid",0.10299999999999999,0.66300000000000003,2.4470744444444432,3.06,2.660757651515151]
[null,null,null,null,null,null,null,null,null,11371,"11371Queens","11371",11371,"Zone J - New York City","Consolidated Edison","Queens","New York City","NYC",{"$error":"#N/A"},{"$error":"#N/A"},"ConEd NYC","Zone J - New York City","NYC","","New York",null,"North Country","Lewis",13367,"National Grid","National Grid","National Grid","National Grid",0.10299999999999999,0.66300000000000003,2.5133023809523802,3.06,2.8854408173076935]
[null,null,null,null,null,null,null,null,null,11372,"11372Queens","11372",11372,"Zone J - New York City","Consolidated Edison","Queens","New York City","NYC",{"$error":"#N/A"},{"$error":"#N/A"},"ConEd NYC","Zone J - New York City","NYC","","New York",null,"North Country","Lewis",13368,"National Grid","National Grid","National Grid","National Grid",0.10299999999999999,0.66300000000000003,2.5133023809523802,3.06,2.8854408173076935]
[null,null,null,null,null,null,null,null,null,11373,"11373Queens","11373",11373,"Zone J - New York City","Consolidated Edison","Queens","New York City","NYC",{"$error":"#N/A"},{"$error":"#N/A"},"ConEd NYC","Zone J - New York City","NYC","","New York",null,"Central","Oneida",13401,"National Grid","National Grid","National Grid","National Grid",0.10299999999999999,0.66300000000000003,2.4470744444444432,3.06,2.660757651515151]
[null,null,null,null,null,null,null,null,null,11374,"11374Queens","11374",11374,"Zone J - New York City","Consolidated Edison","Queens","New York City","NYC",{"$error":"#N/A"},{"$error":"#N/A"},"ConEd NYC","Zone J - New York City","NYC","","New York",null,"Central","Madison",13402,"New York State Electric and Gas","New York State Electric and Gas","New York State Electric and Gas","New York State Electric and Gas",9.2600000000000002E-2,0.66700000000000004,2.4470744444444432,3.06,2.2435595175438618]
[null,null,null,null,null,null,null,null,null,11375,"11375Queens","11375",11375,"Zone J - New York City","Consolidated Edison","Queens","New York City","NYC",{"$error":"#N/A"},{"$error":"#N/A"},"ConEd NYC","Zone J - New York City","NYC","","New York",null,"Central","Oneida",13403,"National Grid","National Grid","National Grid","National Grid",0.10299999999999999,0.66300000000000003,2.4470744444444432,3.06,2.660757651515151]
[null,null,null,null,null,null,null,null,null,11377,"11377Queens","11377",11377,"Zone J - New York City","Consolidated Edison","Queens","New York City","NYC",{"$error":"#N/A"},{"$error":"#N/A"},"ConEd NYC","Zone J - New York City","NYC","","New York",null,"North Country","Lewis",13404,"National Grid","National Grid","National Grid","National Grid",0.10299999999999999,0.66300000000000003,2.5133023809523802,3.06,2.8854408173076935]
[null,null,null,null,null,null,null,null,null,11378,"11378Queens","11378",11378,"Zone J - New York City","Consolidated Edison","Queens","New York City","NYC",{"$error":"#N/A"},{"$error":"#N/A"},"ConEd NYC","Zone J - New York City","NYC","","New York",null,"Central","Herkimer",13406,"National Grid","National Grid","National Grid","National Grid",0.10299999999999999,0.66300000000000003,2.4470744444444432,3.06,2.660757651515151]
[null,null,null,null,null,null,null,null,null,11379,"11379Queens","11379",11379,"Zone J - New York City","Consolidated Edison","Queens","New York City","NYC",{"$error":"#N/A"},{"$error":"#N/A"},"ConEd NYC","Zone J - New York City","NYC","","New York",null,"Central","Herkimer",13407,"National Grid","National Grid","National Grid","National Grid",0.10299999999999999,0.66300000000000003,2.4470744444444432,3.06,2.660757651515151]
[null,null,null,null,null,null,null,null,null,11380,"11380Queens","11380",11380,"Zone J - New York City","Consolidated Edison","Queens","New York City","NYC",{"$error":"#N/A"},{"$error":"#N/A"},"ConEd NYC","Zone J - New York City","NYC","","New York",null,"Central","Madison",13408,"New York State Electric and Gas","New York State Electric and Gas","New York State Electric and Gas","New York State Electric and Gas",9.2600000000000002E-2,0.66700000000000004,2.4470744444444432,3.06,2.2435595175438618]
[null,null,null,null,null,null,null,null,null,11381,"11381Queens","11381",11381,"Zone J - New York City","Consolidated Edison","Queens","New York City","NYC",{"$error":"#N/A"},{"$error":"#N/A"},"ConEd NYC","Zone J - New York City","NYC","","New York",null,"Central","Madison",13409,"National Grid","National Grid","National Grid","National Grid",0.10299999999999999,0.66300000000000003,2.4470744444444432,3.06,2.2435595175438618]
[null,null,null,null,null,null,null,null,null,11385,"11385Queens","11385",11385,"Zone J - New York City","Consolidated Edison","Queens","New York City","NYC",{"$error":"#N/A"},{"$error":"#N/A"},"ConEd NYC","Zone J - New York City","NYC","","New York",null,"Capital District","Montgomery",13410,"National Grid","National Grid","National Grid","National Grid",0.1167,0.66300000000000003,2.4871160256410261,3.06,2.660757651515151]
[null,null,null,null,null,null,null,null,null,11386,"11386Queens","11386",11386,"Zone J - New York City","Consolidated Edison","Queens","New York City","NYC",{"$error":"#N/A"},{"$error":"#N/A"},"ConEd NYC","Zone J - New York City","NYC","","New York",null,"Central","Chenango",13411,"New York State Electric and Gas","New York State Electric and Gas","New York State Electric and Gas","New York State Electric and Gas",9.2600000000000002E-2,0.66700000000000004,2.4470744444444432,3.06,2.2435595175438618]
[null,null,null,null,null,null,null,null,null,11405,"11405Queens","11405",11405,"Zone J - New York City","Consolidated Edison","Queens","New York City","NYC",{"$error":"#N/A"},{"$error":"#N/A"},"ConEd NYC","Zone J - New York City","NYC","","New York",null,"Central","Oneida",13413,"National Grid","National Grid","National Grid","National Grid",0.10299999999999999,0.66300000000000003,2.4470744444444432,3.06,2.660757651515151]
[null,null,null,null,null,null,null,null,null,11411,"11411Queens","11411",11411,"Zone J - New York City","Consolidated Edison","Queens","New York City","NYC",{"$error":"#N/A"},{"$error":"#N/A"},"ConEd NYC","Zone J - New York City","NYC","","New York",null,"Central","Otsego",13415,"New York State Electric and Gas","New York State Electric and Gas","New York State Electric and Gas","New York State Electric and Gas",9.2600000000000002E-2,0.66700000000000004,2.4470744444444432,3.06,2.660757651515151]
[null,null,null,null,null,null,null,null,null,11412,"11412Queens","11412",11412,"Zone J - New York City","Consolidated Edison","Queens","New York City","NYC",{"$error":"#N/A"},{"$error":"#N/A"},"ConEd NYC","Zone J - New York City","NYC","","New York",null,"Central","Herkimer",13416,"National Grid","National Grid","National Grid","National Grid",0.10299999999999999,0.66300000000000003,2.4470744444444432,3.06,2.660757651515151]
[null,null,null,null,null,null,null,null,null,11413,"11413Queens","11413",11413,"Zone J - New York City","Consolidated Edison","Queens","New York City","NYC",{"$error":"#N/A"},{"$error":"#N/A"},"ConEd NYC","Zone J - New York City","NYC","","New York",null,"Central","Oneida",13417,"National Grid","National Grid","National Grid","National Grid",0.10299999999999999,0.66300000000000003,2.4470744444444432,3.06,2.660757651515151]
[null,null,null,null,null,null,null,null,null,11414,"11414Queens","11414",11414,"Zone J - New York City","Consolidated Edison","Queens","New York City","NYC",{"$error":"#N/A"},{"$error":"#N/A"},"ConEd NYC","Zone J - New York City","NYC","","New York",null,"Central","Madison",13418,"New York State Electric and Gas","New York State Electric and Gas","New York State Electric and Gas","New York State Electric and Gas",9.2600000000000002E-2,0.66700000000000004,2.4470744444444432,3.06,2.2435595175438618]
[null,null,null,null,null,null,null,null,null,11415,"11415Queens","11415",11415,"Zone J - New York City","Consolidated Edison","Queens","New York City","NYC",{"$error":"#N/A"},{"$error":"#N/A"},"ConEd NYC","Zone J - New York City","NYC","","New York",null,"Central","Herkimer",13420,"National Grid","National Grid","National Grid","National Grid",0.10299999999999999,0.66300000000000003,2.4470744444444432,3.06,2.660757651515151]
[null,null,null,null,null,null,null,null,null,11416,"11416Queens","11416",11416,"Zone J - New York City","Consolidated Edison","Queens","New York City","NYC",{"$error":"#N/A"},{"$error":"#N/A"},"ConEd NYC","Zone J - New York City","NYC","","New York",null,"Central","Madison",13421,"National Grid","National Grid","National Grid","National Grid",0.10299999999999999,0.66300000000000003,2.4470744444444432,3.06,2.2435595175438618]
[null,null,null,null,null,null,null,null,null,11417,"11417Queens","11417",11417,"Zone J - New York City","Consolidated Edison","Queens","New York City","NYC",{"$error":"#N/A"},{"$error":"#N/A"},"ConEd NYC","Zone J - New York City","NYC","","New York",null,"Central","Oneida",13424,"National Grid","National Grid","National Grid","National Grid",0.10299999999999999,0.66300000000000003,2.4470744444444432,3.06,2.660757651515151]
[null,null,null,null,null,null,null,null,null,{"$f":"L1476*1","v":11418},"11418Queens","11418",11418,"Zone J - New York City","Consolidated Edison","Queens","New York City","NYC",{"$error":"#N/A"},{"$error":"#N/A"},"ConEd NYC","Zone J - New York City","NYC","","New York",null,{"$f":"VLOOKUP(AC1476,J:R,9,)","v":"Central"},"Oneida",13425,"New York State Electric and Gas","National Grid","New York State Electric and Gas","National Grid",9.2600000000000002E-2,0.66700000000000004,2.4470744444444432,3.06,2.660757651515151]
[null,null,null,null,null,null,null,null,null,11419,"11419Queens","11419",11419,"Zone J - New York City","Consolidated Edison","Queens","New York City","NYC",{"$error":"#N/A"},{"$error":"#N/A"},"ConEd NYC","Zone J - New York City","NYC","","New York",null,"Central","Oswego",13426,"National Grid","National Grid","National Grid","National Grid",9.98E-2,0.66300000000000003,2.4470744444444432,3.06,2.2435595175438618]
[null,null,null,null,null,null,null,null,null,11420,"11420Queens","11420",11420,"Zone J - New York City","Consolidated Edison","Queens","New York City","NYC",{"$error":"#N/A"},{"$error":"#N/A"},"ConEd NYC","Zone J - New York City","NYC","","New York",null,"Capital District","Montgomery",13428,"National Grid","National Grid","National Grid","National Grid",0.1167,0.66300000000000003,2.4871160256410261,3.06,2.660757651515151]
[null,null,null,null,null,null,null,null,null,11421,"11421Queens","11421",11421,"Zone J - New York City","Consolidated Edison","Queens","New York City","NYC",{"$error":"#N/A"},{"$error":"#N/A"},"ConEd NYC","Zone J - New York City","NYC","","New York",null,"Central","Herkimer",13431,"National Grid","National Grid","National Grid","National Grid",0.10299999999999999,0.66300000000000003,2.4470744444444432,3.06,2.660757651515151]
[null,null,null,null,null,null,null,null,null,11422,"11422Queens","11422",11422,"Zone J - New York City","Consolidated Edison","Queens","New York City","NYC",{"$error":"#N/A"},{"$error":"#N/A"},"ConEd NYC","Zone J - New York City","NYC","","New York",null,"North Country","Lewis",13433,"National Grid","National Grid","National Grid","National Grid",0.10299999999999999,0.66300000000000003,2.5133023809523802,3.06,2.8854408173076935]
[null,null,null,null,null,null,null,null,null,11423,"11423Queens","11423",11423,"Zone J - New York City","Consolidated Edison","Queens","New York City","NYC",{"$error":"#N/A"},{"$error":"#N/A"},"ConEd NYC","Zone J - New York City","NYC","","New York",null,"Central","Oneida",13435,"National Grid","National Grid","National Grid","National Grid",0.10299999999999999,0.66300000000000003,2.4470744444444432,3.06,2.660757651515151]
[null,null,null,null,null,null,null,null,null,11424,"11424Queens","11424",11424,"Zone J - New York City","Consolidated Edison","Queens","New York City","NYC",{"$error":"#N/A"},{"$error":"#N/A"},"ConEd NYC","Zone J - New York City","NYC","","New York",null,"North Country","Hamilton",13436,"National Grid","National Grid","National Grid","National Grid",0.1167,0.66300000000000003,2.5133023809523802,3.06,2.8854408173076935]
[null,null,null,null,null,null,null,null,null,11425,"11425Queens","11425",11425,"Zone J - New York City","Consolidated Edison","Queens","New York City","NYC",{"$error":"#N/A"},{"$error":"#N/A"},"ConEd NYC","Zone J - New York City","NYC","","New York",null,"Central","Oswego",13437,"National Grid","National Grid","National Grid","National Grid",0.10299999999999999,0.66300000000000003,2.4470744444444432,3.06,2.2435595175438618]
[null,null,null,null,null,null,null,null,null,11427,"11427Queens","11427",11427,"Zone J - New York City","Consolidated Edison","Queens","New York City","NYC",{"$error":"#N/A"},{"$error":"#N/A"},"ConEd NYC","Zone J - New York City","NYC","","New York",null,"Central","Oneida",13438,"National Grid","National Grid","National Grid","National Grid",0.10299999999999999,0.66300000000000003,2.4470744444444432,3.06,2.660757651515151]
[null,null,null,null,null,null,null,null,null,11428,"11428Queens","11428",11428,"Zone J - New York City","Consolidated Edison","Queens","New York City","NYC",{"$error":"#N/A"},{"$error":"#N/A"},"ConEd NYC","Zone J - New York City","NYC","","New York",null,"Central","Otsego",13439,"New York State Electric and Gas","New York State Electric and Gas","New York State Electric and Gas","New York State Electric and Gas",9.2600000000000002E-2,0.66700000000000004,2.4470744444444432,3.06,2.660757651515151]
[null,null,null,null,null,null,null,null,null,11429,"11429Queens","11429",11429,"Zone J - New York City","Consolidated Edison","Queens","New York City","NYC",{"$error":"#N/A"},{"$error":"#N/A"},"ConEd NYC","Zone J - New York City","NYC","","New York",null,"Central","Oneida",13440,"National Grid","National Grid","National Grid","National Grid",0.10299999999999999,0.66300000000000003,2.4470744444444432,3.06,2.660757651515151]
[null,null,null,null,null,null,null,null,null,11430,"11430Queens","11430",11430,"Zone J - New York City","Consolidated Edison","Queens","New York City","NYC",{"$error":"#N/A"},{"$error":"#N/A"},"ConEd NYC","Zone J - New York City","NYC","","New York",null,"Central","Oneida",13441,"National Grid","National Grid","National Grid","National Grid",0.10299999999999999,0.66300000000000003,2.4470744444444432,3.06,2.660757651515151]
[null,null,null,null,null,null,null,null,null,11431,"11431Queens","11431",11431,"Zone J - New York City","Consolidated Edison","Queens","New York City","NYC",{"$error":"#N/A"},{"$error":"#N/A"},"ConEd NYC","Zone J - New York City","NYC","","New York",null,"Central","Oneida",13442,"National Grid","National Grid","National Grid","National Grid",0.10299999999999999,0.66300000000000003,2.4470744444444432,3.06,2.660757651515151]
[null,null,null,null,null,null,null,null,null,11432,"11432Queens","11432",11432,"Zone J - New York City","Consolidated Edison","Queens","New York City","NYC",{"$error":"#N/A"},{"$error":"#N/A"},"ConEd NYC","Zone J - New York City","NYC","","New York",null,"Central","Oneida",13449,"National Grid","National Grid","National Grid","National Grid",0.10299999999999999,0.66300000000000003,2.4470744444444432,3.06,2.660757651515151]
[null,null,null,null,null,null,null,null,null,11433,"11433Queens","11433",11433,"Zone J - New York City","Consolidated Edison","Queens","New York City","NYC",{"$error":"#N/A"},{"$error":"#N/A"},"ConEd NYC","Zone J - New York City","NYC","","New York",null,"Central","Otsego",13450,"New York State Electric and Gas","New York State Electric and Gas","New York State Electric and Gas","New York State Electric and Gas",9.2600000000000002E-2,0.66700000000000004,2.4470744444444432,3.06,2.660757651515151]
[null,null,null,null,null,null,null,null,null,11434,"11434Queens","11434",11434,"Zone J - New York City","Consolidated Edison","Queens","New York City","NYC",{"$error":"#N/A"},{"$error":"#N/A"},"ConEd NYC","Zone J - New York City","NYC","","New York",null,"Capital District","Fulton",13452,"National Grid","National Grid","National Grid","National Grid",0.1167,0.66300000000000003,2.4871160256410261,3.06,2.660757651515151]
[null,null,null,null,null,null,null,null,null,11435,"11435Queens","11435",11435,"Zone J - New York City","Consolidated Edison","Queens","New York City","NYC",{"$error":"#N/A"},{"$error":"#N/A"},"ConEd NYC","Zone J - New York City","NYC","","New York",null,"Central","Herkimer",13454,"National Grid","National Grid","National Grid","National Grid",0.10299999999999999,0.66300000000000003,2.4470744444444432,3.06,2.660757651515151]
[null,null,null,null,null,null,null,null,null,11436,"11436Queens","11436",11436,"Zone J - New York City","Consolidated Edison","Queens","New York City","NYC",{"$error":"#N/A"},{"$error":"#N/A"},"ConEd NYC","Zone J - New York City","NYC","","New York",null,"Central","Oneida",13455,"New York State Electric and Gas","National Grid","New York State Electric and Gas","National Grid",9.2600000000000002E-2,0.66700000000000004,2.4470744444444432,3.06,2.660757651515151]
[null,null,null,null,null,null,null,null,null,11439,"11439Queens","11439",11439,"Zone J - New York City","Consolidated Edison","Queens","New York City","NYC",{"$error":"#N/A"},{"$error":"#N/A"},"ConEd NYC","Zone J - New York City","NYC","","New York",null,"Central","Oneida",13456,"National Grid","National Grid","National Grid","National Grid",0.10299999999999999,0.66300000000000003,2.4470744444444432,3.06,2.660757651515151]
[null,null,null,null,null,null,null,null,null,11451,"11451Queens","11451",11451,"Zone J - New York City","Consolidated Edison","Queens","New York City","NYC",{"$error":"#N/A"},{"$error":"#N/A"},"ConEd NYC","Zone J - New York City","NYC","","New York",null,"Central","Otsego",13457,"New York State Electric and Gas","New York State Electric and Gas","New York State Electric and Gas","New York State Electric and Gas",9.2600000000000002E-2,0.66700000000000004,2.4470744444444432,3.06,2.660757651515151]
[null,null,null,null,null,null,null,null,null,11499,"11499Queens","11499",11499,"Zone J - New York City","Consolidated Edison","Queens","New York City","NYC",{"$error":"#N/A"},{"$error":"#N/A"},"ConEd NYC","Zone J - New York City","NYC","","New York",null,"Capital District","Schoharie",13459,"National Grid","National Grid","National Grid","National Grid",0.1167,0.66300000000000003,2.4871160256410261,3.06,2.660757651515151]
[null,null,null,null,null,null,null,null,null,11695,"11695Queens","11695",11695,"Zone J - New York City","Consolidated Edison","Queens","New York City","NYC",{"$error":"#N/A"},{"$error":"#N/A"},"ConEd NYC","Zone J - New York City","NYC","","New York",null,"Central","Chenango",13460,"New York State Electric and Gas","New York State Electric and Gas","New York State Electric and Gas","New York State Electric and Gas",9.2600000000000002E-2,0.66700000000000004,2.4470744444444432,3.06,2.2435595175438618]
[null,null,null,null,null,null,null,null,null,11690,"11690Queens","11690",11690,"Zone J - New York City","PSEG Long Island","Queens","New York City","NYC",{"$error":"#N/A"},{"$error":"#N/A"},"ConEd NYC","Zone J - New York City","NYC","","New York",null,"Central","Oneida",13461,"Municipal Utilities","National Grid","Other","National Grid",0.1595,0.81100000000000005,2.4470744444444432,3.06,2.660757651515151]
[null,null,null,null,null,null,null,null,null,11691,"11691Queens","11691",11691,"Zone J - New York City","PSEG Long Island","Queens","New York City","NYC",{"$error":"#N/A"},{"$error":"#N/A"},"ConEd NYC","Zone J - New York City","NYC","","New York",null,"Central","Chenango",13464,"New York State Electric and Gas","New York State Electric and Gas","New York State Electric and Gas","New York State Electric and Gas",9.2600000000000002E-2,0.66700000000000004,2.4470744444444432,3.06,2.2435595175438618]
[null,null,null,null,null,null,null,null,null,11692,"11692Queens","11692",11692,"Zone J - New York City","PSEG Long Island","Queens","New York City","NYC",{"$error":"#N/A"},{"$error":"#N/A"},"ConEd NYC","Zone J - New York City","NYC","","New York",null,"Central","Madison",13465,"New York State Electric and Gas","New York State Electric and Gas","New York State Electric and Gas","New York State Electric and Gas",9.2600000000000002E-2,0.66700000000000004,2.4470744444444432,3.06,2.2435595175438618]
[null,null,null,null,null,null,null,null,null,11693,"11693Queens","11693",11693,"Zone J - New York City","PSEG Long Island","Queens","New York City","NYC",{"$error":"#N/A"},{"$error":"#N/A"},"ConEd NYC","Zone J - New York City","NYC","","New York",null,"Central","Otsego",13468,"New York State Electric and Gas","New York State Electric and Gas","New York State Electric and Gas","New York State Electric and Gas",9.2600000000000002E-2,0.66700000000000004,2.4470744444444432,3.06,2.660757651515151]
[null,null,null,null,null,null,null,null,null,11694,"11694Queens","11694",11694,"Zone J - New York City","PSEG Long Island","Queens","New York City","NYC",{"$error":"#N/A"},{"$error":"#N/A"},"ConEd NYC","Zone J - New York City","NYC","","New York",null,"Central","Oneida",13469,"National Grid","National Grid","National Grid","National Grid",0.10299999999999999,0.66300000000000003,2.4470744444444432,3.06,2.660757651515151]
[null,null,null,null,null,null,null,null,null,11697,"11697Queens","11697",11697,"Zone J - New York City","PSEG Long Island","Queens","New York City","NYC",{"$error":"#N/A"},{"$error":"#N/A"},"ConEd NYC","Zone J - New York City","NYC","","New York",null,"Capital District","Fulton",13470,"National Grid","National Grid","National Grid","National Grid",0.1167,0.66300000000000003,2.4871160256410261,3.06,2.660757651515151]
[null,null,null,null,null,null,null,null,null,11005,"11005Queens","11005",11005,"Zone K - Long Island","Consolidated Edison","Queens","New York City","NYC",{"$error":"#N/A"},{"$error":"#N/A"},"ConEd NYC","Zone K - Long Island","NYC","","New York",null,"Central","Oneida",13471,"National Grid","National Grid","National Grid","National Grid",0.10299999999999999,0.66300000000000003,2.4470744444444432,3.06,2.660757651515151]
[null,null,null,null,null,null,null,null,null,11426,"11426Queens","11426",11426,"Zone J - New York City","Consolidated Edison","Queens","New York City","NYC",{"$error":"#N/A"},{"$error":"#N/A"},"ConEd NYC","Zone J - New York City","NYC","","New York",null,"Central","Herkimer",13472,"National Grid","National Grid","National Grid","National Grid",0.10299999999999999,0.66300000000000003,2.4470744444444432,3.06,2.660757651515151]
[null,null,null,null,null,null,null,null,null,12028,"12028Rensselaer","12028",12028,"Zone F - Capital","National Grid","Rensselaer","Capital Region","Capital District","Capital District","Capital District","ConEd NYC","Zone F - Capital","Capital District","Capital District","Albany",null,"North Country","Lewis",13473,"National Grid","National Grid","National Grid","National Grid",0.10299999999999999,0.66300000000000003,2.5133023809523802,3.06,2.8854408173076935]
[null,null,null,null,null,null,null,null,null,12033,"12033Rensselaer","12033",12033,"Zone F - Capital","National Grid","Rensselaer","Capital Region","Capital District","Capital District","Capital District",null,"Zone F - Capital","Capital District","Capital District","Albany",null,"Central","Herkimer",13475,"National Grid","National Grid","National Grid","National Grid",0.10299999999999999,0.66300000000000003,2.4470744444444432,3.06,2.660757651515151]
[null,null,null,null,null,null,null,null,null,12052,"12052Rensselaer","12052",12052,"Zone F - Capital","National Grid","Rensselaer","Capital Region","Capital District","Capital District","Capital District",null,"Zone F - Capital","Capital District","Capital District","Albany",null,"Central","Oneida",13476,"National Grid","National Grid","National Grid","National Grid",0.10299999999999999,0.66300000000000003,2.4470744444444432,3.06,2.660757651515151]
[null,null,null,null,null,null,null,null,null,12061,"12061Rensselaer","12061",12061,"Zone F - Capital","National Grid","Rensselaer","Capital Region","Capital District","Capital District","Capital District",null,"Zone F - Capital","Capital District","Capital District","Albany",null,"Central","Oneida",13477,"National Grid","National Grid","National Grid","National Grid",0.10299999999999999,0.66300000000000003,2.4470744444444432,3.06,2.660757651515151]
[null,null,null,null,null,null,null,null,null,12062,"12062Rensselaer","12062",12062,"Zone F - Capital","National Grid","Rensselaer","Capital Region","Capital District","Capital District","Capital District",null,"Zone F - Capital","Capital District","Capital District","Albany",null,"Central","Oneida",13478,"National Grid","National Grid","National Grid","National Grid",0.10299999999999999,0.66300000000000003,2.4470744444444432,3.06,2.660757651515151]
[null,null,null,null,null,null,null,null,null,12063,"12063Rensselaer","12063",12063,"Zone F - Capital","National Grid","Rensselaer","Capital Region","Capital District","Capital District","Capital District",null,"Zone F - Capital","Capital District","Capital District","Albany",null,"Central","Oneida",13479,"National Grid","National Grid","National Grid","National Grid",0.10299999999999999,0.66300000000000003,2.4470744444444432,3.06,2.660757651515151]
[null,null,null,null,null,null,null,null,null,12082,"12082Rensselaer","12082",12082,"Zone F - Capital","National Grid","Rensselaer","Capital Region","Capital District","Capital District","Capital District",null,"Zone F - Capital","Capital District","Capital District","Albany",null,"Central","Oneida",13480,"New York State Electric and Gas","National Grid","New York State Electric and Gas","National Grid",9.2600000000000002E-2,0.66700000000000004,2.4470744444444432,3.06,2.660757651515151]
[null,null,null,null,null,null,null,null,null,12089,"12089Rensselaer","12089",12089,"Zone F - Capital","National Grid","Rensselaer","Capital Region","Capital District","Capital District","Capital District",null,"Zone F - Capital","Capital District","Capital District","Albany",null,"Central","Otsego",13482,"New York State Electric and Gas","New York State Electric and Gas","New York State Electric and Gas","New York State Electric and Gas",9.2600000000000002E-2,0.66700000000000004,2.4470744444444432,3.06,2.660757651515151]
[null,null,null,null,null,null,null,null,null,12090,"12090Rensselaer","12090",12090,"Zone F - Capital","National Grid","Rensselaer","Capital Region","Capital District","Capital District","Capital District",null,"Zone F - Capital","Capital District","Capital District","Albany",null,"Central","Oneida",13483,"National Grid","National Grid","National Grid","National Grid",9.98E-2,0.66300000000000003,2.4470744444444432,3.06,2.660757651515151]
[null,null,null,null,null,null,null,null,null,12094,"12094Rensselaer","12094",12094,"Zone F - Capital","National Grid","Rensselaer","Capital Region","Capital District","Capital District","Capital District",null,"Zone F - Capital","Capital District","Capital District","Albany",null,"Central","Madison",13484,"New York State Electric and Gas","New York State Electric and Gas","New York State Electric and Gas","New York State Electric and Gas",9.2600000000000002E-2,0.66700000000000004,2.4470744444444432,3.06,2.2435595175438618]
[null,null,null,null,null,null,null,null,null,12121,"12121Rensselaer","12121",12121,"Zone F - Capital","National Grid","Rensselaer","Capital Region","Capital District","Capital District","Capital District",null,"Zone F - Capital","Capital District","Capital District","Albany",null,"Central","Madison",13485,"New York State Electric and Gas","New York State Electric and Gas","New York State Electric and Gas","New York State Electric and Gas",9.2600000000000002E-2,0.66700000000000004,2.4470744444444432,3.06,2.2435595175438618]
[null,null,null,null,null,null,null,null,null,12123,"12123Rensselaer","12123",12123,"Zone F - Capital","National Grid","Rensselaer","Capital Region","Capital District","Capital District","Capital District",null,"Zone F - Capital","Capital District","Capital District","Albany",null,"Central","Oneida",13486,"National Grid","National Grid","National Grid","National Grid",0.10299999999999999,0.66300000000000003,2.4470744444444432,3.06,2.660757651515151]
[null,null,null,null,null,null,null,null,null,12133,"12133Rensselaer","12133",12133,"Zone F - Capital","National Grid","Rensselaer","Capital Region","Capital District","Capital District","Capital District",null,"Zone F - Capital","Capital District","Capital District","Albany",null,"Central","Otsego",13488,"New York State Electric and Gas","New York State Electric and Gas","New York State Electric and Gas","New York State Electric and Gas",0.106,0.66700000000000004,2.4470744444444432,3.06,2.660757651515151]
[null,null,null,null,null,null,null,null,null,12140,"12140Rensselaer","12140",12140,"Zone F - Capital","National Grid","Rensselaer","Capital Region","Capital District","Capital District","Capital District",null,"Zone F - Capital","Capital District","Capital District","Albany",null,"North Country","Lewis",13489,"National Grid","National Grid","National Grid","National Grid",0.10299999999999999,0.66300000000000003,2.5133023809523802,3.06,2.8854408173076935]
[null,null,null,null,null,null,null,null,null,12144,"12144Rensselaer","12144",12144,"Zone F - Capital","National Grid","Rensselaer","Capital Region","Capital District","Capital District","Capital District",null,"Zone F - Capital","Capital District","Capital District","Albany",null,"Central","Oneida",13490,"National Grid","National Grid","National Grid","National Grid",0.10299999999999999,0.66300000000000003,2.4470744444444432,3.06,2.660757651515151]
[null,null,null,null,null,null,null,null,null,12154,"12154Rensselaer","12154",12154,"Zone F - Capital","National Grid","Rensselaer","Capital Region","Capital District","Capital District","Capital District",null,"Zone F - Capital","Capital District","Capital District","Albany",null,"Central","Herkimer",13491,"New York State Electric and Gas","New York State Electric and Gas","New York State Electric and Gas","New York State Electric and Gas",9.2600000000000002E-2,0.66700000000000004,2.4470744444444432,3.06,2.660757651515151]
[null,null,null,null,null,null,null,null,null,12156,"12156Rensselaer","12156",12156,"Zone F - Capital","National Grid","Rensselaer","Capital Region","Capital District","Capital District","Capital District",null,"Zone F - Capital","Capital District","Capital District","Albany",null,"Central","Oneida",13492,"National Grid","National Grid","National Grid","National Grid",0.10299999999999999,0.66300000000000003,2.4470744444444432,3.06,2.660757651515151]
[null,null,null,null,null,null,null,null,null,12180,"12180Rensselaer","12180",12180,"Zone F - Capital","National Grid","Rensselaer","Capital Region","Capital District","Capital District","Capital District",null,"Zone F - Capital","Capital District","Capital District","Albany",null,"Central","Oswego",13493,"National Grid","National Grid","National Grid","National Grid",9.98E-2,0.66300000000000003,2.4470744444444432,3.06,2.2435595175438618]
[null,null,null,null,null,null,null,null,null,12181,"12181Rensselaer","12181",12181,"Zone F - Capital","National Grid","Rensselaer","Capital Region","Capital District","Capital District","Capital District",null,"Zone F - Capital","Capital District","Capital District","Albany",null,"Central","Oneida",13494,"National Grid","National Grid","National Grid","National Grid",0.10299999999999999,0.66300000000000003,2.4470744444444432,3.06,2.660757651515151]
[null,null,null,null,null,null,null,null,null,12182,"12182Rensselaer","12182",12182,"Zone F - Capital","National Grid","Rensselaer","Capital Region","Capital District","Capital District","Capital District",null,"Zone F - Capital","Capital District","Capital District","Albany",null,"Central","Oneida",13495,"National Grid","National Grid","National Grid","National Grid",0.10299999999999999,0.66300000000000003,2.4470744444444432,3.06,2.660757651515151]
[null,null,null,null,null,null,null,null,null,12185,"12185Rensselaer","12185",12185,"Zone F - Capital","National Grid","Rensselaer","Capital Region","Capital District","Capital District","Capital District",null,"Zone F - Capital","Capital District","Capital District","Albany",null,"Central","Oneida",13501,"National Grid","National Grid","National Grid","National Grid",0.10299999999999999,0.66300000000000003,2.4470744444444432,3.06,2.660757651515151]
[null,null,null,null,null,null,null,null,null,12018,"12018Rensselaer","12018",12018,"Zone F - Capital","New York State Electric and Gas","Rensselaer","Capital Region","Capital District","Capital District","Capital District",null,"Zone F - Capital","Capital District","Capital District","Albany",null,"Central","Oneida",13502,"National Grid","National Grid","National Grid","National Grid",0.10299999999999999,0.66300000000000003,2.4470744444444432,3.06,2.660757651515151]
[null,null,null,null,null,null,null,null,null,12022,"12022Rensselaer","12022",12022,"Zone F - Capital","New York State Electric and Gas","Rensselaer","Capital Region","Capital District","Capital District","Capital District",null,"Zone F - Capital","Capital District","Capital District","Albany",null,"Central","Oneida",13503,"National Grid","National Grid","National Grid","National Grid",0.10299999999999999,0.66300000000000003,2.4470744444444432,3.06,2.660757651515151]
[null,null,null,null,null,null,null,null,null,12040,"12040Rensselaer","12040",12040,"Zone F - Capital","New York State Electric and Gas","Rensselaer","Capital Region","Capital District","Capital District","Capital District",null,"Zone F - Capital","Capital District","Capital District","Albany",null,"Central","Oneida",13504,"National Grid","National Grid","National Grid","National Grid",0.10299999999999999,0.66300000000000003,2.4470744444444432,3.06,2.660757651515151]
[null,null,null,null,null,null,null,null,null,12138,"12138Rensselaer","12138",12138,"Zone F - Capital","New York State Electric and Gas","Rensselaer","Capital Region","Capital District","Capital District","Capital District",null,"Zone F - Capital","Capital District","Capital District","Albany",null,"Central","Oneida",13505,"National Grid","National Grid","National Grid","National Grid",0.10299999999999999,0.66300000000000003,2.4470744444444432,3.06,2.660757651515151]
[null,null,null,null,null,null,null,null,null,12153,"12153Rensselaer","12153",12153,"Zone F - Capital","New York State Electric and Gas","Rensselaer","Capital Region","Capital District","Capital District","Capital District",null,"Zone F - Capital","Capital District","Capital District","Albany",null,"Central","Oneida",13599,"National Grid","National Grid","National Grid","National Grid",0.10299999999999999,0.66300000000000003,2.4470744444444432,3.06,2.660757651515151]
[null,null,null,null,null,null,null,null,null,12168,"12168Rensselaer","12168",12168,"Zone F - Capital","New York State Electric and Gas","Rensselaer","Capital Region","Capital District","Capital District","Capital District",null,"Zone F - Capital","Capital District","Capital District","Albany",null,"North Country","Jefferson",13601,"National Grid","National Grid","National Grid","National Grid",0.10299999999999999,0.66300000000000003,2.5133023809523802,3.06,2.8854408173076935]
[null,null,null,null,null,null,null,null,null,12169,"12169Rensselaer","12169",12169,"Zone F - Capital","New York State Electric and Gas","Rensselaer","Capital Region","Capital District","Capital District","Capital District",null,"Zone F - Capital","Capital District","Capital District","Albany",null,"North Country","Jefferson",13602,"National Grid","National Grid","National Grid","National Grid",0.10299999999999999,0.66300000000000003,2.5133023809523802,3.06,2.8854408173076935]
[null,null,null,null,null,null,null,null,null,12196,"12196Rensselaer","12196",12196,"Zone F - Capital","New York State Electric and Gas","Rensselaer","Capital Region","Capital District","Capital District","Capital District",null,"Zone F - Capital","Capital District","Capital District","Albany",null,"North Country","Jefferson",13603,"National Grid","National Grid","National Grid","National Grid",0.10299999999999999,0.66300000000000003,2.5133023809523802,3.06,2.8854408173076935]
[null,null,null,null,null,null,null,null,null,12198,"12198Rensselaer","12198",12198,"Zone F - Capital","New York State Electric and Gas","Rensselaer","Capital Region","Capital District","Capital District","Capital District",null,"Zone F - Capital","Capital District","Capital District","Albany",null,"North Country","Jefferson",13605,"National Grid","National Grid","National Grid","National Grid",0.10299999999999999,0.66300000000000003,2.5133023809523802,3.06,2.8854408173076935]
[null,null,null,null,null,null,null,null,null,10301,"10301Richmond","10301",10301,"Zone J - New York City","Consolidated Edison","Richmond","New York City","NYC",{"$error":"#N/A"},{"$error":"#N/A"},null,"Zone J - New York City","NYC","","New York",null,"North Country","Jefferson",13606,"National Grid","National Grid","National Grid","National Grid",0.10299999999999999,0.66300000000000003,2.5133023809523802,3.06,2.8854408173076935]
[null,null,null,null,null,null,null,null,null,10302,"10302Richmond","10302",10302,"Zone J - New York City","Consolidated Edison","Richmond","New York City","NYC",{"$error":"#N/A"},{"$error":"#N/A"},"ConEd NYC","Zone J - New York City","NYC","","New York",null,"North Country","Jefferson",13607,"National Grid","National Grid","National Grid","National Grid",0.10299999999999999,0.66300000000000003,2.5133023809523802,3.06,2.8854408173076935]
[null,null,null,null,null,null,null,null,null,10303,"10303Richmond","10303",10303,"Zone J - New York City","Consolidated Edison","Richmond","New York City","NYC",{"$error":"#N/A"},{"$error":"#N/A"},"ConEd NYC","Zone J - New York City","NYC","","New York",null,"North Country","Jefferson",13608,"National Grid","National Grid","National Grid","National Grid",0.10299999999999999,0.66300000000000003,2.5133023809523802,3.06,2.8854408173076935]
[null,null,null,null,null,null,null,null,null,10304,"10304Richmond","10304",10304,"Zone J - New York City","Consolidated Edison","Richmond","New York City","NYC",{"$error":"#N/A"},{"$error":"#N/A"},"ConEd NYC","Zone J - New York City","NYC","","New York",null,"North Country","Jefferson",13611,"National Grid","National Grid","National Grid","National Grid",0.10299999999999999,0.66300000000000003,2.5133023809523802,3.06,2.8854408173076935]
[null,null,null,null,null,null,null,null,null,{"$f":"L1540*1","v":10305},"10305Richmond","10305",10305,"Zone J - New York City","Consolidated Edison","Richmond","New York City","NYC",{"$error":"#N/A"},{"$error":"#N/A"},"ConEd NYC","Zone J - New York City","NYC","","New York",null,{"$f":"VLOOKUP(AC1540,J:R,9,)","v":"North Country"},"Jefferson",13612,"National Grid","National Grid","National Grid","National Grid",0.10299999999999999,0.66300000000000003,2.5133023809523802,3.06,2.8854408173076935]
[null,null,null,null,null,null,null,null,null,10306,"10306Richmond","10306",10306,"Zone J - New York City","Consolidated Edison","Richmond","New York City","NYC",{"$error":"#N/A"},{"$error":"#N/A"},"ConEd NYC","Zone J - New York City","NYC","","New York",null,"North Country","St. Lawrence",13613,"National Grid","National Grid","National Grid","National Grid",0.10299999999999999,0.66300000000000003,2.5133023809523802,3.06,2.8854408173076935]
[null,null,null,null,null,null,null,null,null,10307,"10307Richmond","10307",10307,"Zone J - New York City","Consolidated Edison","Richmond","New York City","NYC",{"$error":"#N/A"},{"$error":"#N/A"},"ConEd NYC","Zone J - New York City","NYC","","New York",null,"North Country","St. Lawrence",13614,"National Grid","National Grid","National Grid","National Grid",0.10299999999999999,0.66300000000000003,2.5133023809523802,3.06,2.8854408173076935]
[null,null,null,null,null,null,null,null,null,10308,"10308Richmond","10308",10308,"Zone J - New York City","Consolidated Edison","Richmond","New York City","NYC",{"$error":"#N/A"},{"$error":"#N/A"},"ConEd NYC","Zone J - New York City","NYC","","New York",null,"North Country","Jefferson",13615,"National Grid","National Grid","National Grid","National Grid",0.10299999999999999,0.66300000000000003,2.5133023809523802,3.06,2.8854408173076935]
[null,null,null,null,null,null,null,null,null,10309,"10309Richmond","10309",10309,"Zone J - New York City","Consolidated Edison","Richmond","New York City","NYC",{"$error":"#N/A"},{"$error":"#N/A"},"ConEd NYC","Zone J - New York City","NYC","","New York",null,"North Country","Jefferson",13616,"National Grid","National Grid","National Grid","National Grid",0.10299999999999999,0.66300000000000003,2.5133023809523802,3.06,2.8854408173076935]
[null,null,null,null,null,null,null,null,null,10310,"10310Richmond","10310",10310,"Zone J - New York City","Consolidated Edison","Richmond","New York City","NYC",{"$error":"#N/A"},{"$error":"#N/A"},"ConEd NYC","Zone J - New York City","NYC","","New York",null,"North Country","St. Lawrence",13617,"National Grid","National Grid","National Grid","National Grid",0.10299999999999999,0.66300000000000003,2.5133023809523802,3.06,2.8854408173076935]
[null,null,null,null,null,null,null,null,null,10311,"10311Richmond","10311",10311,"Zone J - New York City","Consolidated Edison","Richmond","New York City","NYC",{"$error":"#N/A"},{"$error":"#N/A"},"ConEd NYC","Zone J - New York City","NYC","","New York",null,"North Country","Jefferson",13618,"National Grid","National Grid","National Grid","National Grid",0.10299999999999999,0.66300000000000003,2.5133023809523802,3.06,2.8854408173076935]
[null,null,null,null,null,null,null,null,null,10312,"10312Richmond","10312",10312,"Zone J - New York City","Consolidated Edison","Richmond","New York City","NYC",{"$error":"#N/A"},{"$error":"#N/A"},"ConEd NYC","Zone J - New York City","NYC","","New York",null,"North Country","Jefferson",13619,"National Grid","National Grid","National Grid","National Grid",0.10299999999999999,0.66300000000000003,2.5133023809523802,3.06,2.8854408173076935]
[null,null,null,null,null,null,null,null,null,10313,"10313Richmond","10313",10313,"Zone J - New York City","Consolidated Edison","Richmond","New York City","NYC",{"$error":"#N/A"},{"$error":"#N/A"},"ConEd NYC","Zone J - New York City","NYC","","New York",null,"North Country","Lewis",13620,"National Grid","National Grid","National Grid","National Grid",0.10299999999999999,0.66300000000000003,2.5133023809523802,3.06,2.8854408173076935]
[null,null,null,null,null,null,null,null,null,10314,"10314Richmond","10314",10314,"Zone J - New York City","Consolidated Edison","Richmond","New York City","NYC",{"$error":"#N/A"},{"$error":"#N/A"},"ConEd NYC","Zone J - New York City","NYC","","New York",null,"North Country","St. Lawrence",13621,"National Grid","National Grid","National Grid","National Grid",0.10299999999999999,0.66300000000000003,2.5133023809523802,3.06,2.8854408173076935]
[null,null,null,null,null,null,null,null,null,10901,"10901Rockland","10901",10901,"Zone G - Hudson Valley","Orange and Rockland","Rockland","Mid-Hudson","Lower Hudson","Mid-Hudson","Mid-Hudson","ConEd NYC","Zone G - Hudson Valley","Lower Hudson","Hudson Valley","New York",null,"North Country","Jefferson",13622,"National Grid","National Grid","National Grid","National Grid",0.10299999999999999,0.66300000000000003,2.5133023809523802,3.06,2.8854408173076935]
[null,null,null,null,null,null,null,null,null,10911,"10911Rockland","10911",10911,"Zone G - Hudson Valley","Orange and Rockland","Rockland","Mid-Hudson","Lower Hudson","Mid-Hudson","Mid-Hudson",null,"Zone G - Hudson Valley","Lower Hudson","Hudson Valley","Poughkeepsie",null,"North Country","St. Lawrence",13623,"National Grid","National Grid","National Grid","National Grid",0.10299999999999999,0.66300000000000003,2.5133023809523802,3.06,2.8854408173076935]
[null,null,null,null,null,null,null,null,null,10913,"10913Rockland","10913",10913,"Zone G - Hudson Valley","Orange and Rockland","Rockland","Mid-Hudson","Lower Hudson","Mid-Hudson","Mid-Hudson",null,"Zone G - Hudson Valley","Lower Hudson","Hudson Valley","New York",null,"North Country","Jefferson",13624,"National Grid","National Grid","National Grid","National Grid",0.10299999999999999,0.66300000000000003,2.5133023809523802,3.06,2.8854408173076935]
[null,null,null,null,null,null,null,null,null,10920,"10920Rockland","10920",10920,"Zone G - Hudson Valley","Orange and Rockland","Rockland","Mid-Hudson","Lower Hudson","Mid-Hudson","Mid-Hudson",null,"Zone G - Hudson Valley","Lower Hudson","Hudson Valley","New York",null,"North Country","St. Lawrence",13625,"National Grid","National Grid","National Grid","National Grid",0.10299999999999999,0.66300000000000003,2.5133023809523802,3.06,2.8854408173076935]
[null,null,null,null,null,null,null,null,null,10923,"10923Rockland","10923",10923,"Zone G - Hudson Valley","Orange and Rockland","Rockland","Mid-Hudson","Lower Hudson","Mid-Hudson","Mid-Hudson",null,"Zone G - Hudson Valley","Lower Hudson","Hudson Valley","New York",null,"North Country","Lewis",13626,"National Grid","National Grid","National Grid","National Grid",0.10299999999999999,0.66300000000000003,2.5133023809523802,3.06,2.8854408173076935]
[null,null,null,null,null,null,null,null,null,10927,"10927Rockland","10927",10927,"Zone G - Hudson Valley","Orange and Rockland","Rockland","Mid-Hudson","Lower Hudson","Mid-Hudson","Mid-Hudson",null,"Zone G - Hudson Valley","Lower Hudson","Hudson Valley","New York",null,"North Country","Lewis",13627,"National Grid","National Grid","National Grid","National Grid",0.10299999999999999,0.66300000000000003,2.5133023809523802,3.06,2.8854408173076935]
[null,null,null,null,null,null,null,null,null,10931,"10931Rockland","10931",10931,"Zone G - Hudson Valley","Orange and Rockland","Rockland","Mid-Hudson","Lower Hudson","Mid-Hudson","Mid-Hudson",null,"Zone G - Hudson Valley","Lower Hudson","Hudson Valley","New York",null,"North Country","Jefferson",13628,"National Grid","National Grid","National Grid","National Grid",0.10299999999999999,0.66300000000000003,2.5133023809523802,3.06,2.8854408173076935]
[null,null,null,null,null,null,null,null,null,10952,"10952Rockland","10952",10952,"Zone G - Hudson Valley","Orange and Rockland","Rockland","Mid-Hudson","Lower Hudson","Mid-Hudson","Mid-Hudson",null,"Zone G - Hudson Valley","Lower Hudson","Hudson Valley","Poughkeepsie",null,"North Country","St. Lawrence",13630,"National Grid","National Grid","National Grid","National Grid",0.10299999999999999,0.66300000000000003,2.5133023809523802,3.06,2.8854408173076935]
[null,null,null,null,null,null,null,null,null,10954,"10954Rockland","10954",10954,"Zone G - Hudson Valley","Orange and Rockland","Rockland","Mid-Hudson","Lower Hudson","Mid-Hudson","Mid-Hudson",null,"Zone G - Hudson Valley","Lower Hudson","Hudson Valley","New York",null,"North Country","Jefferson",13631,"National Grid","National Grid","National Grid","National Grid",0.10299999999999999,0.66300000000000003,2.5133023809523802,3.06,2.8854408173076935]
[null,null,null,null,null,null,null,null,null,10956,"10956Rockland","10956",10956,"Zone G - Hudson Valley","Orange and Rockland","Rockland","Mid-Hudson","Lower Hudson","Mid-Hudson","Mid-Hudson",null,"Zone G - Hudson Valley","Lower Hudson","Hudson Valley","New York",null,"North Country","Jefferson",13632,"National Grid","National Grid","National Grid","National Grid",0.10299999999999999,0.66300000000000003,2.5133023809523802,3.06,2.8854408173076935]
[null,null,null,null,null,null,null,null,null,10960,"10960Rockland","10960",10960,"Zone G - Hudson Valley","Orange and Rockland","Rockland","Mid-Hudson","Lower Hudson","Mid-Hudson","Mid-Hudson",null,"Zone G - Hudson Valley","Lower Hudson","Hudson Valley","New York",null,"North Country","St. Lawrence",13633,"National Grid","National Grid","National Grid","National Grid",0.10299999999999999,0.66300000000000003,2.5133023809523802,3.06,2.8854408173076935]
[null,null,null,null,null,null,null,null,null,10962,"10962Rockland","10962",10962,"Zone G - Hudson Valley","Orange and Rockland","Rockland","Mid-Hudson","Lower Hudson","Mid-Hudson","Mid-Hudson",null,"Zone G - Hudson Valley","Lower Hudson","Hudson Valley","New York",null,"North Country","Jefferson",13634,"National Grid","National Grid","National Grid","National Grid",0.10299999999999999,0.66300000000000003,2.5133023809523802,3.06,2.8854408173076935]
[null,null,null,null,null,null,null,null,null,10964,"10964Rockland","10964",10964,"Zone G - Hudson Valley","Orange and Rockland","Rockland","Mid-Hudson","Lower Hudson","Mid-Hudson","Mid-Hudson",null,"Zone G - Hudson Valley","Lower Hudson","Hudson Valley","New York",null,"North Country","St. Lawrence",13635,"National Grid","National Grid","National Grid","National Grid",0.10299999999999999,0.66300000000000003,2.5133023809523802,3.06,2.8854408173076935]
[null,null,null,null,null,null,null,null,null,10965,"10965Rockland","10965",10965,"Zone G - Hudson Valley","Orange and Rockland","Rockland","Mid-Hudson","Lower Hudson","Mid-Hudson","Mid-Hudson",null,"Zone G - Hudson Valley","Lower Hudson","Hudson Valley","New York",null,"North Country","Jefferson",13636,"National Grid","National Grid","National Grid","National Grid",0.10299999999999999,0.66300000000000003,2.5133023809523802,3.06,2.8854408173076935]
[null,null,null,null,null,null,null,null,null,10968,"10968Rockland","10968",10968,"Zone G - Hudson Valley","Orange and Rockland","Rockland","Mid-Hudson","Lower Hudson","Mid-Hudson","Mid-Hudson",null,"Zone G - Hudson Valley","Lower Hudson","Hudson Valley","New York",null,"North Country","Jefferson",13637,"National Grid","National Grid","National Grid","National Grid",0.10299999999999999,0.66300000000000003,2.5133023809523802,3.06,2.8854408173076935]
[null,null,null,null,null,null,null,null,null,10970,"10970Rockland","10970",10970,"Zone G - Hudson Valley","Orange and Rockland","Rockland","Mid-Hudson","Lower Hudson","Mid-Hudson","Mid-Hudson",null,"Zone G - Hudson Valley","Lower Hudson","Hudson Valley","Poughkeepsie",null,"North Country","Jefferson",13638,"National Grid","National Grid","National Grid","National Grid",0.10299999999999999,0.66300000000000003,2.5133023809523802,3.06,2.8854408173076935]
[null,null,null,null,null,null,null,null,null,10974,"10974Rockland","10974",10974,"Zone G - Hudson Valley","Orange and Rockland","Rockland","Mid-Hudson","Lower Hudson","Mid-Hudson","Mid-Hudson",null,"Zone G - Hudson Valley","Lower Hudson","Hudson Valley","Poughkeepsie",null,"North Country","St. Lawrence",13639,"National Grid","National Grid","National Grid","National Grid",0.10299999999999999,0.66300000000000003,2.5133023809523802,3.06,2.8854408173076935]
[null,null,null,null,null,null,null,null,null,10976,"10976Rockland","10976",10976,"Zone G - Hudson Valley","Orange and Rockland","Rockland","Mid-Hudson","Lower Hudson","Mid-Hudson","Mid-Hudson",null,"Zone G - Hudson Valley","Lower Hudson","Hudson Valley","New York",null,"North Country","Jefferson",13640,"National Grid","National Grid","National Grid","National Grid",0.10299999999999999,0.66300000000000003,2.5133023809523802,3.06,2.8854408173076935]
[null,null,null,null,null,null,null,null,null,10977,"10977Rockland","10977",10977,"Zone G - Hudson Valley","Orange and Rockland","Rockland","Mid-Hudson","Lower Hudson","Mid-Hudson","Mid-Hudson",null,"Zone G - Hudson Valley","Lower Hudson","Hudson Valley","Poughkeepsie",null,"North Country","Jefferson",13641,"National Grid","National Grid","National Grid","National Grid",0.10299999999999999,0.66300000000000003,2.5133023809523802,3.06,2.8854408173076935]
[null,null,null,null,null,null,null,null,null,10980,"10980Rockland","10980",10980,"Zone G - Hudson Valley","Orange and Rockland","Rockland","Mid-Hudson","Lower Hudson","Mid-Hudson","Mid-Hudson",null,"Zone G - Hudson Valley","Lower Hudson","Hudson Valley","Poughkeepsie",null,"North Country","St. Lawrence",13642,"National Grid","National Grid","National Grid","National Grid",0.10299999999999999,0.66300000000000003,2.5133023809523802,3.06,2.8854408173076935]
[null,null,null,null,null,null,null,null,null,10982,"10982Rockland","10982",10982,"Zone G - Hudson Valley","Orange and Rockland","Rockland","Mid-Hudson","Lower Hudson","Mid-Hudson","Mid-Hudson",null,"Zone G - Hudson Valley","Lower Hudson","Hudson Valley","Poughkeepsie",null,"North Country","Jefferson",13643,"National Grid","National Grid","National Grid","National Grid",0.10299999999999999,0.66300000000000003,2.5133023809523802,3.06,2.8854408173076935]
[null,null,null,null,null,null,null,null,null,10983,"10983Rockland","10983",10983,"Zone G - Hudson Valley","Orange and Rockland","Rockland","Mid-Hudson","Lower Hudson","Mid-Hudson","Mid-Hudson",null,"Zone G - Hudson Valley","Lower Hudson","Hudson Valley","New York",null,"North Country","St. Lawrence",13645,"National Grid","National Grid","National Grid","National Grid",0.10299999999999999,0.66300000000000003,2.5133023809523802,3.06,2.8854408173076935]
[null,null,null,null,null,null,null,null,null,10984,"10984Rockland","10984",10984,"Zone G - Hudson Valley","Orange and Rockland","Rockland","Mid-Hudson","Lower Hudson","Mid-Hudson","Mid-Hudson",null,"Zone G - Hudson Valley","Lower Hudson","Hudson Valley","New York",null,"North Country","St. Lawrence",13646,"National Grid","National Grid","National Grid","National Grid",0.10299999999999999,0.66300000000000003,2.5133023809523802,3.06,2.8854408173076935]
[null,null,null,null,null,null,null,null,null,10986,"10986Rockland","10986",10986,"Zone G - Hudson Valley","Orange and Rockland","Rockland","Mid-Hudson","Lower Hudson","Mid-Hudson","Mid-Hudson",null,"Zone G - Hudson Valley","Lower Hudson","Hudson Valley","Poughkeepsie",null,"North Country","St. Lawrence",13647,"National Grid","National Grid","National Grid","National Grid",0.10299999999999999,0.66300000000000003,2.5133023809523802,3.06,2.8854408173076935]
[null,null,null,null,null,null,null,null,null,10989,"10989Rockland","10989",10989,"Zone G - Hudson Valley","Orange and Rockland","Rockland","Mid-Hudson","Lower Hudson","Mid-Hudson","Mid-Hudson",null,"Zone G - Hudson Valley","Lower Hudson","Hudson Valley","New York",null,"North Country","Lewis",13648,"National Grid","National Grid","National Grid","National Grid",0.10299999999999999,0.66300000000000003,2.5133023809523802,3.06,2.8854408173076935]
[null,null,null,null,null,null,null,null,null,10993,"10993Rockland","10993",10993,"Zone G - Hudson Valley","Orange and Rockland","Rockland","Mid-Hudson","Lower Hudson","Mid-Hudson","Mid-Hudson",null,"Zone G - Hudson Valley","Lower Hudson","Hudson Valley","New York",null,"North Country","St. Lawrence",13649,"National Grid","National Grid","National Grid","National Grid",0.10299999999999999,0.66300000000000003,2.5133023809523802,3.06,2.8854408173076935]
[null,null,null,null,null,null,null,null,null,10994,"10994Rockland","10994",10994,"Zone G - Hudson Valley","Orange and Rockland","Rockland","Mid-Hudson","Lower Hudson","Mid-Hudson","Mid-Hudson",null,"Zone G - Hudson Valley","Lower Hudson","Hudson Valley","New York",null,"North Country","Jefferson",13650,"National Grid","National Grid","National Grid","National Grid",0.10299999999999999,0.66300000000000003,2.5133023809523802,3.06,2.8854408173076935]
[null,null,null,null,null,null,null,null,null,12020,"12020Saratoga","12020",12020,"Zone F - Capital","National Grid","Saratoga","Capital Region","Capital District","Capital District","Capital District",null,"Zone F - Capital","Capital District","Capital District","Albany",null,"North Country","Jefferson",13651,"National Grid","National Grid","National Grid","National Grid",0.10299999999999999,0.66300000000000003,2.5133023809523802,3.06,2.8854408173076935]
[null,null,null,null,null,null,null,null,null,12074,"12074Saratoga","12074",12074,"Zone F - Capital","National Grid","Saratoga","Capital Region","Capital District","Capital District","Capital District",null,"Zone F - Capital","Capital District","Capital District","Albany",null,"North Country","St. Lawrence",13652,"National Grid","National Grid","National Grid","National Grid",0.10299999999999999,0.66300000000000003,2.5133023809523802,3.06,2.8854408173076935]
[null,null,null,null,null,null,null,null,null,12803,"12803Saratoga","12803",12803,"Zone F - Capital","National Grid","Saratoga","Capital Region","Capital District","Capital District","Capital District",null,"Zone F - Capital","Capital District","Capital District","Albany",null,"North Country","St. Lawrence",13654,"National Grid","National Grid","National Grid","National Grid",0.10299999999999999,0.66300000000000003,2.5133023809523802,3.06,2.8854408173076935]
[null,null,null,null,null,null,null,null,null,12822,"12822Saratoga","12822",12822,"Zone F - Capital","National Grid","Saratoga","Capital Region","Capital District","Capital District","Capital District",null,"Zone F - Capital","Capital District","Capital District","Albany",null,"North Country","Franklin",13655,"National Grid","National Grid","National Grid","National Grid",9.8500000000000004E-2,0.66300000000000003,2.5133023809523802,3.06,2.8854408173076935]
[null,null,null,null,null,null,null,null,null,12831,"12831Saratoga","12831",12831,"Zone F - Capital","National Grid","Saratoga","Capital Region","Capital District","Capital District","Capital District",null,"Zone F - Capital","Capital District","Capital District","Albany",null,"North Country","Jefferson",13656,"National Grid","National Grid","National Grid","National Grid",0.10299999999999999,0.66300000000000003,2.5133023809523802,3.06,2.8854408173076935]
[null,null,null,null,null,null,null,null,null,12833,"12833Saratoga","12833",12833,"Zone F - Capital","National Grid","Saratoga","Capital Region","Capital District","Capital District","Capital District",null,"Zone F - Capital","Capital District","Capital District","Albany",null,"North Country","Jefferson",13657,"National Grid","National Grid","National Grid","National Grid",0.10299999999999999,0.66300000000000003,2.5133023809523802,3.06,2.8854408173076935]
[null,null,null,null,null,null,null,null,null,12835,"12835Saratoga","12835",12835,"Zone F - Capital","National Grid","Saratoga","Capital Region","Capital District","Capital District","Capital District",null,"Zone F - Capital","Capital District","Capital District","Albany",null,"North Country","St. Lawrence",13658,"National Grid","National Grid","National Grid","National Grid",0.10299999999999999,0.66300000000000003,2.5133023809523802,3.06,2.8854408173076935]
[null,null,null,null,null,null,null,null,null,12850,"12850Saratoga","12850",12850,"Zone F - Capital","National Grid","Saratoga","Capital Region","Capital District","Capital District","Capital District",null,"Zone F - Capital","Capital District","Capital District","Albany",null,"North Country","Jefferson",13659,"National Grid","National Grid","National Grid","National Grid",0.10299999999999999,0.66300000000000003,2.5133023809523802,3.06,2.8854408173076935]
[null,null,null,null,null,null,null,null,null,12859,"12859Saratoga","12859",12859,"Zone F - Capital","National Grid","Saratoga","Capital Region","Capital District","Capital District","Capital District",null,"Zone F - Capital","Capital District","Capital District","Albany",null,"North Country","St. Lawrence",13660,"National Grid","National Grid","National Grid","National Grid",0.10299999999999999,0.66300000000000003,2.5133023809523802,3.06,2.8854408173076935]
[null,null,null,null,null,null,null,null,null,12863,"12863Saratoga","12863",12863,"Zone F - Capital","National Grid","Saratoga","Capital Region","Capital District","Capital District","Capital District",null,"Zone F - Capital","Capital District","Capital District","Albany",null,"North Country","Jefferson",13661,"National Grid","National Grid","National Grid","National Grid",0.10299999999999999,0.66300000000000003,2.5133023809523802,3.06,2.8854408173076935]
[null,null,null,null,null,null,null,null,null,12866,"12866Saratoga","12866",12866,"Zone F - Capital","National Grid","Saratoga","Capital Region","Capital District","Capital District","Capital District",null,"Zone F - Capital","Capital District","Capital District","Albany",null,"North Country","St. Lawrence",13662,"Municipal Utilities","National Grid","Other","National Grid",0.1595,0.81100000000000005,2.5133023809523802,3.06,2.8854408173076935]
[null,null,null,null,null,null,null,null,null,12871,"12871Saratoga","12871",12871,"Zone F - Capital","National Grid","Saratoga","Capital Region","Capital District","Capital District","Capital District",null,"Zone F - Capital","Capital District","Capital District","Albany",null,"North Country","St. Lawrence",13664,"National Grid","National Grid","National Grid","National Grid",0.10299999999999999,0.66300000000000003,2.5133023809523802,3.06,2.8854408173076935]
[null,null,null,null,null,null,null,null,null,12884,"12884Saratoga","12884",12884,"Zone F - Capital","National Grid","Saratoga","Capital Region","Capital District","Capital District","Capital District",null,"Zone F - Capital","Capital District","Capital District","Albany",null,"North Country","Jefferson",13665,"National Grid","National Grid","National Grid","National Grid",0.10299999999999999,0.66300000000000003,2.5133023809523802,3.06,2.8854408173076935]
[null,null,null,null,null,null,null,null,null,12019,"12019Saratoga","12019",12019,"Zone F - Capital","National Grid","Saratoga","Capital Region","Capital District","Capital District","Capital District",null,"Zone F - Capital","Capital District","Capital District","Albany",null,"North Country","St. Lawrence",13666,"National Grid","National Grid","National Grid","National Grid",0.10299999999999999,0.66300000000000003,2.5133023809523802,3.06,2.8854408173076935]
[null,null,null,null,null,null,null,null,null,12027,"12027Saratoga","12027",12027,"Zone F - Capital","National Grid","Saratoga","Capital Region","Capital District","Capital District","Capital District",null,"Zone F - Capital","Capital District","Capital District","Albany",null,"North Country","St. Lawrence",13667,"National Grid","National Grid","National Grid","National Grid",0.10299999999999999,0.66300000000000003,2.5133023809523802,3.06,2.8854408173076935]
[null,null,null,null,null,null,null,null,null,12065,"12065Saratoga","12065",12065,"Zone F - Capital","National Grid","Saratoga","Capital Region","Capital District","Capital District","Capital District",null,"Zone F - Capital","Capital District","Capital District","Albany",null,"North Country","St. Lawrence",13668,"National Grid","National Grid","National Grid","National Grid",0.10299999999999999,0.66300000000000003,2.5133023809523802,3.06,2.8854408173076935]
[null,null,null,null,null,null,null,null,null,12148,"12148Saratoga","12148",12148,"Zone F - Capital","National Grid","Saratoga","Capital Region","Capital District","Capital District","Capital District",null,"Zone F - Capital","Capital District","Capital District","Albany",null,"North Country","St. Lawrence",13669,"National Grid","National Grid","National Grid","National Grid",0.10299999999999999,0.66300000000000003,2.5133023809523802,3.06,2.8854408173076935]
[null,null,null,null,null,null,null,null,null,12151,"12151Saratoga","12151",12151,"Zone F - Capital","National Grid","Saratoga","Capital Region","Capital District","Capital District","Capital District",null,"Zone F - Capital","Capital District","Capital District","Albany",null,"North Country","St. Lawrence",13670,"National Grid","National Grid","National Grid","National Grid",0.10299999999999999,0.66300000000000003,2.5133023809523802,3.06,2.8854408173076935]
[null,null,null,null,null,null,null,null,null,12188,"12188Saratoga","12188",12188,"Zone F - Capital","National Grid","Saratoga","Capital Region","Capital District","Capital District","Capital District",null,"Zone F - Capital","Capital District","Capital District","Albany",null,"North Country","Jefferson",13671,"National Grid","National Grid","National Grid","National Grid",0.10299999999999999,0.66300000000000003,2.5133023809523802,3.06,2.8854408173076935]
[null,null,null,null,null,null,null,null,null,12118,"12118Saratoga","12118",12118,"Zone F - Capital","New York State Electric and Gas","Saratoga","Capital Region","Capital District","Capital District","Capital District",null,"Zone F - Capital","Capital District","Capital District","Albany",null,"North Country","St. Lawrence",13672,"National Grid","National Grid","National Grid","National Grid",0.10299999999999999,0.66300000000000003,2.5133023809523802,3.06,2.8854408173076935]
[null,null,null,null,null,null,null,null,null,12170,"12170Saratoga","12170",12170,"Zone F - Capital","New York State Electric and Gas","Saratoga","Capital Region","Capital District","Capital District","Capital District",null,"Zone F - Capital","Capital District","Capital District","Albany",null,"North Country","Jefferson",13673,"Municipal Utilities","National Grid","Other","National Grid",0.1595,0.81100000000000005,2.5133023809523802,3.06,2.8854408173076935]
[null,null,null,null,null,null,null,null,null,12053,"12053Schenectady","12053",12053,"Zone F - Capital","National Grid","Schenectady","Capital Region","Capital District","Capital District","Capital District",null,"Zone F - Capital","Capital District","Capital District","Albany",null,"North Country","Jefferson",13674,"National Grid","National Grid","National Grid","National Grid",0.10299999999999999,0.66300000000000003,2.5133023809523802,3.06,2.8854408173076935]
[null,null,null,null,null,null,null,null,null,12141,"12141Schenectady","12141",12141,"Zone F - Capital","National Grid","Schenectady","Capital Region","Capital District","Capital District","Capital District",null,"Zone F - Capital","Capital District","Capital District","Albany",null,"North Country","Jefferson",13675,"National Grid","National Grid","National Grid","National Grid",0.10299999999999999,0.66300000000000003,2.5133023809523802,3.06,2.8854408173076935]
[null,null,null,null,null,null,null,null,null,12008,"12008Schenectady","12008",12008,"Zone F - Capital","National Grid","Schenectady","Capital Region","Capital District","Capital District","Capital District",null,"Zone F - Capital","Capital District","Capital District","Albany",null,"North Country","St. Lawrence",13676,"National Grid","National Grid","National Grid","National Grid",0.10299999999999999,0.66300000000000003,2.5133023809523802,3.06,2.8854408173076935]
[null,null,null,null,null,null,null,null,null,12056,"12056Schenectady","12056",12056,"Zone F - Capital","National Grid","Schenectady","Capital Region","Capital District","Capital District","Capital District",null,"Zone F - Capital","Capital District","Capital District","Albany",null,"North Country","St. Lawrence",13677,"National Grid","National Grid","National Grid","National Grid",0.10299999999999999,0.66300000000000003,2.5133023809523802,3.06,2.8854408173076935]
[null,null,null,null,null,null,null,null,null,12137,"12137Schenectady","12137",12137,"Zone F - Capital","National Grid","Schenectady","Capital Region","Capital District","Capital District","Capital District",null,"Zone F - Capital","Capital District","Capital District","Albany",null,"North Country","St. Lawrence",13678,"National Grid","National Grid","National Grid","National Grid",0.10299999999999999,0.66300000000000003,2.5133023809523802,3.06,2.8854408173076935]
[null,null,null,null,null,null,null,null,null,12150,"12150Schenectady","12150",12150,"Zone F - Capital","National Grid","Schenectady","Capital Region","Capital District","Capital District","Capital District",null,"Zone F - Capital","Capital District","Capital District","Albany",null,"North Country","Jefferson",13679,"National Grid","National Grid","National Grid","National Grid",0.10299999999999999,0.66300000000000003,2.5133023809523802,3.06,2.8854408173076935]
[null,null,null,null,null,null,null,null,null,{"$f":"L1604*1","v":12301},"12301Schenectady","12301",12301,"Zone F - Capital","National Grid","Schenectady","Capital Region","Capital District","Capital District","Capital District",null,"Zone F - Capital","Capital District","Capital District","Albany",null,{"$f":"VLOOKUP(AC1604,J:R,9,)","v":"North Country"},"St. Lawrence",13680,"National Grid","National Grid","National Grid","National Grid",0.10299999999999999,0.66300000000000003,2.5133023809523802,3.06,2.8854408173076935]
[null,null,null,null,null,null,null,null,null,12302,"12302Schenectady","12302",12302,"Zone F - Capital","National Grid","Schenectady","Capital Region","Capital District","Capital District","Capital District",null,"Zone F - Capital","Capital District","Capital District","Albany",null,"North Country","St. Lawrence",13681,"National Grid","National Grid","National Grid","National Grid",0.10299999999999999,0.66300000000000003,2.5133023809523802,3.06,2.8854408173076935]
[null,null,null,null,null,null,null,null,null,12303,"12303Schenectady","12303",12303,"Zone F - Capital","National Grid","Schenectady","Capital Region","Capital District","Capital District","Capital District",null,"Zone F - Capital","Capital District","Capital District","Albany",null,"North Country","Jefferson",13682,"National Grid","National Grid","National Grid","National Grid",0.10299999999999999,0.66300000000000003,2.5133023809523802,3.06,2.8854408173076935]
[null,null,null,null,null,null,null,null,null,12304,"12304Schenectady","12304",12304,"Zone F - Capital","National Grid","Schenectady","Capital Region","Capital District","Capital District","Capital District",null,"Zone F - Capital","Capital District","Capital District","Albany",null,"North Country","Franklin",13683,"National Grid","National Grid","National Grid","National Grid",9.8500000000000004E-2,0.66300000000000003,2.5133023809523802,3.06,2.8854408173076935]
[null,null,null,null,null,null,null,null,null,12305,"12305Schenectady","12305",12305,"Zone F - Capital","National Grid","Schenectady","Capital Region","Capital District","Capital District","Capital District",null,"Zone F - Capital","Capital District","Capital District","Albany",null,"North Country","St. Lawrence",13684,"National Grid","National Grid","National Grid","National Grid",0.10299999999999999,0.66300000000000003,2.5133023809523802,3.06,2.8854408173076935]
[null,null,null,null,null,null,null,null,null,12306,"12306Schenectady","12306",12306,"Zone F - Capital","National Grid","Schenectady","Capital Region","Capital District","Capital District","Capital District",null,"Zone F - Capital","Capital District","Capital District","Albany",null,"North Country","Jefferson",13685,"National Grid","National Grid","National Grid","National Grid",0.10299999999999999,0.66300000000000003,2.5133023809523802,3.06,2.8854408173076935]
[null,null,null,null,null,null,null,null,null,12307,"12307Schenectady","12307",12307,"Zone F - Capital","National Grid","Schenectady","Capital Region","Capital District","Capital District","Capital District",null,"Zone F - Capital","Capital District","Capital District","Albany",null,"North Country","St. Lawrence",13687,"National Grid","National Grid","National Grid","National Grid",0.10299999999999999,0.66300000000000003,2.5133023809523802,3.06,2.8854408173076935]
[null,null,null,null,null,null,null,null,null,12308,"12308Schenectady","12308",12308,"Zone F - Capital","National Grid","Schenectady","Capital Region","Capital District","Capital District","Capital District",null,"Zone F - Capital","Capital District","Capital District","Albany",null,"North Country","St. Lawrence",13690,"National Grid","National Grid","National Grid","National Grid",0.10299999999999999,0.66300000000000003,2.5133023809523802,3.06,2.8854408173076935]
[null,null,null,null,null,null,null,null,null,12309,"12309Schenectady","12309",12309,"Zone F - Capital","National Grid","Schenectady","Capital Region","Capital District","Capital District","Capital District",null,"Zone F - Capital","Capital District","Capital District","Albany",null,"North Country","Jefferson",13691,"Municipal Utilities","National Grid","Other","National Grid",0.1595,0.81100000000000005,2.5133023809523802,3.06,2.8854408173076935]
[null,null,null,null,null,null,null,null,null,12325,"12325Schenectady","12325",12325,"Zone F - Capital","National Grid","Schenectady","Capital Region","Capital District","Capital District","Capital District",null,"Zone F - Capital","Capital District","Capital District","Albany",null,"North Country","Jefferson",13692,"National Grid","National Grid","National Grid","National Grid",0.10299999999999999,0.66300000000000003,2.5133023809523802,3.06,2.8854408173076935]
[null,null,null,null,null,null,null,null,null,12345,"12345Schenectady","12345",12345,"Zone F - Capital","National Grid","Schenectady","Capital Region","Capital District","Capital District","Capital District",null,"Zone F - Capital","Capital District","Capital District","Albany",null,"North Country","Jefferson",13693,"National Grid","National Grid","National Grid","National Grid",0.10299999999999999,0.66300000000000003,2.5133023809523802,3.06,2.8854408173076935]
[null,null,null,null,null,null,null,null,null,12093,"12093Schoharie","12093",12093,"Zone E - Mohawk Valley","New York State Electric and Gas","Schoharie","Mohawk Valley","Capital District","Capital District","Capital District",null,"Zone E - Mohawk Valley","Capital District","Capital District","Binghamton",null,"North Country","St. Lawrence",13694,"National Grid","National Grid","National Grid","National Grid",0.10299999999999999,0.66300000000000003,2.5133023809523802,3.06,2.8854408173076935]
[null,null,null,null,null,null,null,null,null,12031,"12031Schoharie","12031",12031,"Zone F - Capital","National Grid","Schoharie","Mohawk Valley","Capital District","Capital District","Capital District",null,"Zone F - Capital","Capital District","Capital District","Binghamton",null,"North Country","St. Lawrence",13695,"National Grid","National Grid","National Grid","National Grid",0.10299999999999999,0.66300000000000003,2.5133023809523802,3.06,2.8854408173076935]
[null,null,null,null,null,null,null,null,null,12035,"12035Schoharie","12035",12035,"Zone F - Capital","National Grid","Schoharie","Mohawk Valley","Capital District","Capital District","Capital District",null,"Zone F - Capital","Capital District","Capital District","Binghamton",null,"North Country","St. Lawrence",13696,"National Grid","National Grid","National Grid","National Grid",0.10299999999999999,0.66300000000000003,2.5133023809523802,3.06,2.8854408173076935]
[null,null,null,null,null,null,null,null,null,12043,"12043Schoharie","12043",12043,"Zone F - Capital","National Grid","Schoharie","Mohawk Valley","Capital District","Capital District","Capital District",null,"Zone F - Capital","Capital District","Capital District","Binghamton",null,"North Country","St. Lawrence",13697,"National Grid","National Grid","National Grid","National Grid",0.10299999999999999,0.66300000000000003,2.5133023809523802,3.06,2.8854408173076935]
[null,null,null,null,null,null,null,null,null,12066,"12066Schoharie","12066",12066,"Zone F - Capital","National Grid","Schoharie","Mohawk Valley","Capital District","Capital District","Capital District",null,"Zone F - Capital","Capital District","Capital District","Albany",null,"North Country","St. Lawrence",13699,"National Grid","National Grid","National Grid","National Grid",0.10299999999999999,0.66300000000000003,2.5133023809523802,3.06,2.8854408173076935]
[null,null,null,null,null,null,null,null,null,12071,"12071Schoharie","12071",12071,"Zone F - Capital","National Grid","Schoharie","Mohawk Valley","Capital District","Capital District","Capital District",null,"Zone F - Capital","Capital District","Capital District","Binghamton",null,"Central","Chenango",13730,"New York State Electric and Gas","New York State Electric and Gas","New York State Electric and Gas","New York State Electric and Gas",9.2600000000000002E-2,0.66700000000000004,2.4470744444444432,3.06,2.2435595175438618]
[null,null,null,null,null,null,null,null,null,12073,"12073Schoharie","12073",12073,"Zone F - Capital","National Grid","Schoharie","Mohawk Valley","Capital District","Capital District","Capital District",null,"Zone F - Capital","Capital District","Capital District","Albany",null,"Central","Delaware",13731,"New York State Electric and Gas","New York State Electric and Gas","New York State Electric and Gas","New York State Electric and Gas",9.2600000000000002E-2,0.66700000000000004,2.4470744444444432,3.06,2.2435595175438618]
[null,null,null,null,null,null,null,null,null,12092,"12092Schoharie","12092",12092,"Zone F - Capital","National Grid","Schoharie","Mohawk Valley","Capital District","Capital District","Capital District",null,"Zone F - Capital","Capital District","Capital District","Binghamton",null,"Central","Tioga",13732,"New York State Electric and Gas","New York State Electric and Gas","New York State Electric and Gas","New York State Electric and Gas",9.2600000000000002E-2,0.66700000000000004,2.4470744444444432,3.06,2.2435595175438618]
[null,null,null,null,null,null,null,null,null,12122,"12122Schoharie","12122",12122,"Zone F - Capital","National Grid","Schoharie","Mohawk Valley","Capital District","Capital District","Capital District",null,"Zone F - Capital","Capital District","Capital District","Binghamton",null,"Central","Chenango",13733,"New York State Electric and Gas","New York State Electric and Gas","New York State Electric and Gas","New York State Electric and Gas",9.2600000000000002E-2,0.66700000000000004,2.4470744444444432,3.06,2.2435595175438618]
[null,null,null,null,null,null,null,null,null,12131,"12131Schoharie","12131",12131,"Zone F - Capital","National Grid","Schoharie","Mohawk Valley","Capital District","Capital District","Capital District",null,"Zone F - Capital","Capital District","Capital District","Binghamton",null,"Central","Tioga",13734,"New York State Electric and Gas","New York State Electric and Gas","New York State Electric and Gas","New York State Electric and Gas",9.2600000000000002E-2,0.66700000000000004,2.4470744444444432,3.06,2.2435595175438618]
[null,null,null,null,null,null,null,null,null,12157,"12157Schoharie","12157",12157,"Zone F - Capital","National Grid","Schoharie","Mohawk Valley","Capital District","Capital District","Capital District",null,"Zone F - Capital","Capital District","Capital District","Albany",null,"Central","Tioga",13736,"New York State Electric and Gas","New York State Electric and Gas","New York State Electric and Gas","New York State Electric and Gas",9.2600000000000002E-2,0.66700000000000004,2.4470744444444432,3.06,2.2435595175438618]
[null,null,null,null,null,null,null,null,null,12160,"12160Schoharie","12160",12160,"Zone F - Capital","National Grid","Schoharie","Mohawk Valley","Capital District","Capital District","Capital District",null,"Zone F - Capital","Capital District","Capital District","Albany",null,"Central","Broome",13737,"New York State Electric and Gas","New York State Electric and Gas","New York State Electric and Gas","New York State Electric and Gas",9.2600000000000002E-2,0.66700000000000004,2.4470744444444432,3.06,2.2435595175438618]
[null,null,null,null,null,null,null,null,null,12175,"12175Schoharie","12175",12175,"Zone F - Capital","National Grid","Schoharie","Mohawk Valley","Capital District","Capital District","Capital District",null,"Zone F - Capital","Capital District","Capital District","Binghamton",null,"Central","Cortland",13738,"National Grid","National Grid","National Grid","National Grid",9.98E-2,0.66300000000000003,2.4470744444444432,3.06,2.2435595175438618]
[null,null,null,null,null,null,null,null,null,12187,"12187Schoharie","12187",12187,"Zone F - Capital","National Grid","Schoharie","Mohawk Valley","Capital District","Capital District","Capital District",null,"Zone F - Capital","Capital District","Capital District","Binghamton",null,"Central","Delaware",13739,"New York State Electric and Gas","New York State Electric and Gas","New York State Electric and Gas","New York State Electric and Gas",9.2600000000000002E-2,0.66700000000000004,2.4470744444444432,3.06,2.2435595175438618]
[null,null,null,null,null,null,null,null,null,12194,"12194Schoharie","12194",12194,"Zone F - Capital","National Grid","Schoharie","Mohawk Valley","Capital District","Capital District","Capital District",null,"Zone F - Capital","Capital District","Capital District","Binghamton",null,"Central","Delaware",13740,"New York State Electric and Gas","New York State Electric and Gas","New York State Electric and Gas","New York State Electric and Gas",9.2600000000000002E-2,0.66700000000000004,2.4470744444444432,3.06,2.2435595175438618]
[null,null,null,null,null,null,null,null,null,13459,"13459Schoharie","13459",13459,"Zone F - Capital","National Grid","Schoharie","Mohawk Valley","Capital District","Capital District","Capital District",null,"Zone F - Capital","Capital District","Capital District","Binghamton",null,"Central","Tioga",13743,"New York State Electric and Gas","New York State Electric and Gas","New York State Electric and Gas","New York State Electric and Gas",9.2600000000000002E-2,0.66700000000000004,2.4470744444444432,3.06,2.2435595175438618]
[null,null,null,null,null,null,null,null,null,12076,"12076Schoharie","12076",12076,"Zone F - Capital","New York State Electric and Gas","Schoharie","Mohawk Valley","Capital District","Capital District","Capital District",null,"Zone F - Capital","Capital District","Capital District","Binghamton",null,"Central","Broome",13744,"New York State Electric and Gas","New York State Electric and Gas","New York State Electric and Gas","New York State Electric and Gas",9.2600000000000002E-2,0.66700000000000004,2.4470744444444432,3.06,2.2435595175438618]
[null,null,null,null,null,null,null,null,null,12149,"12149Schoharie","12149",12149,"Zone F - Capital","Municipal Utilities","Schoharie","Mohawk Valley","Capital District","Capital District","Capital District",null,"Zone F - Capital","Capital District","Capital District","Binghamton",null,"Central","Broome",13745,"New York State Electric and Gas","New York State Electric and Gas","New York State Electric and Gas","New York State Electric and Gas",9.2600000000000002E-2,0.66700000000000004,2.4470744444444432,3.06,2.2435595175438618]
[null,null,null,null,null,null,null,null,null,14818,"14818Schuyler","14818",14818,"Zone C - Central","New York State Electric and Gas","Schuyler","Southern Tier","Western","Western","Western",null,"Zone C - Central","Western","Western Region","Binghamton",null,"Central","Chenango",13746,"New York State Electric and Gas","New York State Electric and Gas","New York State Electric and Gas","New York State Electric and Gas",9.2600000000000002E-2,0.66700000000000004,2.4470744444444432,3.06,2.2435595175438618]
[null,null,null,null,null,null,null,null,null,14841,"14841Schuyler","14841",14841,"Zone C - Central","New York State Electric and Gas","Schuyler","Southern Tier","Western","Western","Western",null,"Zone C - Central","Western","Western Region","Binghamton",null,"Central","Otsego",13747,"New York State Electric and Gas","New York State Electric and Gas","New York State Electric and Gas","New York State Electric and Gas",9.2600000000000002E-2,0.66700000000000004,2.4470744444444432,3.06,2.660757651515151]
[null,null,null,null,null,null,null,null,null,14863,"14863Schuyler","14863",14863,"Zone C - Central","New York State Electric and Gas","Schuyler","Southern Tier","Western","Western","Western",null,"Zone C - Central","Western","Western Region","Binghamton",null,"Central","Broome",13748,"New York State Electric and Gas","New York State Electric and Gas","New York State Electric and Gas","New York State Electric and Gas",9.2600000000000002E-2,0.66700000000000004,2.4470744444444432,3.06,2.2435595175438618]
[null,null,null,null,null,null,null,null,null,14876,"14876Schuyler","14876",14876,"Zone C - Central","Municipal Utilities","Schuyler","Southern Tier","Western","Western","Western",null,"Zone C - Central","Western","Western Region","Binghamton",null,"Central","Broome",13749,"New York State Electric and Gas","New York State Electric and Gas","New York State Electric and Gas","New York State Electric and Gas",9.2600000000000002E-2,0.66700000000000004,2.4470744444444432,3.06,2.2435595175438618]
[null,null,null,null,null,null,null,null,null,14891,"14891Schuyler","14891",14891,"Zone C - Central","Municipal Utilities","Schuyler","Southern Tier","Western","Western","Western",null,"Zone C - Central","Western","Western Region","Binghamton",null,"Central","Delaware",13750,"New York State Electric and Gas","New York State Electric and Gas","New York State Electric and Gas","New York State Electric and Gas",9.2600000000000002E-2,0.66700000000000004,2.4470744444444432,3.06,2.2435595175438618]
[null,null,null,null,null,null,null,null,null,14805,"14805Schuyler","14805",14805,"Zone C - Central","New York State Electric and Gas","Schuyler","Southern Tier","Western","Western","Western",null,"Zone C - Central","Western","Western Region","Binghamton",null,"Central","Delaware",13751,"New York State Electric and Gas","New York State Electric and Gas","New York State Electric and Gas","New York State Electric and Gas",9.2600000000000002E-2,0.66700000000000004,2.4470744444444432,3.06,2.2435595175438618]
[null,null,null,null,null,null,null,null,null,14824,"14824Schuyler","14824",14824,"Zone C - Central","New York State Electric and Gas","Schuyler","Southern Tier","Western","Western","Western",null,"Zone C - Central","Western","Western Region","Binghamton",null,"Central","Delaware",13752,"New York State Electric and Gas","New York State Electric and Gas","New York State Electric and Gas","New York State Electric and Gas",9.2600000000000002E-2,0.66700000000000004,2.4470744444444432,3.06,2.2435595175438618]
[null,null,null,null,null,null,null,null,null,14865,"14865Schuyler","14865",14865,"Zone C - Central","New York State Electric and Gas","Schuyler","Southern Tier","Western","Western","Western",null,"Zone C - Central","Western","Western Region","Binghamton",null,"Central","Delaware",13753,"New York State Electric and Gas","New York State Electric and Gas","New York State Electric and Gas","New York State Electric and Gas",9.2600000000000002E-2,0.66700000000000004,2.4470744444444432,3.06,2.2435595175438618]
[null,null,null,null,null,null,null,null,null,14869,"14869Schuyler","14869",14869,"Zone C - Central","New York State Electric and Gas","Schuyler","Southern Tier","Western","Western","Western",null,"Zone C - Central","Western","Western Region","Binghamton",null,"Central","Broome",13754,"New York State Electric and Gas","New York State Electric and Gas","New York State Electric and Gas","New York State Electric and Gas",9.2600000000000002E-2,0.66700000000000004,2.4470744444444432,3.06,2.2435595175438618]
[null,null,null,null,null,null,null,null,null,14887,"14887Schuyler","14887",14887,"Zone C - Central","New York State Electric and Gas","Schuyler","Southern Tier","Western","Western","Western",null,"Zone C - Central","Western","Western Region","Binghamton",null,"Central","Delaware",13755,"New York State Electric and Gas","New York State Electric and Gas","New York State Electric and Gas","New York State Electric and Gas",9.2600000000000002E-2,0.66700000000000004,2.4470744444444432,3.06,2.2435595175438618]
[null,null,null,null,null,null,null,null,null,14893,"14893Schuyler","14893",14893,"Zone C - Central","New York State Electric and Gas","Schuyler","Southern Tier","Western","Western","Western",null,"Zone C - Central","Western","Western Region","Binghamton",null,"Central","Delaware",13756,"New York State Electric and Gas","New York State Electric and Gas","New York State Electric and Gas","New York State Electric and Gas",9.2600000000000002E-2,0.66700000000000004,2.4470744444444432,3.06,2.2435595175438618]
[null,null,null,null,null,null,null,null,null,13065,"13065Seneca","13065",13065,"Zone C - Central","New York State Electric and Gas","Seneca","Finger Lakes","Western","Western","Western",null,"Zone C - Central","Western","Western Region","Syracuse",null,"Central","Delaware",13757,"New York State Electric and Gas","New York State Electric and Gas","New York State Electric and Gas","New York State Electric and Gas",9.2600000000000002E-2,0.66700000000000004,2.4470744444444432,3.06,2.2435595175438618]
[null,null,null,null,null,null,null,null,null,13148,"13148Seneca","13148",13148,"Zone C - Central","New York State Electric and Gas","Seneca","Finger Lakes","Western","Western","Western",null,"Zone C - Central","Western","Western Region","Syracuse",null,"Central","Chenango",13758,"New York State Electric and Gas","New York State Electric and Gas","New York State Electric and Gas","New York State Electric and Gas",9.2600000000000002E-2,0.66700000000000004,2.4470744444444432,3.06,2.2435595175438618]
[null,null,null,null,null,null,null,null,null,13165,"13165Seneca","13165",13165,"Zone C - Central","New York State Electric and Gas","Seneca","Finger Lakes","Western","Western","Western",null,"Zone C - Central","Western","Western Region","Syracuse",null,"Central","Broome",13760,"New York State Electric and Gas","New York State Electric and Gas","New York State Electric and Gas","New York State Electric and Gas",9.2600000000000002E-2,0.66700000000000004,2.4470744444444432,3.06,2.2435595175438618]
[null,null,null,null,null,null,null,null,null,14541,"14541Seneca","14541",14541,"Zone C - Central","New York State Electric and Gas","Seneca","Finger Lakes","Western","Western","Western",null,"Zone C - Central","Western","Western Region","Syracuse",null,"Central","Broome",13761,"New York State Electric and Gas","New York State Electric and Gas","New York State Electric and Gas","New York State Electric and Gas",9.2600000000000002E-2,0.66700000000000004,2.4470744444444432,3.06,2.2435595175438618]
[null,null,null,null,null,null,null,null,null,14521,"14521Seneca","14521",14521,"Zone C - Central","New York State Electric and Gas","Seneca","Finger Lakes","Western","Western","Western",null,"Zone C - Central","Western","Western Region","Binghamton",null,"Central","Broome",13762,"New York State Electric and Gas","New York State Electric and Gas","New York State Electric and Gas","New York State Electric and Gas",9.2600000000000002E-2,0.66700000000000004,2.4470744444444432,3.06,2.2435595175438618]
[null,null,null,null,null,null,null,null,null,14588,"14588Seneca","14588",14588,"Zone C - Central","New York State Electric and Gas","Seneca","Finger Lakes","Western","Western","Western",null,"Zone C - Central","Western","Western Region","Syracuse",null,"Central","Broome",13763,"New York State Electric and Gas","New York State Electric and Gas","New York State Electric and Gas","New York State Electric and Gas",9.2600000000000002E-2,0.66700000000000004,2.4470744444444432,3.06,2.2435595175438618]
[null,null,null,null,null,null,null,null,null,14847,"14847Seneca","14847",14847,"Zone C - Central","New York State Electric and Gas","Seneca","Finger Lakes","Western","Western","Western",null,"Zone C - Central","Western","Western Region","Binghamton",null,"Central","Delaware",13774,"New York State Electric and Gas","New York State Electric and Gas","New York State Electric and Gas","New York State Electric and Gas",9.2600000000000002E-2,0.66700000000000004,2.4470744444444432,3.06,2.2435595175438618]
[null,null,null,null,null,null,null,null,null,14860,"14860Seneca","14860",14860,"Zone C - Central","New York State Electric and Gas","Seneca","Finger Lakes","Western","Western","Western",null,"Zone C - Central","Western","Western Region","Binghamton",null,"Central","Delaware",13775,"New York State Electric and Gas","New York State Electric and Gas","New York State Electric and Gas","New York State Electric and Gas",9.2600000000000002E-2,0.66700000000000004,2.4470744444444432,3.06,2.2435595175438618]
[null,null,null,null,null,null,null,null,null,13662,"13662St. Lawrence","13662",13662,"Zone E - Mohawk Valley","Municipal Utilities","St. Lawrence","North Country","North Country","North Country","North Country",null,"Zone E - Mohawk Valley","North Country","North Country","Massena",null,"Central","Otsego",13776,"New York State Electric and Gas","New York State Electric and Gas","New York State Electric and Gas","New York State Electric and Gas",9.2600000000000002E-2,0.66700000000000004,2.4470744444444432,3.06,2.660757651515151]
[null,null,null,null,null,null,null,null,null,12922,"12922St. Lawrence","12922",12922,"Zone E - Mohawk Valley","National Grid","St. Lawrence","North Country","North Country","North Country","North Country",null,"Zone E - Mohawk Valley","North Country","North Country","Massena",null,"Central","Broome",13777,"New York State Electric and Gas","New York State Electric and Gas","New York State Electric and Gas","New York State Electric and Gas",9.2600000000000002E-2,0.66700000000000004,2.4470744444444432,3.06,2.2435595175438618]
[null,null,null,null,null,null,null,null,null,12927,"12927St. Lawrence","12927",12927,"Zone E - Mohawk Valley","National Grid","St. Lawrence","North Country","North Country","North Country","North Country",null,"Zone E - Mohawk Valley","North Country","North Country","Massena",null,"Central","Chenango",13778,"Municipal Utilities","New York State Electric and Gas","Other","New York State Electric and Gas",0.1595,0.81100000000000005,2.4470744444444432,3.06,2.2435595175438618]
[null,null,null,null,null,null,null,null,null,12949,"12949St. Lawrence","12949",12949,"Zone E - Mohawk Valley","National Grid","St. Lawrence","North Country","North Country","North Country","North Country",null,"Zone E - Mohawk Valley","North Country","North Country","Massena",null,"Central","Chenango",13780,"New York State Electric and Gas","New York State Electric and Gas","New York State Electric and Gas","New York State Electric and Gas",9.2600000000000002E-2,0.66700000000000004,2.4470744444444432,3.06,2.2435595175438618]
[null,null,null,null,null,null,null,null,null,12965,"12965St. Lawrence","12965",12965,"Zone E - Mohawk Valley","National Grid","St. Lawrence","North Country","North Country","North Country","North Country",null,"Zone E - Mohawk Valley","North Country","North Country","Massena",null,"Central","Delaware",13782,"New York State Electric and Gas","New York State Electric and Gas","New York State Electric and Gas","New York State Electric and Gas",9.2600000000000002E-2,0.66700000000000004,2.4470744444444432,3.06,2.2435595175438618]
[null,null,null,null,null,null,null,null,null,12967,"12967St. Lawrence","12967",12967,"Zone E - Mohawk Valley","National Grid","St. Lawrence","North Country","North Country","North Country","North Country",null,"Zone E - Mohawk Valley","North Country","North Country","Massena",null,"Central","Delaware",13783,"New York State Electric and Gas","New York State Electric and Gas","New York State Electric and Gas","New York State Electric and Gas",9.2600000000000002E-2,0.66700000000000004,2.4470744444444432,3.06,2.2435595175438618]
[null,null,null,null,null,null,null,null,null,12973,"12973St. Lawrence","12973",12973,"Zone E - Mohawk Valley","National Grid","St. Lawrence","North Country","North Country","North Country","North Country",null,"Zone E - Mohawk Valley","North Country","North Country","Massena",null,"Central","Cortland",13784,"New York State Electric and Gas","New York State Electric and Gas","New York State Electric and Gas","New York State Electric and Gas",9.2600000000000002E-2,0.66700000000000004,2.4470744444444432,3.06,2.2435595175438618]
[null,null,null,null,null,null,null,null,null,13613,"13613St. Lawrence","13613",13613,"Zone E - Mohawk Valley","National Grid","St. Lawrence","North Country","North Country","North Country","North Country",null,"Zone E - Mohawk Valley","North Country","North Country","Massena",null,"Central","Delaware",13786,"New York State Electric and Gas","New York State Electric and Gas","New York State Electric and Gas","New York State Electric and Gas",9.2600000000000002E-2,0.66700000000000004,2.4470744444444432,3.06,2.2435595175438618]
[null,null,null,null,null,null,null,null,null,13614,"13614St. Lawrence","13614",13614,"Zone E - Mohawk Valley","National Grid","St. Lawrence","North Country","North Country","North Country","North Country",null,"Zone E - Mohawk Valley","North Country","North Country","Massena",null,"Central","Broome",13787,"New York State Electric and Gas","New York State Electric and Gas","New York State Electric and Gas","New York State Electric and Gas",9.2600000000000002E-2,0.66700000000000004,2.4470744444444432,3.06,2.2435595175438618]
[null,null,null,null,null,null,null,null,null,13617,"13617St. Lawrence","13617",13617,"Zone E - Mohawk Valley","National Grid","St. Lawrence","North Country","North Country","North Country","North Country",null,"Zone E - Mohawk Valley","North Country","North Country","Massena",null,"Central","Delaware",13788,"New York State Electric and Gas","New York State Electric and Gas","New York State Electric and Gas","New York State Electric and Gas",9.2600000000000002E-2,0.66700000000000004,2.4470744444444432,3.06,2.2435595175438618]
[null,null,null,null,null,null,null,null,null,13621,"13621St. Lawrence","13621",13621,"Zone E - Mohawk Valley","National Grid","St. Lawrence","North Country","North Country","North Country","North Country",null,"Zone E - Mohawk Valley","North Country","North Country","Massena",null,"Central","Broome",13790,"New York State Electric and Gas","New York State Electric and Gas","New York State Electric and Gas","New York State Electric and Gas",9.2600000000000002E-2,0.66700000000000004,2.4470744444444432,3.06,2.2435595175438618]
[null,null,null,null,null,null,null,null,null,13623,"13623St. Lawrence","13623",13623,"Zone E - Mohawk Valley","National Grid","St. Lawrence","North Country","North Country","North Country","North Country",null,"Zone E - Mohawk Valley","North Country","North Country","Massena",null,"Central","Broome",13794,"New York State Electric and Gas","New York State Electric and Gas","New York State Electric and Gas","New York State Electric and Gas",9.2600000000000002E-2,0.66700000000000004,2.4470744444444432,3.06,2.2435595175438618]
[null,null,null,null,null,null,null,null,null,13625,"13625St. Lawrence","13625",13625,"Zone E - Mohawk Valley","National Grid","St. Lawrence","North Country","North Country","North Country","North Country",null,"Zone E - Mohawk Valley","North Country","North Country","Massena",null,"Central","Broome",13795,"New York State Electric and Gas","New York State Electric and Gas","New York State Electric and Gas","New York State Electric and Gas",9.2600000000000002E-2,0.66700000000000004,2.4470744444444432,3.06,2.2435595175438618]
[null,null,null,null,null,null,null,null,null,13630,"13630St. Lawrence","13630",13630,"Zone E - Mohawk Valley","National Grid","St. Lawrence","North Country","North Country","North Country","North Country",null,"Zone E - Mohawk Valley","North Country","North Country","Massena",null,"Central","Otsego",13796,"New York State Electric and Gas","New York State Electric and Gas","New York State Electric and Gas","New York State Electric and Gas",9.2600000000000002E-2,0.66700000000000004,2.4470744444444432,3.06,2.660757651515151]
[null,null,null,null,null,null,null,null,null,13633,"13633St. Lawrence","13633",13633,"Zone E - Mohawk Valley","National Grid","St. Lawrence","North Country","North Country","North Country","North Country",null,"Zone E - Mohawk Valley","North Country","North Country","Massena",null,"Central","Broome",13797,"New York State Electric and Gas","New York State Electric and Gas","New York State Electric and Gas","New York State Electric and Gas",9.2600000000000002E-2,0.66700000000000004,2.4470744444444432,3.06,2.2435595175438618]
[null,null,null,null,null,null,null,null,null,13635,"13635St. Lawrence","13635",13635,"Zone E - Mohawk Valley","National Grid","St. Lawrence","North Country","North Country","North Country","North Country",null,"Zone E - Mohawk Valley","North Country","North Country","Massena",null,"Central","Chenango",13801,"New York State Electric and Gas","New York State Electric and Gas","New York State Electric and Gas","New York State Electric and Gas",9.2600000000000002E-2,0.66700000000000004,2.4470744444444432,3.06,2.2435595175438618]
[null,null,null,null,null,null,null,null,null,{"$f":"L1668*1","v":13639},"13639St. Lawrence","13639",13639,"Zone E - Mohawk Valley","National Grid","St. Lawrence","North Country","North Country","North Country","North Country",null,"Zone E - Mohawk Valley","North Country","North Country","Massena",null,{"$f":"VLOOKUP(AC1668,J:R,9,)","v":"Central"},"Broome",13802,"New York State Electric and Gas","New York State Electric and Gas","New York State Electric and Gas","New York State Electric and Gas",9.2600000000000002E-2,0.66700000000000004,2.4470744444444432,3.06,2.2435595175438618]
[null,null,null,null,null,null,null,null,null,13642,"13642St. Lawrence","13642",13642,"Zone E - Mohawk Valley","National Grid","St. Lawrence","North Country","North Country","North Country","North Country",null,"Zone E - Mohawk Valley","North Country","North Country","Massena",null,"Central","Cortland",13803,"New York State Electric and Gas","New York State Electric and Gas","New York State Electric and Gas","New York State Electric and Gas",9.2600000000000002E-2,0.66700000000000004,2.4470744444444432,3.06,2.2435595175438618]
[null,null,null,null,null,null,null,null,null,13645,"13645St. Lawrence","13645",13645,"Zone E - Mohawk Valley","National Grid","St. Lawrence","North Country","North Country","North Country","North Country",null,"Zone E - Mohawk Valley","North Country","North Country","Massena",null,"Central","Delaware",13804,"New York State Electric and Gas","New York State Electric and Gas","New York State Electric and Gas","New York State Electric and Gas",9.2600000000000002E-2,0.66700000000000004,2.4470744444444432,3.06,2.2435595175438618]
[null,null,null,null,null,null,null,null,null,13646,"13646St. Lawrence","13646",13646,"Zone E - Mohawk Valley","National Grid","St. Lawrence","North Country","North Country","North Country","North Country",null,"Zone E - Mohawk Valley","North Country","North Country","Massena",null,"Central","Delaware",13806,"New York State Electric and Gas","New York State Electric and Gas","New York State Electric and Gas","New York State Electric and Gas",9.2600000000000002E-2,0.66700000000000004,2.4470744444444432,3.06,2.2435595175438618]
[null,null,null,null,null,null,null,null,null,13647,"13647St. Lawrence","13647",13647,"Zone E - Mohawk Valley","National Grid","St. Lawrence","North Country","North Country","North Country","North Country",null,"Zone E - Mohawk Valley","North Country","North Country","Massena",null,"Central","Otsego",13807,"New York State Electric and Gas","New York State Electric and Gas","New York State Electric and Gas","New York State Electric and Gas",9.2600000000000002E-2,0.66700000000000004,2.4470744444444432,3.06,2.660757651515151]
[null,null,null,null,null,null,null,null,null,13649,"13649St. Lawrence","13649",13649,"Zone E - Mohawk Valley","National Grid","St. Lawrence","North Country","North Country","North Country","North Country",null,"Zone E - Mohawk Valley","North Country","North Country","Massena",null,"Central","Otsego",13808,"New York State Electric and Gas","New York State Electric and Gas","New York State Electric and Gas","New York State Electric and Gas",9.2600000000000002E-2,0.66700000000000004,2.4470744444444432,3.06,2.660757651515151]
[null,null,null,null,null,null,null,null,null,13652,"13652St. Lawrence","13652",13652,"Zone E - Mohawk Valley","National Grid","St. Lawrence","North Country","North Country","North Country","North Country",null,"Zone E - Mohawk Valley","North Country","North Country","Massena",null,"Central","Chenango",13809,"New York State Electric and Gas","New York State Electric and Gas","New York State Electric and Gas","New York State Electric and Gas",9.2600000000000002E-2,0.66700000000000004,2.4470744444444432,3.06,2.2435595175438618]
[null,null,null,null,null,null,null,null,null,13654,"13654St. Lawrence","13654",13654,"Zone E - Mohawk Valley","National Grid","St. Lawrence","North Country","North Country","North Country","North Country",null,"Zone E - Mohawk Valley","North Country","North Country","Massena",null,"Central","Otsego",13810,"New York State Electric and Gas","New York State Electric and Gas","New York State Electric and Gas","New York State Electric and Gas",9.2600000000000002E-2,0.66700000000000004,2.4470744444444432,3.06,2.660757651515151]
[null,null,null,null,null,null,null,null,null,13658,"13658St. Lawrence","13658",13658,"Zone E - Mohawk Valley","National Grid","St. Lawrence","North Country","North Country","North Country","North Country",null,"Zone E - Mohawk Valley","North Country","North Country","Massena",null,"Central","Tioga",13811,"New York State Electric and Gas","New York State Electric and Gas","New York State Electric and Gas","New York State Electric and Gas",9.2600000000000002E-2,0.66700000000000004,2.4470744444444432,3.06,2.2435595175438618]
[null,null,null,null,null,null,null,null,null,13660,"13660St. Lawrence","13660",13660,"Zone E - Mohawk Valley","National Grid","St. Lawrence","North Country","North Country","North Country","North Country",null,"Zone E - Mohawk Valley","North Country","North Country","Massena",null,"Central","Tioga",13812,"New York State Electric and Gas","New York State Electric and Gas","New York State Electric and Gas","New York State Electric and Gas",9.2600000000000002E-2,0.66700000000000004,2.4470744444444432,3.06,2.2435595175438618]
[null,null,null,null,null,null,null,null,null,13664,"13664St. Lawrence","13664",13664,"Zone E - Mohawk Valley","National Grid","St. Lawrence","North Country","North Country","North Country","North Country",null,"Zone E - Mohawk Valley","North Country","North Country","Massena",null,"Central","Broome",13813,"New York State Electric and Gas","New York State Electric and Gas","New York State Electric and Gas","New York State Electric and Gas",9.2600000000000002E-2,0.66700000000000004,2.4470744444444432,3.06,2.2435595175438618]
[null,null,null,null,null,null,null,null,null,13666,"13666St. Lawrence","13666",13666,"Zone E - Mohawk Valley","National Grid","St. Lawrence","North Country","North Country","North Country","North Country",null,"Zone E - Mohawk Valley","North Country","North Country","Massena",null,"Central","Chenango",13814,"New York State Electric and Gas","New York State Electric and Gas","New York State Electric and Gas","New York State Electric and Gas",9.2600000000000002E-2,0.66700000000000004,2.4470744444444432,3.06,2.2435595175438618]
[null,null,null,null,null,null,null,null,null,13667,"13667St. Lawrence","13667",13667,"Zone E - Mohawk Valley","National Grid","St. Lawrence","North Country","North Country","North Country","North Country",null,"Zone E - Mohawk Valley","North Country","North Country","Massena",null,"Central","Chenango",13815,"New York State Electric and Gas","New York State Electric and Gas","New York State Electric and Gas","New York State Electric and Gas",9.2600000000000002E-2,0.66700000000000004,2.4470744444444432,3.06,2.2435595175438618]
[null,null,null,null,null,null,null,null,null,13668,"13668St. Lawrence","13668",13668,"Zone E - Mohawk Valley","National Grid","St. Lawrence","North Country","North Country","North Country","North Country",null,"Zone E - Mohawk Valley","North Country","North Country","Massena",null,"Central","Otsego",13820,"New York State Electric and Gas","New York State Electric and Gas","New York State Electric and Gas","New York State Electric and Gas",9.2600000000000002E-2,0.66700000000000004,2.4470744444444432,3.06,2.660757651515151]
[null,null,null,null,null,null,null,null,null,13669,"13669St. Lawrence","13669",13669,"Zone E - Mohawk Valley","National Grid","St. Lawrence","North Country","North Country","North Country","North Country",null,"Zone E - Mohawk Valley","North Country","North Country","Massena",null,"Central","Otsego",13825,"New York State Electric and Gas","New York State Electric and Gas","New York State Electric and Gas","New York State Electric and Gas",9.2600000000000002E-2,0.66700000000000004,2.4470744444444432,3.06,2.660757651515151]
[null,null,null,null,null,null,null,null,null,13670,"13670St. Lawrence","13670",13670,"Zone E - Mohawk Valley","National Grid","St. Lawrence","North Country","North Country","North Country","North Country",null,"Zone E - Mohawk Valley","North Country","North Country","Massena",null,"Central","Broome",13826,"New York State Electric and Gas","New York State Electric and Gas","New York State Electric and Gas","New York State Electric and Gas",9.2600000000000002E-2,0.66700000000000004,2.4470744444444432,3.06,2.2435595175438618]
[null,null,null,null,null,null,null,null,null,13672,"13672St. Lawrence","13672",13672,"Zone E - Mohawk Valley","National Grid","St. Lawrence","North Country","North Country","North Country","North Country",null,"Zone E - Mohawk Valley","North Country","North Country","Massena",null,"Central","Tioga",13827,"New York State Electric and Gas","New York State Electric and Gas","New York State Electric and Gas","New York State Electric and Gas",9.2600000000000002E-2,0.66700000000000004,2.4470744444444432,3.06,2.2435595175438618]
[null,null,null,null,null,null,null,null,null,13676,"13676St. Lawrence","13676",13676,"Zone E - Mohawk Valley","National Grid","St. Lawrence","North Country","North Country","North Country","North Country",null,"Zone E - Mohawk Valley","North Country","North Country","Massena",null,"Central","Chenango",13830,"New York State Electric and Gas","New York State Electric and Gas","New York State Electric and Gas","New York State Electric and Gas",9.2600000000000002E-2,0.66700000000000004,2.4470744444444432,3.06,2.2435595175438618]
[null,null,null,null,null,null,null,null,null,13677,"13677St. Lawrence","13677",13677,"Zone E - Mohawk Valley","National Grid","St. Lawrence","North Country","North Country","North Country","North Country",null,"Zone E - Mohawk Valley","North Country","North Country","Massena",null,"Central","Chenango",13832,"New York State Electric and Gas","New York State Electric and Gas","New York State Electric and Gas","New York State Electric and Gas",9.2600000000000002E-2,0.66700000000000004,2.4470744444444432,3.06,2.2435595175438618]
[null,null,null,null,null,null,null,null,null,13678,"13678St. Lawrence","13678",13678,"Zone E - Mohawk Valley","National Grid","St. Lawrence","North Country","North Country","North Country","North Country",null,"Zone E - Mohawk Valley","North Country","North Country","Massena",null,"Central","Broome",13833,"New York State Electric and Gas","New York State Electric and Gas","New York State Electric and Gas","New York State Electric and Gas",9.2600000000000002E-2,0.66700000000000004,2.4470744444444432,3.06,2.2435595175438618]
[null,null,null,null,null,null,null,null,null,13680,"13680St. Lawrence","13680",13680,"Zone E - Mohawk Valley","National Grid","St. Lawrence","North Country","North Country","North Country","North Country",null,"Zone E - Mohawk Valley","North Country","North Country","Massena",null,"Central","Otsego",13834,"New York State Electric and Gas","New York State Electric and Gas","New York State Electric and Gas","New York State Electric and Gas",9.2600000000000002E-2,0.66700000000000004,2.4470744444444432,3.06,2.660757651515151]
[null,null,null,null,null,null,null,null,null,13681,"13681St. Lawrence","13681",13681,"Zone E - Mohawk Valley","National Grid","St. Lawrence","North Country","North Country","North Country","North Country",null,"Zone E - Mohawk Valley","North Country","North Country","Massena",null,"Central","Tioga",13835,"New York State Electric and Gas","New York State Electric and Gas","New York State Electric and Gas","New York State Electric and Gas",9.2600000000000002E-2,0.66700000000000004,2.4470744444444432,3.06,2.2435595175438618]
[null,null,null,null,null,null,null,null,null,13684,"13684St. Lawrence","13684",13684,"Zone E - Mohawk Valley","National Grid","St. Lawrence","North Country","North Country","North Country","North Country",null,"Zone E - Mohawk Valley","North Country","North Country","Massena",null,"Central","Delaware",13838,"New York State Electric and Gas","New York State Electric and Gas","New York State Electric and Gas","New York State Electric and Gas",9.2600000000000002E-2,0.66700000000000004,2.4470744444444432,3.06,2.2435595175438618]
[null,null,null,null,null,null,null,null,null,13687,"13687St. Lawrence","13687",13687,"Zone E - Mohawk Valley","National Grid","St. Lawrence","North Country","North Country","North Country","North Country",null,"Zone E - Mohawk Valley","North Country","North Country","Massena",null,"Central","Delaware",13839,"New York State Electric and Gas","New York State Electric and Gas","New York State Electric and Gas","New York State Electric and Gas",9.2600000000000002E-2,0.66700000000000004,2.4470744444444432,3.06,2.2435595175438618]
[null,null,null,null,null,null,null,null,null,13690,"13690St. Lawrence","13690",13690,"Zone E - Mohawk Valley","National Grid","St. Lawrence","North Country","North Country","North Country","North Country",null,"Zone E - Mohawk Valley","North Country","North Country","Massena",null,"Central","Tioga",13840,"New York State Electric and Gas","New York State Electric and Gas","New York State Electric and Gas","New York State Electric and Gas",9.2600000000000002E-2,0.66700000000000004,2.4470744444444432,3.06,2.2435595175438618]
[null,null,null,null,null,null,null,null,null,13694,"13694St. Lawrence","13694",13694,"Zone E - Mohawk Valley","National Grid","St. Lawrence","North Country","North Country","North Country","North Country",null,"Zone E - Mohawk Valley","North Country","North Country","Massena",null,"Central","Chenango",13841,"New York State Electric and Gas","New York State Electric and Gas","New York State Electric and Gas","New York State Electric and Gas",9.2600000000000002E-2,0.66700000000000004,2.4470744444444432,3.06,2.2435595175438618]
[null,null,null,null,null,null,null,null,null,13695,"13695St. Lawrence","13695",13695,"Zone E - Mohawk Valley","National Grid","St. Lawrence","North Country","North Country","North Country","North Country",null,"Zone E - Mohawk Valley","North Country","North Country","Massena",null,"Central","Delaware",13842,"New York State Electric and Gas","New York State Electric and Gas","New York State Electric and Gas","New York State Electric and Gas",9.2600000000000002E-2,0.66700000000000004,2.4470744444444432,3.06,2.2435595175438618]
[null,null,null,null,null,null,null,null,null,13696,"13696St. Lawrence","13696",13696,"Zone E - Mohawk Valley","National Grid","St. Lawrence","North Country","North Country","North Country","North Country",null,"Zone E - Mohawk Valley","North Country","North Country","Massena",null,"Central","Chenango",13843,"New York State Electric and Gas","New York State Electric and Gas","New York State Electric and Gas","New York State Electric and Gas",9.2600000000000002E-2,0.66700000000000004,2.4470744444444432,3.06,2.2435595175438618]
[null,null,null,null,null,null,null,null,null,13697,"13697St. Lawrence","13697",13697,"Zone E - Mohawk Valley","National Grid","St. Lawrence","North Country","North Country","North Country","North Country",null,"Zone E - Mohawk Valley","North Country","North Country","Massena",null,"Central","Chenango",13844,"New York State Electric and Gas","New York State Electric and Gas","New York State Electric and Gas","New York State Electric and Gas",9.2600000000000002E-2,0.66700000000000004,2.4470744444444432,3.06,2.2435595175438618]
[null,null,null,null,null,null,null,null,null,13699,"13699St. Lawrence","13699",13699,"Zone E - Mohawk Valley","National Grid","St. Lawrence","North Country","North Country","North Country","North Country",null,"Zone E - Mohawk Valley","North Country","North Country","Massena",null,"Central","Tioga",13845,"New York State Electric and Gas","New York State Electric and Gas","New York State Electric and Gas","New York State Electric and Gas",9.2600000000000002E-2,0.66700000000000004,2.4470744444444432,3.06,2.2435595175438618]
[null,null,null,null,null,null,null,null,null,14529,"14529Steuben","14529",14529,"Zone C - Central","New York State Electric and Gas","Steuben","Southern Tier","Western","Western","Western",null,"Zone C - Central","Western","Western Region","Binghamton",null,"Central","Delaware",13846,"New York State Electric and Gas","New York State Electric and Gas","New York State Electric and Gas","New York State Electric and Gas",9.2600000000000002E-2,0.66700000000000004,2.4470744444444432,3.06,2.2435595175438618]
[null,null,null,null,null,null,null,null,null,14572,"14572Steuben","14572",14572,"Zone C - Central","New York State Electric and Gas","Steuben","Southern Tier","Western","Western","Western",null,"Zone C - Central","Western","Western Region","Binghamton",null,"Central","Delaware",13847,"New York State Electric and Gas","New York State Electric and Gas","New York State Electric and Gas","New York State Electric and Gas",9.2600000000000002E-2,0.66700000000000004,2.4470744444444432,3.06,2.2435595175438618]
[null,null,null,null,null,null,null,null,null,14807,"14807Steuben","14807",14807,"Zone C - Central","New York State Electric and Gas","Steuben","Southern Tier","Western","Western","Western",null,"Zone C - Central","Western","Western Region","Binghamton",null,"Central","Broome",13848,"New York State Electric and Gas","New York State Electric and Gas","New York State Electric and Gas","New York State Electric and Gas",9.2600000000000002E-2,0.66700000000000004,2.4470744444444432,3.06,2.2435595175438618]
[null,null,null,null,null,null,null,null,null,14808,"14808Steuben","14808",14808,"Zone C - Central","New York State Electric and Gas","Steuben","Southern Tier","Western","Western","Western",null,"Zone C - Central","Western","Western Region","Binghamton",null,"Central","Otsego",13849,"New York State Electric and Gas","New York State Electric and Gas","New York State Electric and Gas","New York State Electric and Gas",9.2600000000000002E-2,0.66700000000000004,2.4470744444444432,3.06,2.660757651515151]
[null,null,null,null,null,null,null,null,null,14809,"14809Steuben","14809",14809,"Zone C - Central","New York State Electric and Gas","Steuben","Southern Tier","Western","Western","Western",null,"Zone C - Central","Western","Western Region","Binghamton",null,"Central","Broome",13850,"New York State Electric and Gas","New York State Electric and Gas","New York State Electric and Gas","New York State Electric and Gas",9.2600000000000002E-2,0.66700000000000004,2.4470744444444432,3.06,2.2435595175438618]
[null,null,null,null,null,null,null,null,null,14823,"14823Steuben","14823",14823,"Zone C - Central","New York State Electric and Gas","Steuben","Southern Tier","Western","Western","Western",null,"Zone C - Central","Western","Western Region","Buffalo",null,"Central","Broome",13851,"New York State Electric and Gas","New York State Electric and Gas","New York State Electric and Gas","New York State Electric and Gas",9.2600000000000002E-2,0.66700000000000004,2.4470744444444432,3.06,2.2435595175438618]
[null,null,null,null,null,null,null,null,null,14826,"14826Steuben","14826",14826,"Zone C - Central","New York State Electric and Gas","Steuben","Southern Tier","Western","Western","Western",null,"Zone C - Central","Western","Western Region","Binghamton",null,"Central","Delaware",13856,"New York State Electric and Gas","New York State Electric and Gas","New York State Electric and Gas","New York State Electric and Gas",9.2600000000000002E-2,0.66700000000000004,2.4470744444444432,3.06,2.2435595175438618]
[null,null,null,null,null,null,null,null,null,14839,"14839Steuben","14839",14839,"Zone C - Central","New York State Electric and Gas","Steuben","Southern Tier","Western","Western","Western",null,"Zone C - Central","Western","Western Region","Binghamton",null,"Central","Otsego",13859,"New York State Electric and Gas","New York State Electric and Gas","New York State Electric and Gas","New York State Electric and Gas",9.2600000000000002E-2,0.66700000000000004,2.4470744444444432,3.06,2.660757651515151]
[null,null,null,null,null,null,null,null,null,14843,"14843Steuben","14843",14843,"Zone C - Central","New York State Electric and Gas","Steuben","Southern Tier","Western","Western","Western",null,"Zone C - Central","Western","Western Region","Binghamton",null,"Central","Delaware",13860,"New York State Electric and Gas","New York State Electric and Gas","New York State Electric and Gas","New York State Electric and Gas",9.2600000000000002E-2,0.66700000000000004,2.4470744444444432,3.06,2.2435595175438618]
[null,null,null,null,null,null,null,null,null,14855,"14855Steuben","14855",14855,"Zone C - Central","New York State Electric and Gas","Steuben","Southern Tier","Western","Western","Western",null,"Zone C - Central","Western","Western Region","Binghamton",null,"Central","Otsego",13861,"New York State Electric and Gas","New York State Electric and Gas","New York State Electric and Gas","New York State Electric and Gas",9.2600000000000002E-2,0.66700000000000004,2.4470744444444432,3.06,2.660757651515151]
[null,null,null,null,null,null,null,null,null,14877,"14877Steuben","14877",14877,"Zone C - Central","New York State Electric and Gas","Steuben","Southern Tier","Western","Western","Western",null,"Zone C - Central","Western","Western Region","Binghamton",null,"Central","Broome",13862,"New York State Electric and Gas","New York State Electric and Gas","New York State Electric and Gas","New York State Electric and Gas",9.2600000000000002E-2,0.66700000000000004,2.4470744444444432,3.06,2.2435595175438618]
[null,null,null,null,null,null,null,null,null,14885,"14885Steuben","14885",14885,"Zone C - Central","New York State Electric and Gas","Steuben","Southern Tier","Western","Western","Western",null,"Zone C - Central","Western","Western Region","Binghamton",null,"Central","Cortland",13863,"New York State Electric and Gas","New York State Electric and Gas","New York State Electric and Gas","New York State Electric and Gas",9.2600000000000002E-2,0.66700000000000004,2.4470744444444432,3.06,2.2435595175438618]
[null,null,null,null,null,null,null,null,null,14810,"14810Steuben","14810",14810,"Zone C - Central","Municipal Utilities","Steuben","Southern Tier","Western","Western","Western",null,"Zone C - Central","Western","Western Region","Binghamton",null,"Central","Tioga",13864,"New York State Electric and Gas","New York State Electric and Gas","New York State Electric and Gas","New York State Electric and Gas",9.2600000000000002E-2,0.66700000000000004,2.4470744444444432,3.06,2.2435595175438618]
[null,null,null,null,null,null,null,null,null,14856,"14856Steuben","14856",14856,"Zone C - Central","Municipal Utilities","Steuben","Southern Tier","Western","Western","Western",null,"Zone C - Central","Western","Western Region","Binghamton",null,"Central","Broome",13865,"New York State Electric and Gas","New York State Electric and Gas","New York State Electric and Gas","New York State Electric and Gas",9.2600000000000002E-2,0.66700000000000004,2.4470744444444432,3.06,2.2435595175438618]
[null,null,null,null,null,null,null,null,null,14801,"14801Steuben","14801",14801,"Zone C - Central","New York State Electric and Gas","Steuben","Southern Tier","Western","Western","Western",null,"Zone C - Central","Western","Western Region","Binghamton",null,"Central","Broome",13901,"New York State Electric and Gas","New York State Electric and Gas","New York State Electric and Gas","New York State Electric and Gas",9.2600000000000002E-2,0.66700000000000004,2.4470744444444432,3.06,2.2435595175438618]
[null,null,null,null,null,null,null,null,null,14815,"14815Steuben","14815",14815,"Zone C - Central","New York State Electric and Gas","Steuben","Southern Tier","Western","Western","Western",null,"Zone C - Central","Western","Western Region","Binghamton",null,"Central","Broome",13902,"New York State Electric and Gas","New York State Electric and Gas","New York State Electric and Gas","New York State Electric and Gas",9.2600000000000002E-2,0.66700000000000004,2.4470744444444432,3.06,2.2435595175438618]
[null,null,null,null,null,null,null,null,null,14819,"14819Steuben","14819",14819,"Zone C - Central","New York State Electric and Gas","Steuben","Southern Tier","Western","Western","Western",null,"Zone C - Central","Western","Western Region","Binghamton",null,"Central","Broome",13903,"New York State Electric and Gas","New York State Electric and Gas","New York State Electric and Gas","New York State Electric and Gas",9.2600000000000002E-2,0.66700000000000004,2.4470744444444432,3.06,2.2435595175438618]
[null,null,null,null,null,null,null,null,null,14820,"14820Steuben","14820",14820,"Zone C - Central","New York State Electric and Gas","Steuben","Southern Tier","Western","Western","Western",null,"Zone C - Central","Western","Western Region","Binghamton",null,"Central","Broome",13904,"New York State Electric and Gas","New York State Electric and Gas","New York State Electric and Gas","New York State Electric and Gas",9.2600000000000002E-2,0.66700000000000004,2.4470744444444432,3.06,2.2435595175438618]
[null,null,null,null,null,null,null,null,null,14821,"14821Steuben","14821",14821,"Zone C - Central","New York State Electric and Gas","Steuben","Southern Tier","Western","Western","Western",null,"Zone C - Central","Western","Western Region","Binghamton",null,"Central","Broome",13905,"New York State Electric and Gas","New York State Electric and Gas","New York State Electric and Gas","New York State Electric and Gas",9.2600000000000002E-2,0.66700000000000004,2.4470744444444432,3.06,2.2435595175438618]
[null,null,null,null,null,null,null,null,null,14827,"14827Steuben","14827",14827,"Zone C - Central","New York State Electric and Gas","Steuben","Southern Tier","Western","Western","Western",null,"Zone C - Central","Western","Western Region","Binghamton",null,"Western","Erie",14001,"Municipal Utilities","National Grid","Other","National Grid",0.1595,0.81100000000000005,2.6776113636363634,3.06,2.2051507352941182]
[null,null,null,null,null,null,null,null,null,14830,"14830Steuben","14830",14830,"Zone C - Central","New York State Electric and Gas","Steuben","Southern Tier","Western","Western","Western",null,"Zone C - Central","Western","Western Region","Binghamton",null,"Western","Erie",14004,"New York State Electric and Gas","New York State Electric and Gas","New York State Electric and Gas","New York State Electric and Gas",9.2600000000000002E-2,0.66700000000000004,2.6776113636363634,3.06,2.2051507352941182]
[null,null,null,null,null,null,null,null,null,14831,"14831Steuben","14831",14831,"Zone C - Central","New York State Electric and Gas","Steuben","Southern Tier","Western","Western","Western",null,"Zone C - Central","Western","Western Region","Binghamton",null,"Western","Genesee",14005,"National Grid","National Grid","National Grid","National Grid",0.1052,0.66300000000000003,2.6776113636363634,3.06,2.2435595175438618]
[null,null,null,null,null,null,null,null,null,14840,"14840Steuben","14840",14840,"Zone C - Central","New York State Electric and Gas","Steuben","Southern Tier","Western","Western","Western",null,"Zone C - Central","Western","Western Region","Binghamton",null,"Western","Erie",14006,"National Grid","National Grid","National Grid","National Grid",0.1052,0.66300000000000003,2.6776113636363634,3.06,2.2051507352941182]
[null,null,null,null,null,null,null,null,null,14858,"14858Steuben","14858",14858,"Zone C - Central","New York State Electric and Gas","Steuben","Southern Tier","Western","Western","Western",null,"Zone C - Central","Western","Western Region","Binghamton",null,"Western","Niagara",14008,"National Grid","National Grid","National Grid","National Grid",0.1052,0.66300000000000003,2.6776113636363634,3.06,2.2051507352941182]
[null,null,null,null,null,null,null,null,null,14870,"14870Steuben","14870",14870,"Zone C - Central","New York State Electric and Gas","Steuben","Southern Tier","Western","Western","Western",null,"Zone C - Central","Western","Western Region","Binghamton",null,"Western","Wyoming",14009,"Municipal Utilities","New York State Electric and Gas","Other","New York State Electric and Gas",0.1595,0.81100000000000005,2.6776113636363634,3.06,2.2435595175438618]
[null,null,null,null,null,null,null,null,null,14873,"14873Steuben","14873",14873,"Zone C - Central","New York State Electric and Gas","Steuben","Southern Tier","Western","Western","Western",null,"Zone C - Central","Western","Western Region","Binghamton",null,"Western","Erie",14010,"New York State Electric and Gas","New York State Electric and Gas","New York State Electric and Gas","New York State Electric and Gas",9.2600000000000002E-2,0.66700000000000004,2.6776113636363634,3.06,2.2051507352941182]
[null,null,null,null,null,null,null,null,null,14874,"14874Steuben","14874",14874,"Zone C - Central","New York State Electric and Gas","Steuben","Southern Tier","Western","Western","Western",null,"Zone C - Central","Western","Western Region","Binghamton",null,"Western","Wyoming",14011,"National Grid","National Grid","National Grid","National Grid",0.1052,0.66300000000000003,2.6776113636363634,3.06,2.2435595175438618]
[null,null,null,null,null,null,null,null,null,14879,"14879Steuben","14879",14879,"Zone C - Central","New York State Electric and Gas","Steuben","Southern Tier","Western","Western","Western",null,"Zone C - Central","Western","Western Region","Binghamton",null,"Western","Niagara",14012,"National Grid","National Grid","National Grid","National Grid",0.1052,0.66300000000000003,2.6776113636363634,3.06,2.2051507352941182]
[null,null,null,null,null,null,null,null,null,14898,"14898Steuben","14898",14898,"Zone C - Central","New York State Electric and Gas","Steuben","Southern Tier","Western","Western","Western",null,"Zone C - Central","Western","Western Region","Binghamton",null,"Western","Genesee",14013,"National Grid","National Grid","National Grid","National Grid",0.1052,0.66300000000000003,2.6776113636363634,3.06,2.2435595175438618]
[null,null,null,null,null,null,null,null,null,11944,"11944Suffolk","11944",11944,"Zone K - Long Island","Municipal Utilities","Suffolk","Long Island","Long Island",{"$error":"#N/A"},{"$error":"#N/A"},null,"Zone K - Long Island","Long Island","Long Island","New York",null,"Western","Genesee",14020,"National Grid","National Grid","National Grid","National Grid",0.1052,0.66300000000000003,2.6776113636363634,3.06,2.2435595175438618]
[null,null,null,null,null,null,null,null,null,501,"00501Suffolk","00501","00501","Zone K - Long Island","PSEG Long Island","Suffolk","Long Island","Long Island",{"$error":"#N/A"},{"$error":"#N/A"},null,"Zone K - Long Island","Long Island","Long Island","New York",null,"Western","Genesee",14021,"National Grid","National Grid","National Grid","National Grid",0.1052,0.66300000000000003,2.6776113636363634,3.06,2.2435595175438618]
[null,null,null,null,null,null,null,null,null,544,"00544Suffolk","00544","00544","Zone K - Long Island","PSEG Long Island","Suffolk","Long Island","Long Island",{"$error":"#N/A"},{"$error":"#N/A"},null,"Zone K - Long Island","Long Island","Long Island","New York",null,"Western","Wyoming",14024,"Rochester Gas and Electric","Rochester Gas and Electric","Rochester Gas and Electric","Rochester Gas and Electric",9.5799999999999996E-2,0.56500000000000006,2.6776113636363634,3.06,2.2435595175438618]
[null,null,null,null,null,null,null,null,null,11713,"11713Suffolk","11713",11713,"Zone K - Long Island","PSEG Long Island","Suffolk","Long Island","Long Island",{"$error":"#N/A"},{"$error":"#N/A"},null,"Zone K - Long Island","Long Island","Long Island","New York",null,"Western","Erie",14025,"New York State Electric and Gas","New York State Electric and Gas","New York State Electric and Gas","New York State Electric and Gas",9.2600000000000002E-2,0.66700000000000004,2.6776113636363634,3.06,2.2051507352941182]
[null,null,null,null,null,null,null,null,null,11715,"11715Suffolk","11715",11715,"Zone K - Long Island","PSEG Long Island","Suffolk","Long Island","Long Island",{"$error":"#N/A"},{"$error":"#N/A"},null,"Zone K - Long Island","Long Island","Long Island","New York",null,"Western","Erie",14026,"New York State Electric and Gas","New York State Electric and Gas","New York State Electric and Gas","New York State Electric and Gas",9.2600000000000002E-2,0.66700000000000004,2.6776113636363634,3.06,2.2051507352941182]
[null,null,null,null,null,null,null,null,null,{"$f":"L1732*1","v":11719},"11719Suffolk","11719",11719,"Zone K - Long Island","PSEG Long Island","Suffolk","Long Island","Long Island",{"$error":"#N/A"},{"$error":"#N/A"},null,"Zone K - Long Island","Long Island","Long Island","New York",null,{"$f":"VLOOKUP(AC1732,J:R,9,)","v":"Western"},"Erie",14027,"National Grid","National Grid","National Grid","National Grid",0.1052,0.66300000000000003,2.6776113636363634,3.06,2.2051507352941182]
[null,null,null,null,null,null,null,null,null,11720,"11720Suffolk","11720",11720,"Zone K - Long Island","PSEG Long Island","Suffolk","Long Island","Long Island",{"$error":"#N/A"},{"$error":"#N/A"},null,"Zone K - Long Island","Long Island","Long Island","New York",null,"Western","Niagara",14028,"National Grid","National Grid","National Grid","National Grid",0.1052,0.66300000000000003,2.6776113636363634,3.06,2.2051507352941182]
[null,null,null,null,null,null,null,null,null,11727,"11727Suffolk","11727",11727,"Zone K - Long Island","PSEG Long Island","Suffolk","Long Island","Long Island",{"$error":"#N/A"},{"$error":"#N/A"},null,"Zone K - Long Island","Long Island","Long Island","New York",null,"Western","Allegany",14029,"National Grid","National Grid","National Grid","National Grid",0.1052,0.66300000000000003,2.6776113636363634,3.06,2.2051507352941182]
[null,null,null,null,null,null,null,null,null,11733,"11733Suffolk","11733",11733,"Zone K - Long Island","PSEG Long Island","Suffolk","Long Island","Long Island",{"$error":"#N/A"},{"$error":"#N/A"},null,"Zone K - Long Island","Long Island","Long Island","New York",null,"Western","Erie",14030,"New York State Electric and Gas","New York State Electric and Gas","New York State Electric and Gas","New York State Electric and Gas",9.2600000000000002E-2,0.66700000000000004,2.6776113636363634,3.06,2.2051507352941182]
[null,null,null,null,null,null,null,null,null,11738,"11738Suffolk","11738",11738,"Zone K - Long Island","PSEG Long Island","Suffolk","Long Island","Long Island",{"$error":"#N/A"},{"$error":"#N/A"},null,"Zone K - Long Island","Long Island","Long Island","New York",null,"Western","Erie",14031,"New York State Electric and Gas","New York State Electric and Gas","New York State Electric and Gas","New York State Electric and Gas",9.2600000000000002E-2,0.66700000000000004,2.6776113636363634,3.06,2.2051507352941182]
[null,null,null,null,null,null,null,null,null,11742,"11742Suffolk","11742",11742,"Zone K - Long Island","PSEG Long Island","Suffolk","Long Island","Long Island",{"$error":"#N/A"},{"$error":"#N/A"},null,"Zone K - Long Island","Long Island","Long Island","New York",null,"Western","Erie",14032,"New York State Electric and Gas","New York State Electric and Gas","New York State Electric and Gas","New York State Electric and Gas",9.2600000000000002E-2,0.66700000000000004,2.6776113636363634,3.06,2.2051507352941182]
[null,null,null,null,null,null,null,null,null,11755,"11755Suffolk","11755",11755,"Zone K - Long Island","PSEG Long Island","Suffolk","Long Island","Long Island",{"$error":"#N/A"},{"$error":"#N/A"},null,"Zone K - Long Island","Long Island","Long Island","New York",null,"Western","Erie",14033,"New York State Electric and Gas","New York State Electric and Gas","New York State Electric and Gas","New York State Electric and Gas",9.2600000000000002E-2,0.66700000000000004,2.6776113636363634,3.06,2.2051507352941182]
[null,null,null,null,null,null,null,null,null,11763,"11763Suffolk","11763",11763,"Zone K - Long Island","PSEG Long Island","Suffolk","Long Island","Long Island",{"$error":"#N/A"},{"$error":"#N/A"},null,"Zone K - Long Island","Long Island","Long Island","New York",null,"Western","Erie",14034,"National Grid","National Grid","National Grid","National Grid",0.1052,0.66300000000000003,2.6776113636363634,3.06,2.2051507352941182]
[null,null,null,null,null,null,null,null,null,11764,"11764Suffolk","11764",11764,"Zone K - Long Island","PSEG Long Island","Suffolk","Long Island","Long Island",{"$error":"#N/A"},{"$error":"#N/A"},null,"Zone K - Long Island","Long Island","Long Island","New York",null,"Western","Erie",14035,"National Grid","National Grid","National Grid","National Grid",0.1052,0.66300000000000003,2.6776113636363634,3.06,2.2051507352941182]
[null,null,null,null,null,null,null,null,null,11766,"11766Suffolk","11766",11766,"Zone K - Long Island","PSEG Long Island","Suffolk","Long Island","Long Island",{"$error":"#N/A"},{"$error":"#N/A"},null,"Zone K - Long Island","Long Island","Long Island","New York",null,"Western","Genesee",14036,"National Grid","National Grid","National Grid","National Grid",0.1052,0.66300000000000003,2.6776113636363634,3.06,2.2435595175438618]
[null,null,null,null,null,null,null,null,null,11772,"11772Suffolk","11772",11772,"Zone K - Long Island","PSEG Long Island","Suffolk","Long Island","Long Island",{"$error":"#N/A"},{"$error":"#N/A"},null,"Zone K - Long Island","Long Island","Long Island","New York",null,"Western","Wyoming",14037,"New York State Electric and Gas","New York State Electric and Gas","New York State Electric and Gas","New York State Electric and Gas",9.2600000000000002E-2,0.66700000000000004,2.6776113636363634,3.06,2.2435595175438618]
[null,null,null,null,null,null,null,null,null,11776,"11776Suffolk","11776",11776,"Zone K - Long Island","PSEG Long Island","Suffolk","Long Island","Long Island",{"$error":"#N/A"},{"$error":"#N/A"},null,"Zone K - Long Island","Long Island","Long Island","New York",null,"Western","Erie",14038,"New York State Electric and Gas","New York State Electric and Gas","New York State Electric and Gas","New York State Electric and Gas",9.2600000000000002E-2,0.66700000000000004,2.6776113636363634,3.06,2.2051507352941182]
[null,null,null,null,null,null,null,null,null,11777,"11777Suffolk","11777",11777,"Zone K - Long Island","PSEG Long Island","Suffolk","Long Island","Long Island",{"$error":"#N/A"},{"$error":"#N/A"},null,"Zone K - Long Island","Long Island","Long Island","New York",null,"Western","Wyoming",14039,"New York State Electric and Gas","New York State Electric and Gas","New York State Electric and Gas","New York State Electric and Gas",9.2600000000000002E-2,0.66700000000000004,2.6776113636363634,3.06,2.2435595175438618]
[null,null,null,null,null,null,null,null,null,11778,"11778Suffolk","11778",11778,"Zone K - Long Island","PSEG Long Island","Suffolk","Long Island","Long Island",{"$error":"#N/A"},{"$error":"#N/A"},null,"Zone K - Long Island","Long Island","Long Island","New York",null,"Western","Genesee",14040,"National Grid","National Grid","National Grid","National Grid",0.1052,0.66300000000000003,2.6776113636363634,3.06,2.2435595175438618]
[null,null,null,null,null,null,null,null,null,11784,"11784Suffolk","11784",11784,"Zone K - Long Island","PSEG Long Island","Suffolk","Long Island","Long Island",{"$error":"#N/A"},{"$error":"#N/A"},null,"Zone K - Long Island","Long Island","Long Island","New York",null,"Western","Cattaraugus",14041,"New York State Electric and Gas","New York State Electric and Gas","New York State Electric and Gas","New York State Electric and Gas",9.2600000000000002E-2,0.66700000000000004,2.6776113636363634,3.06,2.2051507352941182]
[null,null,null,null,null,null,null,null,null,11786,"11786Suffolk","11786",11786,"Zone K - Long Island","PSEG Long Island","Suffolk","Long Island","Long Island",{"$error":"#N/A"},{"$error":"#N/A"},null,"Zone K - Long Island","Long Island","Long Island","New York",null,"Western","Cattaraugus",14042,"National Grid","National Grid","National Grid","National Grid",0.1052,0.66300000000000003,2.6776113636363634,3.06,2.2051507352941182]
[null,null,null,null,null,null,null,null,null,11789,"11789Suffolk","11789",11789,"Zone K - Long Island","PSEG Long Island","Suffolk","Long Island","Long Island",{"$error":"#N/A"},{"$error":"#N/A"},null,"Zone K - Long Island","Long Island","Long Island","New York",null,"Western","Erie",14043,"New York State Electric and Gas","New York State Electric and Gas","New York State Electric and Gas","New York State Electric and Gas",9.2600000000000002E-2,0.66700000000000004,2.6776113636363634,3.06,2.2051507352941182]
[null,null,null,null,null,null,null,null,null,11790,"11790Suffolk","11790",11790,"Zone K - Long Island","PSEG Long Island","Suffolk","Long Island","Long Island",{"$error":"#N/A"},{"$error":"#N/A"},null,"Zone K - Long Island","Long Island","Long Island","New York",null,"Western","Erie",14047,"National Grid","National Grid","National Grid","National Grid",0.1052,0.66300000000000003,2.6776113636363634,3.06,2.2051507352941182]
[null,null,null,null,null,null,null,null,null,11792,"11792Suffolk","11792",11792,"Zone K - Long Island","PSEG Long Island","Suffolk","Long Island","Long Island",{"$error":"#N/A"},{"$error":"#N/A"},null,"Zone K - Long Island","Long Island","Long Island","New York",null,"Western","Chautauqua",14048,"National Grid","National Grid","National Grid","National Grid",0.1052,0.66300000000000003,2.6776113636363634,3.06,2.2051507352941182]
[null,null,null,null,null,null,null,null,null,11794,"11794Suffolk","11794",11794,"Zone K - Long Island","PSEG Long Island","Suffolk","Long Island","Long Island",{"$error":"#N/A"},{"$error":"#N/A"},null,"Zone K - Long Island","Long Island","Long Island","New York",null,"Western","Erie",14051,"National Grid","National Grid","National Grid","National Grid",0.1052,0.66300000000000003,2.6776113636363634,3.06,2.2051507352941182]
[null,null,null,null,null,null,null,null,null,11901,"11901Suffolk","11901",11901,"Zone K - Long Island","PSEG Long Island","Suffolk","Long Island","Long Island",{"$error":"#N/A"},{"$error":"#N/A"},null,"Zone K - Long Island","Long Island","Long Island","New York",null,"Western","Erie",14052,"New York State Electric and Gas","New York State Electric and Gas","New York State Electric and Gas","New York State Electric and Gas",9.2600000000000002E-2,0.66700000000000004,2.6776113636363634,3.06,2.2051507352941182]
[null,null,null,null,null,null,null,null,null,11930,"11930Suffolk","11930",11930,"Zone K - Long Island","PSEG Long Island","Suffolk","Long Island","Long Island",{"$error":"#N/A"},{"$error":"#N/A"},null,"Zone K - Long Island","Long Island","Long Island","New York",null,"Western","Genesee",14054,"National Grid","National Grid","National Grid","National Grid",0.1052,0.66300000000000003,2.6776113636363634,3.06,2.2435595175438618]
[null,null,null,null,null,null,null,null,null,11931,"11931Suffolk","11931",11931,"Zone K - Long Island","PSEG Long Island","Suffolk","Long Island","Long Island",{"$error":"#N/A"},{"$error":"#N/A"},null,"Zone K - Long Island","Long Island","Long Island","New York",null,"Western","Erie",14055,"New York State Electric and Gas","New York State Electric and Gas","New York State Electric and Gas","New York State Electric and Gas",9.2600000000000002E-2,0.66700000000000004,2.6776113636363634,3.06,2.2051507352941182]
[null,null,null,null,null,null,null,null,null,11932,"11932Suffolk","11932",11932,"Zone K - Long Island","PSEG Long Island","Suffolk","Long Island","Long Island",{"$error":"#N/A"},{"$error":"#N/A"},null,"Zone K - Long Island","Long Island","Long Island","New York",null,"Western","Genesee",14056,"National Grid","National Grid","National Grid","National Grid",0.1052,0.66300000000000003,2.6776113636363634,3.06,2.2435595175438618]
[null,null,null,null,null,null,null,null,null,11933,"11933Suffolk","11933",11933,"Zone K - Long Island","PSEG Long Island","Suffolk","Long Island","Long Island",{"$error":"#N/A"},{"$error":"#N/A"},null,"Zone K - Long Island","Long Island","Long Island","New York",null,"Western","Erie",14057,"National Grid","National Grid","National Grid","National Grid",0.1052,0.66300000000000003,2.6776113636363634,3.06,2.2051507352941182]
[null,null,null,null,null,null,null,null,null,11934,"11934Suffolk","11934",11934,"Zone K - Long Island","PSEG Long Island","Suffolk","Long Island","Long Island",{"$error":"#N/A"},{"$error":"#N/A"},null,"Zone K - Long Island","Long Island","Long Island","New York",null,"Western","Genesee",14058,"National Grid","National Grid","National Grid","National Grid",0.1052,0.66300000000000003,2.6776113636363634,3.06,2.2435595175438618]
[null,null,null,null,null,null,null,null,null,11935,"11935Suffolk","11935",11935,"Zone K - Long Island","PSEG Long Island","Suffolk","Long Island","Long Island",{"$error":"#N/A"},{"$error":"#N/A"},null,"Zone K - Long Island","Long Island","Long Island","New York",null,"Western","Erie",14059,"New York State Electric and Gas","New York State Electric and Gas","New York State Electric and Gas","New York State Electric and Gas",9.2600000000000002E-2,0.66700000000000004,2.6776113636363634,3.06,2.2051507352941182]
[null,null,null,null,null,null,null,null,null,11937,"11937Suffolk","11937",11937,"Zone K - Long Island","PSEG Long Island","Suffolk","Long Island","Long Island",{"$error":"#N/A"},{"$error":"#N/A"},null,"Zone K - Long Island","Long Island","Long Island","New York",null,"Western","Cattaraugus",14060,"National Grid","National Grid","National Grid","National Grid",0.1052,0.66300000000000003,2.6776113636363634,3.06,2.2051507352941182]
[null,null,null,null,null,null,null,null,null,11939,"11939Suffolk","11939",11939,"Zone K - Long Island","PSEG Long Island","Suffolk","Long Island","Long Island",{"$error":"#N/A"},{"$error":"#N/A"},null,"Zone K - Long Island","Long Island","Long Island","New York",null,"Western","Erie",14061,"National Grid","National Grid","National Grid","National Grid",0.1052,0.66300000000000003,2.6776113636363634,3.06,2.2051507352941182]
[null,null,null,null,null,null,null,null,null,11940,"11940Suffolk","11940",11940,"Zone K - Long Island","PSEG Long Island","Suffolk","Long Island","Long Island",{"$error":"#N/A"},{"$error":"#N/A"},null,"Zone K - Long Island","Long Island","Long Island","New York",null,"Western","Chautauqua",14062,"New York State Electric and Gas","New York State Electric and Gas","New York State Electric and Gas","New York State Electric and Gas",9.2600000000000002E-2,0.66700000000000004,2.6776113636363634,3.06,2.2051507352941182]
[null,null,null,null,null,null,null,null,null,11941,"11941Suffolk","11941",11941,"Zone K - Long Island","PSEG Long Island","Suffolk","Long Island","Long Island",{"$error":"#N/A"},{"$error":"#N/A"},null,"Zone K - Long Island","Long Island","Long Island","New York",null,"Western","Chautauqua",14063,"National Grid","National Grid","National Grid","National Grid",0.1052,0.66300000000000003,2.6776113636363634,3.06,2.2051507352941182]
[null,null,null,null,null,null,null,null,null,11942,"11942Suffolk","11942",11942,"Zone K - Long Island","PSEG Long Island","Suffolk","Long Island","Long Island",{"$error":"#N/A"},{"$error":"#N/A"},null,"Zone K - Long Island","Long Island","Long Island","New York",null,"Western","Cattaraugus",14065,"National Grid","National Grid","National Grid","National Grid",0.1052,0.66300000000000003,2.6776113636363634,3.06,2.2051507352941182]
[null,null,null,null,null,null,null,null,null,11946,"11946Suffolk","11946",11946,"Zone K - Long Island","PSEG Long Island","Suffolk","Long Island","Long Island",{"$error":"#N/A"},{"$error":"#N/A"},null,"Zone K - Long Island","Long Island","Long Island","New York",null,"Western","Wyoming",14066,"New York State Electric and Gas","New York State Electric and Gas","New York State Electric and Gas","New York State Electric and Gas",9.2600000000000002E-2,0.66700000000000004,2.6776113636363634,3.06,2.2435595175438618]
[null,null,null,null,null,null,null,null,null,11947,"11947Suffolk","11947",11947,"Zone K - Long Island","PSEG Long Island","Suffolk","Long Island","Long Island",{"$error":"#N/A"},{"$error":"#N/A"},null,"Zone K - Long Island","Long Island","Long Island","New York",null,"Western","Niagara",14067,"National Grid","National Grid","National Grid","National Grid",0.1052,0.66300000000000003,2.6776113636363634,3.06,2.2051507352941182]
[null,null,null,null,null,null,null,null,null,11948,"11948Suffolk","11948",11948,"Zone K - Long Island","PSEG Long Island","Suffolk","Long Island","Long Island",{"$error":"#N/A"},{"$error":"#N/A"},null,"Zone K - Long Island","Long Island","Long Island","New York",null,"Western","Erie",14068,"National Grid","National Grid","National Grid","National Grid",0.1052,0.66300000000000003,2.6776113636363634,3.06,2.2051507352941182]
[null,null,null,null,null,null,null,null,null,11949,"11949Suffolk","11949",11949,"Zone K - Long Island","PSEG Long Island","Suffolk","Long Island","Long Island",{"$error":"#N/A"},{"$error":"#N/A"},null,"Zone K - Long Island","Long Island","Long Island","New York",null,"Western","Erie",14069,"New York State Electric and Gas","New York State Electric and Gas","New York State Electric and Gas","New York State Electric and Gas",9.2600000000000002E-2,0.66700000000000004,2.6776113636363634,3.06,2.2051507352941182]
[null,null,null,null,null,null,null,null,null,11950,"11950Suffolk","11950",11950,"Zone K - Long Island","PSEG Long Island","Suffolk","Long Island","Long Island",{"$error":"#N/A"},{"$error":"#N/A"},null,"Zone K - Long Island","Long Island","Long Island","New York",null,"Western","Cattaraugus",14070,"New York State Electric and Gas","New York State Electric and Gas","New York State Electric and Gas","New York State Electric and Gas",9.2600000000000002E-2,0.66700000000000004,2.6776113636363634,3.06,2.2051507352941182]
[null,null,null,null,null,null,null,null,null,11951,"11951Suffolk","11951",11951,"Zone K - Long Island","PSEG Long Island","Suffolk","Long Island","Long Island",{"$error":"#N/A"},{"$error":"#N/A"},null,"Zone K - Long Island","Long Island","Long Island","New York",null,"Western","Erie",14072,"Municipal Utilities","National Fuel Gas","Other","Other",9.2600000000000002E-2,0.66700000000000004,2.6776113636363634,3.06,2.2051507352941182]
[null,null,null,null,null,null,null,null,null,11952,"11952Suffolk","11952",11952,"Zone K - Long Island","PSEG Long Island","Suffolk","Long Island","Long Island",{"$error":"#N/A"},{"$error":"#N/A"},null,"Zone K - Long Island","Long Island","Long Island","New York",null,"Western","Erie",14075,"New York State Electric and Gas","New York State Electric and Gas","New York State Electric and Gas","New York State Electric and Gas",9.2600000000000002E-2,0.66700000000000004,2.6776113636363634,3.06,2.2051507352941182]
[null,null,null,null,null,null,null,null,null,11953,"11953Suffolk","11953",11953,"Zone K - Long Island","PSEG Long Island","Suffolk","Long Island","Long Island",{"$error":"#N/A"},{"$error":"#N/A"},null,"Zone K - Long Island","Long Island","Long Island","New York",null,"Western","Erie",14080,"New York State Electric and Gas","New York State Electric and Gas","New York State Electric and Gas","New York State Electric and Gas",9.2600000000000002E-2,0.66700000000000004,2.6776113636363634,3.06,2.2051507352941182]
[null,null,null,null,null,null,null,null,null,11954,"11954Suffolk","11954",11954,"Zone K - Long Island","PSEG Long Island","Suffolk","Long Island","Long Island",{"$error":"#N/A"},{"$error":"#N/A"},null,"Zone K - Long Island","Long Island","Long Island","New York",null,"Western","Erie",14081,"National Grid","National Grid","National Grid","National Grid",0.1052,0.66300000000000003,2.6776113636363634,3.06,2.2051507352941182]
[null,null,null,null,null,null,null,null,null,11955,"11955Suffolk","11955",11955,"Zone K - Long Island","PSEG Long Island","Suffolk","Long Island","Long Island",{"$error":"#N/A"},{"$error":"#N/A"},null,"Zone K - Long Island","Long Island","Long Island","New York",null,"Western","Wyoming",14082,"New York State Electric and Gas","New York State Electric and Gas","New York State Electric and Gas","New York State Electric and Gas",9.2600000000000002E-2,0.66700000000000004,2.6776113636363634,3.06,2.2435595175438618]
[null,null,null,null,null,null,null,null,null,11957,"11957Suffolk","11957",11957,"Zone K - Long Island","PSEG Long Island","Suffolk","Long Island","Long Island",{"$error":"#N/A"},{"$error":"#N/A"},null,"Zone K - Long Island","Long Island","Long Island","New York",null,"Western","Wyoming",14083,"New York State Electric and Gas","New York State Electric and Gas","New York State Electric and Gas","New York State Electric and Gas",9.2600000000000002E-2,0.66700000000000004,2.6776113636363634,3.06,2.2435595175438618]
[null,null,null,null,null,null,null,null,null,11958,"11958Suffolk","11958",11958,"Zone K - Long Island","PSEG Long Island","Suffolk","Long Island","Long Island",{"$error":"#N/A"},{"$error":"#N/A"},null,"Zone K - Long Island","Long Island","Long Island","New York",null,"Western","Erie",14085,"National Grid","National Grid","National Grid","National Grid",0.1052,0.66300000000000003,2.6776113636363634,3.06,2.2051507352941182]
[null,null,null,null,null,null,null,null,null,11959,"11959Suffolk","11959",11959,"Zone K - Long Island","PSEG Long Island","Suffolk","Long Island","Long Island",{"$error":"#N/A"},{"$error":"#N/A"},null,"Zone K - Long Island","Long Island","Long Island","New York",null,"Western","Erie",14086,"New York State Electric and Gas","New York State Electric and Gas","New York State Electric and Gas","New York State Electric and Gas",9.2600000000000002E-2,0.66700000000000004,2.6776113636363634,3.06,2.2051507352941182]
[null,null,null,null,null,null,null,null,null,11960,"11960Suffolk","11960",11960,"Zone K - Long Island","PSEG Long Island","Suffolk","Long Island","Long Island",{"$error":"#N/A"},{"$error":"#N/A"},null,"Zone K - Long Island","Long Island","Long Island","New York",null,"Western","Erie",14091,"National Grid","National Grid","National Grid","National Grid",0.1052,0.66300000000000003,2.6776113636363634,3.06,2.2051507352941182]
[null,null,null,null,null,null,null,null,null,11961,"11961Suffolk","11961",11961,"Zone K - Long Island","PSEG Long Island","Suffolk","Long Island","Long Island",{"$error":"#N/A"},{"$error":"#N/A"},null,"Zone K - Long Island","Long Island","Long Island","New York",null,"Western","Niagara",14092,"National Grid","National Grid","National Grid","National Grid",0.1052,0.66300000000000003,2.6776113636363634,3.06,2.2051507352941182]
[null,null,null,null,null,null,null,null,null,11962,"11962Suffolk","11962",11962,"Zone K - Long Island","PSEG Long Island","Suffolk","Long Island","Long Island",{"$error":"#N/A"},{"$error":"#N/A"},null,"Zone K - Long Island","Long Island","Long Island","New York",null,"Western","Niagara",14094,"New York State Electric and Gas","New York State Electric and Gas","New York State Electric and Gas","New York State Electric and Gas",9.2600000000000002E-2,0.66700000000000004,2.6776113636363634,3.06,2.2051507352941182]
[null,null,null,null,null,null,null,null,null,11963,"11963Suffolk","11963",11963,"Zone K - Long Island","PSEG Long Island","Suffolk","Long Island","Long Island",{"$error":"#N/A"},{"$error":"#N/A"},null,"Zone K - Long Island","Long Island","Long Island","New York",null,"Western","Niagara",14095,"New York State Electric and Gas","New York State Electric and Gas","New York State Electric and Gas","New York State Electric and Gas",9.2600000000000002E-2,0.66700000000000004,2.6776113636363634,3.06,2.2051507352941182]
[null,null,null,null,null,null,null,null,null,11964,"11964Suffolk","11964",11964,"Zone K - Long Island","PSEG Long Island","Suffolk","Long Island","Long Island",{"$error":"#N/A"},{"$error":"#N/A"},null,"Zone K - Long Island","Long Island","Long Island","New York",null,"Western","Orleans",14098,"National Grid","National Grid","National Grid","National Grid",0.1052,0.66300000000000003,2.6776113636363634,3.06,2.2435595175438618]
[null,null,null,null,null,null,null,null,null,11965,"11965Suffolk","11965",11965,"Zone K - Long Island","PSEG Long Island","Suffolk","Long Island","Long Island",{"$error":"#N/A"},{"$error":"#N/A"},null,"Zone K - Long Island","Long Island","Long Island","New York",null,"Western","Cattaraugus",14101,"National Grid","National Grid","National Grid","National Grid",0.1052,0.66300000000000003,2.6776113636363634,3.06,2.2051507352941182]
[null,null,null,null,null,null,null,null,null,11967,"11967Suffolk","11967",11967,"Zone K - Long Island","PSEG Long Island","Suffolk","Long Island","Long Island",{"$error":"#N/A"},{"$error":"#N/A"},null,"Zone K - Long Island","Long Island","Long Island","New York",null,"Western","Erie",14102,"New York State Electric and Gas","New York State Electric and Gas","New York State Electric and Gas","New York State Electric and Gas",9.2600000000000002E-2,0.66700000000000004,2.6776113636363634,3.06,2.2051507352941182]
[null,null,null,null,null,null,null,null,null,11968,"11968Suffolk","11968",11968,"Zone K - Long Island","PSEG Long Island","Suffolk","Long Island","Long Island",{"$error":"#N/A"},{"$error":"#N/A"},null,"Zone K - Long Island","Long Island","Long Island","New York",null,"Western","Orleans",14103,"National Grid","National Grid","National Grid","National Grid",0.1052,0.66300000000000003,2.6776113636363634,3.06,2.2435595175438618]
[null,null,null,null,null,null,null,null,null,11969,"11969Suffolk","11969",11969,"Zone K - Long Island","PSEG Long Island","Suffolk","Long Island","Long Island",{"$error":"#N/A"},{"$error":"#N/A"},null,"Zone K - Long Island","Long Island","Long Island","New York",null,"Western","Niagara",14105,"National Grid","National Grid","National Grid","National Grid",0.1052,0.66300000000000003,2.6776113636363634,3.06,2.2051507352941182]
[null,null,null,null,null,null,null,null,null,11970,"11970Suffolk","11970",11970,"Zone K - Long Island","PSEG Long Island","Suffolk","Long Island","Long Island",{"$error":"#N/A"},{"$error":"#N/A"},null,"Zone K - Long Island","Long Island","Long Island","New York",null,"Western","Niagara",14107,"National Grid","National Grid","National Grid","National Grid",0.1052,0.66300000000000003,2.6776113636363634,3.06,2.2051507352941182]
[null,null,null,null,null,null,null,null,null,11971,"11971Suffolk","11971",11971,"Zone K - Long Island","PSEG Long Island","Suffolk","Long Island","Long Island",{"$error":"#N/A"},{"$error":"#N/A"},null,"Zone K - Long Island","Long Island","Long Island","New York",null,"Western","Niagara",14108,"National Grid","National Grid","National Grid","National Grid",0.1052,0.66300000000000003,2.6776113636363634,3.06,2.2051507352941182]
[null,null,null,null,null,null,null,null,null,11972,"11972Suffolk","11972",11972,"Zone K - Long Island","PSEG Long Island","Suffolk","Long Island","Long Island",{"$error":"#N/A"},{"$error":"#N/A"},null,"Zone K - Long Island","Long Island","Long Island","New York",null,"Western","Niagara",14109,"National Grid","National Grid","National Grid","National Grid",0.1052,0.66300000000000003,2.6776113636363634,3.06,2.2051507352941182]
[null,null,null,null,null,null,null,null,null,11973,"11973Suffolk","11973",11973,"Zone K - Long Island","PSEG Long Island","Suffolk","Long Island","Long Island",{"$error":"#N/A"},{"$error":"#N/A"},null,"Zone K - Long Island","Long Island","Long Island","New York",null,"Western","Erie",14110,"New York State Electric and Gas","New York State Electric and Gas","New York State Electric and Gas","New York State Electric and Gas",9.2600000000000002E-2,0.66700000000000004,2.6776113636363634,3.06,2.2051507352941182]
[null,null,null,null,null,null,null,null,null,11975,"11975Suffolk","11975",11975,"Zone K - Long Island","PSEG Long Island","Suffolk","Long Island","Long Island",{"$error":"#N/A"},{"$error":"#N/A"},null,"Zone K - Long Island","Long Island","Long Island","New York",null,"Western","Erie",14111,"National Grid","National Grid","National Grid","National Grid",0.1052,0.66300000000000003,2.6776113636363634,3.06,2.2051507352941182]
[null,null,null,null,null,null,null,null,null,11976,"11976Suffolk","11976",11976,"Zone K - Long Island","PSEG Long Island","Suffolk","Long Island","Long Island",{"$error":"#N/A"},{"$error":"#N/A"},null,"Zone K - Long Island","Long Island","Long Island","New York",null,"Western","Erie",14112,"National Grid","National Grid","National Grid","National Grid",0.1052,0.66300000000000003,2.6776113636363634,3.06,2.2051507352941182]
[null,null,null,null,null,null,null,null,null,11977,"11977Suffolk","11977",11977,"Zone K - Long Island","PSEG Long Island","Suffolk","Long Island","Long Island",{"$error":"#N/A"},{"$error":"#N/A"},null,"Zone K - Long Island","Long Island","Long Island","New York",null,"Western","Wyoming",14113,"New York State Electric and Gas","New York State Electric and Gas","New York State Electric and Gas","New York State Electric and Gas",9.2600000000000002E-2,0.66700000000000004,2.6776113636363634,3.06,2.2435595175438618]
[null,null,null,null,null,null,null,null,null,11978,"11978Suffolk","11978",11978,"Zone K - Long Island","PSEG Long Island","Suffolk","Long Island","Long Island",{"$error":"#N/A"},{"$error":"#N/A"},null,"Zone K - Long Island","Long Island","Long Island","New York",null,"Western","Niagara",14120,"National Grid","National Grid","National Grid","National Grid",0.1052,0.66300000000000003,2.6776113636363634,3.06,2.2051507352941182]
[null,null,null,null,null,null,null,null,null,11980,"11980Suffolk","11980",11980,"Zone K - Long Island","PSEG Long Island","Suffolk","Long Island","Long Island",{"$error":"#N/A"},{"$error":"#N/A"},null,"Zone K - Long Island","Long Island","Long Island","New York",null,"Western","Genesee",14125,"National Grid","National Grid","National Grid","National Grid",0.1052,0.66300000000000003,2.6776113636363634,3.06,2.2435595175438618]
[null,null,null,null,null,null,null,null,null,11701,"11701Suffolk","11701",11701,"Zone K - Long Island","PSEG Long Island","Suffolk","Long Island","Long Island",{"$error":"#N/A"},{"$error":"#N/A"},null,"Zone K - Long Island","Long Island","Long Island","New York",null,"Western","Niagara",14126,"National Grid","National Grid","National Grid","National Grid",0.1052,0.66300000000000003,2.6776113636363634,3.06,2.2051507352941182]
[null,null,null,null,null,null,null,null,null,{"$f":"L1796*1","v":11702},"11702Suffolk","11702",11702,"Zone K - Long Island","PSEG Long Island","Suffolk","Long Island","Long Island",{"$error":"#N/A"},{"$error":"#N/A"},null,"Zone K - Long Island","Long Island","Long Island","New York",null,{"$f":"VLOOKUP(AC1796,J:R,9,)","v":"Western"},"Erie",14127,"New York State Electric and Gas","New York State Electric and Gas","New York State Electric and Gas","New York State Electric and Gas",9.2600000000000002E-2,0.66700000000000004,2.6776113636363634,3.06,2.2051507352941182]
[null,null,null,null,null,null,null,null,null,11703,"11703Suffolk","11703",11703,"Zone K - Long Island","PSEG Long Island","Suffolk","Long Island","Long Island",{"$error":"#N/A"},{"$error":"#N/A"},null,"Zone K - Long Island","Long Island","Long Island","New York",null,"Western","Cattaraugus",14129,"New York State Electric and Gas","New York State Electric and Gas","New York State Electric and Gas","New York State Electric and Gas",9.2600000000000002E-2,0.66700000000000004,2.6776113636363634,3.06,2.2051507352941182]
[null,null,null,null,null,null,null,null,null,11704,"11704Suffolk","11704",11704,"Zone K - Long Island","PSEG Long Island","Suffolk","Long Island","Long Island",{"$error":"#N/A"},{"$error":"#N/A"},null,"Zone K - Long Island","Long Island","Long Island","New York",null,"Western","Wyoming",14130,"Rochester Gas and Electric","Rochester Gas and Electric","Rochester Gas and Electric","Rochester Gas and Electric",9.5799999999999996E-2,0.56500000000000006,2.6776113636363634,3.06,2.2435595175438618]
[null,null,null,null,null,null,null,null,null,11705,"11705Suffolk","11705",11705,"Zone K - Long Island","PSEG Long Island","Suffolk","Long Island","Long Island",{"$error":"#N/A"},{"$error":"#N/A"},null,"Zone K - Long Island","Long Island","Long Island","New York",null,"Western","Niagara",14131,"National Grid","National Grid","National Grid","National Grid",0.1052,0.66300000000000003,2.6776113636363634,3.06,2.2051507352941182]
[null,null,null,null,null,null,null,null,null,11706,"11706Suffolk","11706",11706,"Zone K - Long Island","PSEG Long Island","Suffolk","Long Island","Long Island",{"$error":"#N/A"},{"$error":"#N/A"},null,"Zone K - Long Island","Long Island","Long Island","New York",null,"Western","Niagara",14132,"National Grid","National Grid","National Grid","National Grid",0.1052,0.66300000000000003,2.6776113636363634,3.06,2.2051507352941182]
[null,null,null,null,null,null,null,null,null,11707,"11707Suffolk","11707",11707,"Zone K - Long Island","PSEG Long Island","Suffolk","Long Island","Long Island",{"$error":"#N/A"},{"$error":"#N/A"},null,"Zone K - Long Island","Long Island","Long Island","New York",null,"Western","Cattaraugus",14133,"National Grid","National Grid","National Grid","National Grid",0.1052,0.66300000000000003,2.6776113636363634,3.06,2.2051507352941182]
[null,null,null,null,null,null,null,null,null,11716,"11716Suffolk","11716",11716,"Zone K - Long Island","PSEG Long Island","Suffolk","Long Island","Long Island",{"$error":"#N/A"},{"$error":"#N/A"},null,"Zone K - Long Island","Long Island","Long Island","New York",null,"Western","Erie",14134,"New York State Electric and Gas","New York State Electric and Gas","New York State Electric and Gas","New York State Electric and Gas",9.2600000000000002E-2,0.66700000000000004,2.6776113636363634,3.06,2.2051507352941182]
[null,null,null,null,null,null,null,null,null,11717,"11717Suffolk","11717",11717,"Zone K - Long Island","PSEG Long Island","Suffolk","Long Island","Long Island",{"$error":"#N/A"},{"$error":"#N/A"},null,"Zone K - Long Island","Long Island","Long Island","New York",null,"Western","Chautauqua",14135,"National Grid","National Grid","National Grid","National Grid",0.1052,0.66300000000000003,2.6776113636363634,3.06,2.2051507352941182]
[null,null,null,null,null,null,null,null,null,11718,"11718Suffolk","11718",11718,"Zone K - Long Island","PSEG Long Island","Suffolk","Long Island","Long Island",{"$error":"#N/A"},{"$error":"#N/A"},null,"Zone K - Long Island","Long Island","Long Island","New York",null,"Western","Chautauqua",14136,"New York State Electric and Gas","New York State Electric and Gas","New York State Electric and Gas","New York State Electric and Gas",9.2600000000000002E-2,0.66700000000000004,2.6776113636363634,3.06,2.2051507352941182]
[null,null,null,null,null,null,null,null,null,11721,"11721Suffolk","11721",11721,"Zone K - Long Island","PSEG Long Island","Suffolk","Long Island","Long Island",{"$error":"#N/A"},{"$error":"#N/A"},null,"Zone K - Long Island","Long Island","Long Island","New York",null,"Western","Cattaraugus",14138,"New York State Electric and Gas","New York State Electric and Gas","New York State Electric and Gas","New York State Electric and Gas",9.2600000000000002E-2,0.66700000000000004,2.6776113636363634,3.06,2.2051507352941182]
[null,null,null,null,null,null,null,null,null,11722,"11722Suffolk","11722",11722,"Zone K - Long Island","PSEG Long Island","Suffolk","Long Island","Long Island",{"$error":"#N/A"},{"$error":"#N/A"},null,"Zone K - Long Island","Long Island","Long Island","New York",null,"Western","Erie",14139,"New York State Electric and Gas","New York State Electric and Gas","New York State Electric and Gas","New York State Electric and Gas",9.2600000000000002E-2,0.66700000000000004,2.6776113636363634,3.06,2.2051507352941182]
[null,null,null,null,null,null,null,null,null,11724,"11724Suffolk","11724",11724,"Zone K - Long Island","PSEG Long Island","Suffolk","Long Island","Long Island",{"$error":"#N/A"},{"$error":"#N/A"},null,"Zone K - Long Island","Long Island","Long Island","New York",null,"Western","Erie",14140,"New York State Electric and Gas","New York State Electric and Gas","New York State Electric and Gas","New York State Electric and Gas",9.2600000000000002E-2,0.66700000000000004,2.6776113636363634,3.06,2.2051507352941182]
[null,null,null,null,null,null,null,null,null,11725,"11725Suffolk","11725",11725,"Zone K - Long Island","PSEG Long Island","Suffolk","Long Island","Long Island",{"$error":"#N/A"},{"$error":"#N/A"},null,"Zone K - Long Island","Long Island","Long Island","New York",null,"Western","Erie",14141,"Municipal Utilities","National Fuel Gas","Other","Other",0.1595,0.81100000000000005,2.6776113636363634,3.06,2.2051507352941182]
[null,null,null,null,null,null,null,null,null,11726,"11726Suffolk","11726",11726,"Zone K - Long Island","PSEG Long Island","Suffolk","Long Island","Long Island",{"$error":"#N/A"},{"$error":"#N/A"},null,"Zone K - Long Island","Long Island","Long Island","New York",null,"Western","Genesee",14143,"National Grid","National Grid","National Grid","National Grid",0.1052,0.66300000000000003,2.6776113636363634,3.06,2.2435595175438618]
[null,null,null,null,null,null,null,null,null,11729,"11729Suffolk","11729",11729,"Zone K - Long Island","PSEG Long Island","Suffolk","Long Island","Long Island",{"$error":"#N/A"},{"$error":"#N/A"},null,"Zone K - Long Island","Long Island","Long Island","New York",null,"Western","Niagara",14144,"National Grid","National Grid","National Grid","National Grid",0.1052,0.66300000000000003,2.6776113636363634,3.06,2.2051507352941182]
[null,null,null,null,null,null,null,null,null,11730,"11730Suffolk","11730",11730,"Zone K - Long Island","PSEG Long Island","Suffolk","Long Island","Long Island",{"$error":"#N/A"},{"$error":"#N/A"},null,"Zone K - Long Island","Long Island","Long Island","New York",null,"Western","Wyoming",14145,"New York State Electric and Gas","New York State Electric and Gas","New York State Electric and Gas","New York State Electric and Gas",9.2600000000000002E-2,0.66700000000000004,2.6776113636363634,3.06,2.2435595175438618]
[null,null,null,null,null,null,null,null,null,11731,"11731Suffolk","11731",11731,"Zone K - Long Island","PSEG Long Island","Suffolk","Long Island","Long Island",{"$error":"#N/A"},{"$error":"#N/A"},null,"Zone K - Long Island","Long Island","Long Island","New York",null,"Western","Erie",14150,"National Grid","National Grid","National Grid","National Grid",0.1052,0.66300000000000003,2.6776113636363634,3.06,2.2051507352941182]
[null,null,null,null,null,null,null,null,null,11737,"11737Suffolk","11737",11737,"Zone K - Long Island","PSEG Long Island","Suffolk","Long Island","Long Island",{"$error":"#N/A"},{"$error":"#N/A"},null,"Zone K - Long Island","Long Island","Long Island","New York",null,"Western","Erie",14151,"National Grid","National Grid","National Grid","National Grid",0.1052,0.66300000000000003,2.6776113636363634,3.06,2.2051507352941182]
[null,null,null,null,null,null,null,null,null,11739,"11739Suffolk","11739",11739,"Zone K - Long Island","PSEG Long Island","Suffolk","Long Island","Long Island",{"$error":"#N/A"},{"$error":"#N/A"},null,"Zone K - Long Island","Long Island","Long Island","New York",null,"Western","Chautauqua",14166,"National Grid","National Grid","National Grid","National Grid",0.1052,0.66300000000000003,2.6776113636363634,3.06,2.2051507352941182]
[null,null,null,null,null,null,null,null,null,11740,"11740Suffolk","11740",11740,"Zone K - Long Island","PSEG Long Island","Suffolk","Long Island","Long Island",{"$error":"#N/A"},{"$error":"#N/A"},null,"Zone K - Long Island","Long Island","Long Island","New York",null,"Western","Wyoming",14167,"National Grid","National Grid","National Grid","National Grid",0.1052,0.66300000000000003,2.6776113636363634,3.06,2.2435595175438618]
[null,null,null,null,null,null,null,null,null,11741,"11741Suffolk","11741",11741,"Zone K - Long Island","PSEG Long Island","Suffolk","Long Island","Long Island",{"$error":"#N/A"},{"$error":"#N/A"},null,"Zone K - Long Island","Long Island","Long Island","New York",null,"Western","Cattaraugus",14168,"New York State Electric and Gas","New York State Electric and Gas","New York State Electric and Gas","New York State Electric and Gas",9.2600000000000002E-2,0.66700000000000004,2.6776113636363634,3.06,2.2051507352941182]
[null,null,null,null,null,null,null,null,null,11743,"11743Suffolk","11743",11743,"Zone K - Long Island","PSEG Long Island","Suffolk","Long Island","Long Island",{"$error":"#N/A"},{"$error":"#N/A"},null,"Zone K - Long Island","Long Island","Long Island","New York",null,"Western","Erie",14169,"New York State Electric and Gas","New York State Electric and Gas","New York State Electric and Gas","New York State Electric and Gas",9.2600000000000002E-2,0.66700000000000004,2.6776113636363634,3.06,2.2051507352941182]
[null,null,null,null,null,null,null,null,null,11746,"11746Suffolk","11746",11746,"Zone K - Long Island","PSEG Long Island","Suffolk","Long Island","Long Island",{"$error":"#N/A"},{"$error":"#N/A"},null,"Zone K - Long Island","Long Island","Long Island","New York",null,"Western","Erie",14170,"New York State Electric and Gas","New York State Electric and Gas","New York State Electric and Gas","New York State Electric and Gas",9.2600000000000002E-2,0.66700000000000004,2.6776113636363634,3.06,2.2051507352941182]
[null,null,null,null,null,null,null,null,null,11747,"11747Suffolk","11747",11747,"Zone K - Long Island","PSEG Long Island","Suffolk","Long Island","Long Island",{"$error":"#N/A"},{"$error":"#N/A"},null,"Zone K - Long Island","Long Island","Long Island","New York",null,"Western","Cattaraugus",14171,"National Grid","National Grid","National Grid","National Grid",0.1052,0.66300000000000003,2.6776113636363634,3.06,2.2051507352941182]
[null,null,null,null,null,null,null,null,null,11749,"11749Suffolk","11749",11749,"Zone K - Long Island","PSEG Long Island","Suffolk","Long Island","Long Island",{"$error":"#N/A"},{"$error":"#N/A"},null,"Zone K - Long Island","Long Island","Long Island","New York",null,"Western","Niagara",14172,"National Grid","National Grid","National Grid","National Grid",0.1052,0.66300000000000003,2.6776113636363634,3.06,2.2051507352941182]
[null,null,null,null,null,null,null,null,null,11751,"11751Suffolk","11751",11751,"Zone K - Long Island","PSEG Long Island","Suffolk","Long Island","Long Island",{"$error":"#N/A"},{"$error":"#N/A"},null,"Zone K - Long Island","Long Island","Long Island","New York",null,"Western","Cattaraugus",14173,"National Grid","National Grid","National Grid","National Grid",0.1052,0.66300000000000003,2.6776113636363634,3.06,2.2051507352941182]
[null,null,null,null,null,null,null,null,null,11752,"11752Suffolk","11752",11752,"Zone K - Long Island","PSEG Long Island","Suffolk","Long Island","Long Island",{"$error":"#N/A"},{"$error":"#N/A"},null,"Zone K - Long Island","Long Island","Long Island","New York",null,"Western","Niagara",14174,"National Grid","National Grid","National Grid","National Grid",0.1052,0.66300000000000003,2.6776113636363634,3.06,2.2051507352941182]
[null,null,null,null,null,null,null,null,null,11754,"11754Suffolk","11754",11754,"Zone K - Long Island","PSEG Long Island","Suffolk","Long Island","Long Island",{"$error":"#N/A"},{"$error":"#N/A"},null,"Zone K - Long Island","Long Island","Long Island","New York",null,"Western","Erie",14201,"National Grid","National Grid","National Grid","National Grid",0.1052,0.66300000000000003,2.6776113636363634,3.06,2.2051507352941182]
[null,null,null,null,null,null,null,null,null,11757,"11757Suffolk","11757",11757,"Zone K - Long Island","PSEG Long Island","Suffolk","Long Island","Long Island",{"$error":"#N/A"},{"$error":"#N/A"},null,"Zone K - Long Island","Long Island","Long Island","New York",null,"Western","Erie",14202,"National Grid","National Grid","National Grid","National Grid",0.1052,0.66300000000000003,2.6776113636363634,3.06,2.2051507352941182]
[null,null,null,null,null,null,null,null,null,11760,"11760Suffolk","11760",11760,"Zone K - Long Island","PSEG Long Island","Suffolk","Long Island","Long Island",{"$error":"#N/A"},{"$error":"#N/A"},null,"Zone K - Long Island","Long Island","Long Island","New York",null,"Western","Erie",14203,"National Grid","National Grid","National Grid","National Grid",0.1052,0.66300000000000003,2.6776113636363634,3.06,2.2051507352941182]
[null,null,null,null,null,null,null,null,null,11767,"11767Suffolk","11767",11767,"Zone K - Long Island","PSEG Long Island","Suffolk","Long Island","Long Island",{"$error":"#N/A"},{"$error":"#N/A"},null,"Zone K - Long Island","Long Island","Long Island","New York",null,"Western","Erie",14204,"National Grid","National Grid","National Grid","National Grid",0.1052,0.66300000000000003,2.6776113636363634,3.06,2.2051507352941182]
[null,null,null,null,null,null,null,null,null,11768,"11768Suffolk","11768",11768,"Zone K - Long Island","PSEG Long Island","Suffolk","Long Island","Long Island",{"$error":"#N/A"},{"$error":"#N/A"},null,"Zone K - Long Island","Long Island","Long Island","New York",null,"Western","Erie",14205,"National Grid","National Grid","National Grid","National Grid",0.1052,0.66300000000000003,2.6776113636363634,3.06,2.2051507352941182]
[null,null,null,null,null,null,null,null,null,11769,"11769Suffolk","11769",11769,"Zone K - Long Island","PSEG Long Island","Suffolk","Long Island","Long Island",{"$error":"#N/A"},{"$error":"#N/A"},null,"Zone K - Long Island","Long Island","Long Island","New York",null,"Western","Erie",14206,"National Grid","National Grid","National Grid","National Grid",0.1052,0.66300000000000003,2.6776113636363634,3.06,2.2051507352941182]
[null,null,null,null,null,null,null,null,null,11770,"11770Suffolk","11770",11770,"Zone K - Long Island","PSEG Long Island","Suffolk","Long Island","Long Island",{"$error":"#N/A"},{"$error":"#N/A"},null,"Zone K - Long Island","Long Island","Long Island","New York",null,"Western","Erie",14207,"National Grid","National Grid","National Grid","National Grid",0.1052,0.66300000000000003,2.6776113636363634,3.06,2.2051507352941182]
[null,null,null,null,null,null,null,null,null,11775,"11775Suffolk","11775",11775,"Zone K - Long Island","PSEG Long Island","Suffolk","Long Island","Long Island",{"$error":"#N/A"},{"$error":"#N/A"},null,"Zone K - Long Island","Long Island","Long Island","New York",null,"Western","Erie",14208,"National Grid","National Grid","National Grid","National Grid",0.1052,0.66300000000000003,2.6776113636363634,3.06,2.2051507352941182]
[null,null,null,null,null,null,null,null,null,11779,"11779Suffolk","11779",11779,"Zone K - Long Island","PSEG Long Island","Suffolk","Long Island","Long Island",{"$error":"#N/A"},{"$error":"#N/A"},null,"Zone K - Long Island","Long Island","Long Island","New York",null,"Western","Erie",14209,"National Grid","National Grid","National Grid","National Grid",0.1052,0.66300000000000003,2.6776113636363634,3.06,2.2051507352941182]
[null,null,null,null,null,null,null,null,null,11780,"11780Suffolk","11780",11780,"Zone K - Long Island","PSEG Long Island","Suffolk","Long Island","Long Island",{"$error":"#N/A"},{"$error":"#N/A"},null,"Zone K - Long Island","Long Island","Long Island","New York",null,"Western","Erie",14210,"National Grid","National Grid","National Grid","National Grid",0.1052,0.66300000000000003,2.6776113636363634,3.06,2.2051507352941182]
[null,null,null,null,null,null,null,null,null,11782,"11782Suffolk","11782",11782,"Zone K - Long Island","PSEG Long Island","Suffolk","Long Island","Long Island",{"$error":"#N/A"},{"$error":"#N/A"},null,"Zone K - Long Island","Long Island","Long Island","New York",null,"Western","Erie",14211,"National Grid","National Grid","National Grid","National Grid",0.1052,0.66300000000000003,2.6776113636363634,3.06,2.2051507352941182]
[null,null,null,null,null,null,null,null,null,11787,"11787Suffolk","11787",11787,"Zone K - Long Island","PSEG Long Island","Suffolk","Long Island","Long Island",{"$error":"#N/A"},{"$error":"#N/A"},null,"Zone K - Long Island","Long Island","Long Island","New York",null,"Western","Erie",14212,"National Grid","National Grid","National Grid","National Grid",0.1052,0.66300000000000003,2.6776113636363634,3.06,2.2051507352941182]
[null,null,null,null,null,null,null,null,null,11788,"11788Suffolk","11788",11788,"Zone K - Long Island","PSEG Long Island","Suffolk","Long Island","Long Island",{"$error":"#N/A"},{"$error":"#N/A"},null,"Zone K - Long Island","Long Island","Long Island","New York",null,"Western","Erie",14213,"National Grid","National Grid","National Grid","National Grid",0.1052,0.66300000000000003,2.6776113636363634,3.06,2.2051507352941182]
[null,null,null,null,null,null,null,null,null,11795,"11795Suffolk","11795",11795,"Zone K - Long Island","PSEG Long Island","Suffolk","Long Island","Long Island",{"$error":"#N/A"},{"$error":"#N/A"},null,"Zone K - Long Island","Long Island","Long Island","New York",null,"Western","Erie",14214,"National Grid","National Grid","National Grid","National Grid",0.1052,0.66300000000000003,2.6776113636363634,3.06,2.2051507352941182]
[null,null,null,null,null,null,null,null,null,11796,"11796Suffolk","11796",11796,"Zone K - Long Island","PSEG Long Island","Suffolk","Long Island","Long Island",{"$error":"#N/A"},{"$error":"#N/A"},null,"Zone K - Long Island","Long Island","Long Island","New York",null,"Western","Erie",14215,"National Grid","National Grid","National Grid","National Grid",0.1052,0.66300000000000003,2.6776113636363634,3.06,2.2051507352941182]
[null,null,null,null,null,null,null,null,null,11798,"11798Suffolk","11798",11798,"Zone K - Long Island","PSEG Long Island","Suffolk","Long Island","Long Island",{"$error":"#N/A"},{"$error":"#N/A"},null,"Zone K - Long Island","Long Island","Long Island","New York",null,"Western","Erie",14216,"National Grid","National Grid","National Grid","National Grid",0.1052,0.66300000000000003,2.6776113636363634,3.06,2.2051507352941182]
[null,null,null,null,null,null,null,null,null,6390,"06390Suffolk","06390","06390",null,"Municipal Utilities","Suffolk","Long Island","Long Island",{"$error":"#N/A"},{"$error":"#N/A"},null,"Zone K - Long Island","Long Island","Long Island","New York",null,"Western","Erie",14217,"National Grid","National Grid","National Grid","National Grid",0.1052,0.66300000000000003,2.6776113636363634,3.06,2.2051507352941182]
[null,null,null,null,null,null,null,null,null,11956,"11956Suffolk","11956",11956,null,null,"Suffolk","Long Island","Long Island",{"$error":"#N/A"},{"$error":"#N/A"},null,"","Long Island","Long Island","New York",null,"Western","Erie",14218,"National Grid","National Grid","National Grid","National Grid",0.1052,0.66300000000000003,2.6776113636363634,3.06,2.2051507352941182]
[null,null,null,null,null,null,null,null,null,12725,"12725Sullivan","12725",12725,"Zone E - Mohawk Valley","Central Hudson Gas and Electric","Sullivan","Mid-Hudson","Upper Hudson","Mid-Hudson","Mid-Hudson",null,"Zone E - Mohawk Valley","Upper Hudson","Hudson Valley","Binghamton",null,"Western","Erie",14219,"New York State Electric and Gas","New York State Electric and Gas","New York State Electric and Gas","New York State Electric and Gas",9.2600000000000002E-2,0.66700000000000004,2.6776113636363634,3.06,2.2051507352941182]
[null,null,null,null,null,null,null,null,null,12740,"12740Sullivan","12740",12740,"Zone E - Mohawk Valley","Central Hudson Gas and Electric","Sullivan","Mid-Hudson","Upper Hudson","Mid-Hudson","Mid-Hudson",null,"Zone E - Mohawk Valley","Upper Hudson","Hudson Valley","Binghamton",null,"Western","Erie",14220,"National Grid","National Grid","National Grid","National Grid",0.1052,0.66300000000000003,2.6776113636363634,3.06,2.2051507352941182]
[null,null,null,null,null,null,null,null,null,12701,"12701Sullivan","12701",12701,"Zone E - Mohawk Valley","New York State Electric and Gas","Sullivan","Mid-Hudson","Upper Hudson","Mid-Hudson","Mid-Hudson",null,"Zone E - Mohawk Valley","Upper Hudson","Hudson Valley","Binghamton",null,"Western","Erie",14221,"National Grid","National Grid","National Grid","National Grid",0.1052,0.66300000000000003,2.6776113636363634,3.06,2.2051507352941182]
[null,null,null,null,null,null,null,null,null,12720,"12720Sullivan","12720",12720,"Zone E - Mohawk Valley","New York State Electric and Gas","Sullivan","Mid-Hudson","Upper Hudson","Mid-Hudson","Mid-Hudson",null,"Zone E - Mohawk Valley","Upper Hudson","Hudson Valley","Binghamton",null,"Western","Erie",14222,"National Grid","National Grid","National Grid","National Grid",0.1052,0.66300000000000003,2.6776113636363634,3.06,2.2051507352941182]
[null,null,null,null,null,null,null,null,null,12723,"12723Sullivan","12723",12723,"Zone E - Mohawk Valley","New York State Electric and Gas","Sullivan","Mid-Hudson","Upper Hudson","Mid-Hudson","Mid-Hudson",null,"Zone E - Mohawk Valley","Upper Hudson","Hudson Valley","Poughkeepsie",null,"Western","Erie",14223,"National Grid","National Grid","National Grid","National Grid",0.1052,0.66300000000000003,2.6776113636363634,3.06,2.2051507352941182]
[null,null,null,null,null,null,null,null,null,12724,"12724Sullivan","12724",12724,"Zone E - Mohawk Valley","New York State Electric and Gas","Sullivan","Mid-Hudson","Upper Hudson","Mid-Hudson","Mid-Hudson",null,"Zone E - Mohawk Valley","Upper Hudson","Hudson Valley","Binghamton",null,"Western","Erie",14224,"New York State Electric and Gas","New York State Electric and Gas","New York State Electric and Gas","New York State Electric and Gas",9.2600000000000002E-2,0.66700000000000004,2.6776113636363634,3.06,2.2051507352941182]
[null,null,null,null,null,null,null,null,null,12726,"12726Sullivan","12726",12726,"Zone E - Mohawk Valley","New York State Electric and Gas","Sullivan","Mid-Hudson","Upper Hudson","Mid-Hudson","Mid-Hudson",null,"Zone E - Mohawk Valley","Upper Hudson","Hudson Valley","Binghamton",null,"Western","Erie",14225,"New York State Electric and Gas","New York State Electric and Gas","New York State Electric and Gas","New York State Electric and Gas",9.2600000000000002E-2,0.66700000000000004,2.6776113636363634,3.06,2.2051507352941182]
[null,null,null,null,null,null,null,null,null,12727,"12727Sullivan","12727",12727,"Zone E - Mohawk Valley","New York State Electric and Gas","Sullivan","Mid-Hudson","Upper Hudson","Mid-Hudson","Mid-Hudson",null,"Zone E - Mohawk Valley","Upper Hudson","Hudson Valley","Binghamton",null,"Western","Erie",14226,"National Grid","National Grid","National Grid","National Grid",0.1052,0.66300000000000003,2.6776113636363634,3.06,2.2051507352941182]
[null,null,null,null,null,null,null,null,null,12733,"12733Sullivan","12733",12733,"Zone E - Mohawk Valley","New York State Electric and Gas","Sullivan","Mid-Hudson","Upper Hudson","Mid-Hudson","Mid-Hudson",null,"Zone E - Mohawk Valley","Upper Hudson","Hudson Valley","Binghamton",null,"Western","Erie",14227,"New York State Electric and Gas","New York State Electric and Gas","New York State Electric and Gas","New York State Electric and Gas",9.2600000000000002E-2,0.66700000000000004,2.6776113636363634,3.06,2.2051507352941182]
[null,null,null,null,null,null,null,null,null,12734,"12734Sullivan","12734",12734,"Zone E - Mohawk Valley","New York State Electric and Gas","Sullivan","Mid-Hudson","Upper Hudson","Mid-Hudson","Mid-Hudson",null,"Zone E - Mohawk Valley","Upper Hudson","Hudson Valley","Binghamton",null,"Western","Erie",14228,"National Grid","National Grid","National Grid","National Grid",0.1052,0.66300000000000003,2.6776113636363634,3.06,2.2051507352941182]
[null,null,null,null,null,null,null,null,null,12736,"12736Sullivan","12736",12736,"Zone E - Mohawk Valley","New York State Electric and Gas","Sullivan","Mid-Hudson","Upper Hudson","Mid-Hudson","Mid-Hudson",null,"Zone E - Mohawk Valley","Upper Hudson","Hudson Valley","Binghamton",null,"Western","Erie",14231,"National Grid","National Grid","National Grid","National Grid",0.1052,0.66300000000000003,2.6776113636363634,3.06,2.2051507352941182]
[null,null,null,null,null,null,null,null,null,12738,"12738Sullivan","12738",12738,"Zone E - Mohawk Valley","New York State Electric and Gas","Sullivan","Mid-Hudson","Upper Hudson","Mid-Hudson","Mid-Hudson",null,"Zone E - Mohawk Valley","Upper Hudson","Hudson Valley","Binghamton",null,"Western","Erie",14233,"National Grid","National Grid","National Grid","National Grid",0.1052,0.66300000000000003,2.6776113636363634,3.06,2.2051507352941182]
[null,null,null,null,null,null,null,null,null,12741,"12741Sullivan","12741",12741,"Zone E - Mohawk Valley","New York State Electric and Gas","Sullivan","Mid-Hudson","Upper Hudson","Mid-Hudson","Mid-Hudson",null,"Zone E - Mohawk Valley","Upper Hudson","Hudson Valley","Binghamton",null,"Western","Erie",14240,"National Grid","National Grid","National Grid","National Grid",0.1052,0.66300000000000003,2.6776113636363634,3.06,2.2051507352941182]
[null,null,null,null,null,null,null,null,null,12742,"12742Sullivan","12742",12742,"Zone E - Mohawk Valley","New York State Electric and Gas","Sullivan","Mid-Hudson","Upper Hudson","Mid-Hudson","Mid-Hudson",null,"Zone E - Mohawk Valley","Upper Hudson","Hudson Valley","Binghamton",null,"Western","Erie",14241,"New York State Electric and Gas","New York State Electric and Gas","New York State Electric and Gas","New York State Electric and Gas",9.2600000000000002E-2,0.66700000000000004,2.6776113636363634,3.06,2.2051507352941182]
[null,null,null,null,null,null,null,null,null,12745,"12745Sullivan","12745",12745,"Zone E - Mohawk Valley","New York State Electric and Gas","Sullivan","Mid-Hudson","Upper Hudson","Mid-Hudson","Mid-Hudson",null,"Zone E - Mohawk Valley","Upper Hudson","Hudson Valley","Binghamton",null,"Western","Erie",14260,"National Grid","National Grid","National Grid","National Grid",0.1052,0.66300000000000003,2.6776113636363634,3.06,2.2051507352941182]
[null,null,null,null,null,null,null,null,null,12747,"12747Sullivan","12747",12747,"Zone E - Mohawk Valley","New York State Electric and Gas","Sullivan","Mid-Hudson","Upper Hudson","Mid-Hudson","Mid-Hudson",null,"Zone E - Mohawk Valley","Upper Hudson","Hudson Valley","Binghamton",null,"Western","Erie",14261,"National Grid","National Grid","National Grid","National Grid",0.1052,0.66300000000000003,2.6776113636363634,3.06,2.2051507352941182]
[null,null,null,null,null,null,null,null,null,12748,"12748Sullivan","12748",12748,"Zone E - Mohawk Valley","New York State Electric and Gas","Sullivan","Mid-Hudson","Upper Hudson","Mid-Hudson","Mid-Hudson",null,"Zone E - Mohawk Valley","Upper Hudson","Hudson Valley","Binghamton",null,"Western","Erie",14263,"National Grid","National Grid","National Grid","National Grid",0.1052,0.66300000000000003,2.6776113636363634,3.06,2.2051507352941182]
[null,null,null,null,null,null,null,null,null,12749,"12749Sullivan","12749",12749,"Zone E - Mohawk Valley","New York State Electric and Gas","Sullivan","Mid-Hudson","Upper Hudson","Mid-Hudson","Mid-Hudson",null,"Zone E - Mohawk Valley","Upper Hudson","Hudson Valley","Binghamton",null,"Western","Erie",14264,"National Grid","National Grid","National Grid","National Grid",0.1052,0.66300000000000003,2.6776113636363634,3.06,2.2051507352941182]
[null,null,null,null,null,null,null,null,null,12750,"12750Sullivan","12750",12750,"Zone E - Mohawk Valley","New York State Electric and Gas","Sullivan","Mid-Hudson","Upper Hudson","Mid-Hudson","Mid-Hudson",null,"Zone E - Mohawk Valley","Upper Hudson","Hudson Valley","Binghamton",null,"Western","Erie",14265,"National Grid","National Grid","National Grid","National Grid",0.1052,0.66300000000000003,2.6776113636363634,3.06,2.2051507352941182]
[null,null,null,null,null,null,null,null,null,{"$f":"L1860*1","v":12751},"12751Sullivan","12751",12751,"Zone E - Mohawk Valley","New York State Electric and Gas","Sullivan","Mid-Hudson","Upper Hudson","Mid-Hudson","Mid-Hudson",null,"Zone E - Mohawk Valley","Upper Hudson","Hudson Valley","Binghamton",null,{"$f":"VLOOKUP(AC1860,J:R,9,)","v":"Western"},"Erie",14267,"National Grid","National Grid","National Grid","National Grid",0.1052,0.66300000000000003,2.6776113636363634,3.06,2.2051507352941182]
[null,null,null,null,null,null,null,null,null,12752,"12752Sullivan","12752",12752,"Zone E - Mohawk Valley","New York State Electric and Gas","Sullivan","Mid-Hudson","Upper Hudson","Mid-Hudson","Mid-Hudson",null,"Zone E - Mohawk Valley","Upper Hudson","Hudson Valley","Binghamton",null,"Western","Erie",14269,"New York State Electric and Gas","New York State Electric and Gas","New York State Electric and Gas","New York State Electric and Gas",9.2600000000000002E-2,0.66700000000000004,2.6776113636363634,3.06,2.2051507352941182]
[null,null,null,null,null,null,null,null,null,12754,"12754Sullivan","12754",12754,"Zone E - Mohawk Valley","New York State Electric and Gas","Sullivan","Mid-Hudson","Upper Hudson","Mid-Hudson","Mid-Hudson",null,"Zone E - Mohawk Valley","Upper Hudson","Hudson Valley","Binghamton",null,"Western","Erie",14270,"National Grid","National Grid","National Grid","National Grid",0.1052,0.66300000000000003,2.6776113636363634,3.06,2.2051507352941182]
[null,null,null,null,null,null,null,null,null,12758,"12758Sullivan","12758",12758,"Zone E - Mohawk Valley","New York State Electric and Gas","Sullivan","Mid-Hudson","Upper Hudson","Mid-Hudson","Mid-Hudson",null,"Zone E - Mohawk Valley","Upper Hudson","Hudson Valley","Binghamton",null,"Western","Erie",14272,"New York State Electric and Gas","New York State Electric and Gas","New York State Electric and Gas","New York State Electric and Gas",9.2600000000000002E-2,0.66700000000000004,2.6776113636363634,3.06,2.2051507352941182]
[null,null,null,null,null,null,null,null,null,12759,"12759Sullivan","12759",12759,"Zone E - Mohawk Valley","New York State Electric and Gas","Sullivan","Mid-Hudson","Upper Hudson","Mid-Hudson","Mid-Hudson",null,"Zone E - Mohawk Valley","Upper Hudson","Hudson Valley","Binghamton",null,"Western","Erie",14273,"National Grid","National Grid","National Grid","National Grid",0.1052,0.66300000000000003,2.6776113636363634,3.06,2.2051507352941182]
[null,null,null,null,null,null,null,null,null,12760,"12760Sullivan","12760",12760,"Zone E - Mohawk Valley","New York State Electric and Gas","Sullivan","Mid-Hudson","Upper Hudson","Mid-Hudson","Mid-Hudson",null,"Zone E - Mohawk Valley","Upper Hudson","Hudson Valley","Binghamton",null,"Western","Erie",14276,"National Grid","National Grid","National Grid","National Grid",0.1052,0.66300000000000003,2.6776113636363634,3.06,2.2051507352941182]
[null,null,null,null,null,null,null,null,null,12762,"12762Sullivan","12762",12762,"Zone E - Mohawk Valley","New York State Electric and Gas","Sullivan","Mid-Hudson","Upper Hudson","Mid-Hudson","Mid-Hudson",null,"Zone E - Mohawk Valley","Upper Hudson","Hudson Valley","Binghamton",null,"Western","Erie",14280,"National Grid","National Grid","National Grid","National Grid",0.1052,0.66300000000000003,2.6776113636363634,3.06,2.2051507352941182]
[null,null,null,null,null,null,null,null,null,12763,"12763Sullivan","12763",12763,"Zone E - Mohawk Valley","New York State Electric and Gas","Sullivan","Mid-Hudson","Upper Hudson","Mid-Hudson","Mid-Hudson",null,"Zone E - Mohawk Valley","Upper Hudson","Hudson Valley","Binghamton",null,"Western","Niagara",14301,"National Grid","National Grid","National Grid","National Grid",0.1052,0.66300000000000003,2.6776113636363634,3.06,2.2051507352941182]
[null,null,null,null,null,null,null,null,null,12764,"12764Sullivan","12764",12764,"Zone E - Mohawk Valley","New York State Electric and Gas","Sullivan","Mid-Hudson","Upper Hudson","Mid-Hudson","Mid-Hudson",null,"Zone E - Mohawk Valley","Upper Hudson","Hudson Valley","Binghamton",null,"Western","Niagara",14302,"National Grid","National Grid","National Grid","National Grid",0.1052,0.66300000000000003,2.6776113636363634,3.06,2.2051507352941182]
[null,null,null,null,null,null,null,null,null,12765,"12765Sullivan","12765",12765,"Zone E - Mohawk Valley","New York State Electric and Gas","Sullivan","Mid-Hudson","Upper Hudson","Mid-Hudson","Mid-Hudson",null,"Zone E - Mohawk Valley","Upper Hudson","Hudson Valley","Binghamton",null,"Western","Niagara",14303,"National Grid","National Grid","National Grid","National Grid",0.1052,0.66300000000000003,2.6776113636363634,3.06,2.2051507352941182]
[null,null,null,null,null,null,null,null,null,12766,"12766Sullivan","12766",12766,"Zone E - Mohawk Valley","New York State Electric and Gas","Sullivan","Mid-Hudson","Upper Hudson","Mid-Hudson","Mid-Hudson",null,"Zone E - Mohawk Valley","Upper Hudson","Hudson Valley","Binghamton",null,"Western","Niagara",14304,"National Grid","National Grid","National Grid","National Grid",0.1052,0.66300000000000003,2.6776113636363634,3.06,2.2051507352941182]
[null,null,null,null,null,null,null,null,null,12767,"12767Sullivan","12767",12767,"Zone E - Mohawk Valley","New York State Electric and Gas","Sullivan","Mid-Hudson","Upper Hudson","Mid-Hudson","Mid-Hudson",null,"Zone E - Mohawk Valley","Upper Hudson","Hudson Valley","Binghamton",null,"Western","Niagara",14305,"National Grid","National Grid","National Grid","National Grid",0.1052,0.66300000000000003,2.6776113636363634,3.06,2.2051507352941182]
[null,null,null,null,null,null,null,null,null,12768,"12768Sullivan","12768",12768,"Zone E - Mohawk Valley","New York State Electric and Gas","Sullivan","Mid-Hudson","Upper Hudson","Mid-Hudson","Mid-Hudson",null,"Zone E - Mohawk Valley","Upper Hudson","Hudson Valley","Binghamton",null,"Western","Monroe",14410,"Rochester Gas and Electric","Rochester Gas and Electric","Rochester Gas and Electric","Rochester Gas and Electric",9.5799999999999996E-2,0.56500000000000006,2.6776113636363634,3.06,2.2435595175438618]
[null,null,null,null,null,null,null,null,null,12775,"12775Sullivan","12775",12775,"Zone E - Mohawk Valley","New York State Electric and Gas","Sullivan","Mid-Hudson","Upper Hudson","Mid-Hudson","Mid-Hudson",null,"Zone E - Mohawk Valley","Upper Hudson","Hudson Valley","Binghamton",null,"Western","Orleans",14411,"National Grid","National Grid","National Grid","National Grid",0.1052,0.66300000000000003,2.6776113636363634,3.06,2.2435595175438618]
[null,null,null,null,null,null,null,null,null,12778,"12778Sullivan","12778",12778,"Zone E - Mohawk Valley","New York State Electric and Gas","Sullivan","Mid-Hudson","Upper Hudson","Mid-Hudson","Mid-Hudson",null,"Zone E - Mohawk Valley","Upper Hudson","Hudson Valley","Binghamton",null,"Western","Wayne",14413,"Rochester Gas and Electric","Rochester Gas and Electric","Rochester Gas and Electric","Rochester Gas and Electric",9.5799999999999996E-2,0.56500000000000006,2.6776113636363634,3.06,2.2435595175438618]
[null,null,null,null,null,null,null,null,null,12779,"12779Sullivan","12779",12779,"Zone E - Mohawk Valley","New York State Electric and Gas","Sullivan","Mid-Hudson","Upper Hudson","Mid-Hudson","Mid-Hudson",null,"Zone E - Mohawk Valley","Upper Hudson","Hudson Valley","Binghamton",null,"Western","Livingston",14414,"National Grid","National Grid","National Grid","National Grid",0.1052,0.66300000000000003,2.6776113636363634,3.06,2.2435595175438618]
[null,null,null,null,null,null,null,null,null,12783,"12783Sullivan","12783",12783,"Zone E - Mohawk Valley","New York State Electric and Gas","Sullivan","Mid-Hudson","Upper Hudson","Mid-Hudson","Mid-Hudson",null,"Zone E - Mohawk Valley","Upper Hudson","Hudson Valley","Binghamton",null,"Western","Yates",14415,"New York State Electric and Gas","New York State Electric and Gas","New York State Electric and Gas","New York State Electric and Gas",9.2600000000000002E-2,0.66700000000000004,2.6776113636363634,3.06,2.2435595175438618]
[null,null,null,null,null,null,null,null,null,12784,"12784Sullivan","12784",12784,"Zone E - Mohawk Valley","New York State Electric and Gas","Sullivan","Mid-Hudson","Upper Hudson","Mid-Hudson","Mid-Hudson",null,"Zone E - Mohawk Valley","Upper Hudson","Hudson Valley","Binghamton",null,"Western","Genesee",14416,"National Grid","National Grid","National Grid","National Grid",0.1052,0.66300000000000003,2.6776113636363634,3.06,2.2435595175438618]
[null,null,null,null,null,null,null,null,null,12786,"12786Sullivan","12786",12786,"Zone E - Mohawk Valley","New York State Electric and Gas","Sullivan","Mid-Hudson","Upper Hudson","Mid-Hudson","Mid-Hudson",null,"Zone E - Mohawk Valley","Upper Hudson","Hudson Valley","Binghamton",null,"Western","Yates",14418,"New York State Electric and Gas","New York State Electric and Gas","New York State Electric and Gas","New York State Electric and Gas",9.2600000000000002E-2,0.66700000000000004,2.6776113636363634,3.06,2.2435595175438618]
[null,null,null,null,null,null,null,null,null,12787,"12787Sullivan","12787",12787,"Zone E - Mohawk Valley","New York State Electric and Gas","Sullivan","Mid-Hudson","Upper Hudson","Mid-Hudson","Mid-Hudson",null,"Zone E - Mohawk Valley","Upper Hudson","Hudson Valley","Binghamton",null,"Western","Monroe",14420,"National Grid","National Grid","National Grid","National Grid",0.1052,0.66300000000000003,2.6776113636363634,3.06,2.2435595175438618]
[null,null,null,null,null,null,null,null,null,12788,"12788Sullivan","12788",12788,"Zone E - Mohawk Valley","New York State Electric and Gas","Sullivan","Mid-Hudson","Upper Hudson","Mid-Hudson","Mid-Hudson",null,"Zone E - Mohawk Valley","Upper Hudson","Hudson Valley","Binghamton",null,"Western","Genesee",14422,"National Grid","National Grid","National Grid","National Grid",0.1052,0.66300000000000003,2.6776113636363634,3.06,2.2435595175438618]
[null,null,null,null,null,null,null,null,null,12789,"12789Sullivan","12789",12789,"Zone E - Mohawk Valley","New York State Electric and Gas","Sullivan","Mid-Hudson","Upper Hudson","Mid-Hudson","Mid-Hudson",null,"Zone E - Mohawk Valley","Upper Hudson","Hudson Valley","Binghamton",null,"Western","Livingston",14423,"National Grid","National Grid","National Grid","National Grid",0.1052,0.66300000000000003,2.6776113636363634,3.06,2.2435595175438618]
[null,null,null,null,null,null,null,null,null,12791,"12791Sullivan","12791",12791,"Zone E - Mohawk Valley","New York State Electric and Gas","Sullivan","Mid-Hudson","Upper Hudson","Mid-Hudson","Mid-Hudson",null,"Zone E - Mohawk Valley","Upper Hudson","Hudson Valley","Binghamton",null,"Western","Ontario",14424,"Rochester Gas and Electric","Rochester Gas and Electric","Rochester Gas and Electric","Rochester Gas and Electric",9.5799999999999996E-2,0.56500000000000006,2.6776113636363634,3.06,2.2435595175438618]
[null,null,null,null,null,null,null,null,null,12777,"12777Sullivan","12777",12777,"Zone E - Mohawk Valley","Orange and Rockland","Sullivan","Mid-Hudson","Upper Hudson","Mid-Hudson","Mid-Hudson",null,"Zone E - Mohawk Valley","Upper Hudson","Hudson Valley","Binghamton",null,"Western","Ontario",14425,"Rochester Gas and Electric","Rochester Gas and Electric","Rochester Gas and Electric","Rochester Gas and Electric",9.5799999999999996E-2,0.56500000000000006,2.6776113636363634,3.06,2.2435595175438618]
[null,null,null,null,null,null,null,null,null,12790,"12790Sullivan","12790",12790,"Zone E - Mohawk Valley","Orange and Rockland","Sullivan","Mid-Hudson","Upper Hudson","Mid-Hudson","Mid-Hudson",null,"Zone E - Mohawk Valley","Upper Hudson","Hudson Valley","Binghamton",null,"Western","Wyoming",14427,"Municipal Utilities","New York State Electric and Gas","Other","New York State Electric and Gas",0.1595,0.81100000000000005,2.6776113636363634,3.06,2.2435595175438618]
[null,null,null,null,null,null,null,null,null,12719,"12719Sullivan","12719",12719,"Zone G - Hudson Valley","New York State Electric and Gas","Sullivan","Mid-Hudson","Upper Hudson","Mid-Hudson","Mid-Hudson",null,"Zone G - Hudson Valley","Upper Hudson","Hudson Valley","Poughkeepsie",null,"Western","Monroe",14428,"Municipal Utilities","Rochester Gas and Electric","Other","Rochester Gas and Electric",0.1595,0.81100000000000005,2.6776113636363634,3.06,2.2435595175438618]
[null,null,null,null,null,null,null,null,null,12732,"12732Sullivan","12732",12732,"Zone G - Hudson Valley","New York State Electric and Gas","Sullivan","Mid-Hudson","Upper Hudson","Mid-Hudson","Mid-Hudson",null,"Zone G - Hudson Valley","Upper Hudson","Hudson Valley","Binghamton",null,"Western","Orleans",14429,"National Grid","National Grid","National Grid","National Grid",0.1052,0.66300000000000003,2.6776113636363634,3.06,2.2435595175438618]
[null,null,null,null,null,null,null,null,null,12743,"12743Sullivan","12743",12743,"Zone G - Hudson Valley","New York State Electric and Gas","Sullivan","Mid-Hudson","Upper Hudson","Mid-Hudson","Mid-Hudson",null,"Zone G - Hudson Valley","Upper Hudson","Hudson Valley","Binghamton",null,"Western","Monroe",14430,"National Grid","National Grid","National Grid","National Grid",0.1052,0.66300000000000003,2.6776113636363634,3.06,2.2435595175438618]
[null,null,null,null,null,null,null,null,null,12792,"12792Sullivan","12792",12792,"Zone G - Hudson Valley","New York State Electric and Gas","Sullivan","Mid-Hudson","Upper Hudson","Mid-Hudson","Mid-Hudson",null,"Zone G - Hudson Valley","Upper Hudson","Hudson Valley","Binghamton",null,"Western","Ontario",14432,"New York State Electric and Gas","New York State Electric and Gas","New York State Electric and Gas","New York State Electric and Gas",9.2600000000000002E-2,0.66700000000000004,2.6776113636363634,3.06,2.2435595175438618]
[null,null,null,null,null,null,null,null,null,12721,"12721Sullivan","12721",12721,"Zone G - Hudson Valley","Orange and Rockland","Sullivan","Mid-Hudson","Upper Hudson","Mid-Hudson","Mid-Hudson",null,"Zone G - Hudson Valley","Upper Hudson","Hudson Valley","Poughkeepsie",null,"Western","Wayne",14433,"New York State Electric and Gas","New York State Electric and Gas","New York State Electric and Gas","New York State Electric and Gas",9.2600000000000002E-2,0.66700000000000004,2.6776113636363634,3.06,2.2435595175438618]
[null,null,null,null,null,null,null,null,null,12722,"12722Sullivan","12722",12722,"Zone G - Hudson Valley","Orange and Rockland","Sullivan","Mid-Hudson","Upper Hudson","Mid-Hudson","Mid-Hudson",null,"Zone G - Hudson Valley","Upper Hudson","Hudson Valley","Poughkeepsie",null,"Western","Livingston",14435,"National Grid","National Grid","National Grid","National Grid",0.1052,0.66300000000000003,2.6776113636363634,3.06,2.2435595175438618]
[null,null,null,null,null,null,null,null,null,12737,"12737Sullivan","12737",12737,"Zone G - Hudson Valley","Orange and Rockland","Sullivan","Mid-Hudson","Upper Hudson","Mid-Hudson","Mid-Hudson",null,"Zone G - Hudson Valley","Upper Hudson","Hudson Valley","Binghamton",null,"Western","Livingston",14437,"New York State Electric and Gas","New York State Electric and Gas","New York State Electric and Gas","New York State Electric and Gas",9.2600000000000002E-2,0.66700000000000004,2.6776113636363634,3.06,2.2435595175438618]
[null,null,null,null,null,null,null,null,null,12769,"12769Sullivan","12769",12769,"Zone G - Hudson Valley","Orange and Rockland","Sullivan","Mid-Hudson","Upper Hudson","Mid-Hudson","Mid-Hudson",null,"Zone G - Hudson Valley","Upper Hudson","Hudson Valley","Poughkeepsie",null,"Western","Yates",14441,"New York State Electric and Gas","New York State Electric and Gas","New York State Electric and Gas","New York State Electric and Gas",9.2600000000000002E-2,0.66700000000000004,2.6776113636363634,3.06,2.2435595175438618]
[null,null,null,null,null,null,null,null,null,12770,"12770Sullivan","12770",12770,"Zone G - Hudson Valley","Orange and Rockland","Sullivan","Mid-Hudson","Upper Hudson","Mid-Hudson","Mid-Hudson",null,"Zone G - Hudson Valley","Upper Hudson","Hudson Valley","Poughkeepsie",null,"Western","Ontario",14443,"Rochester Gas and Electric","Rochester Gas and Electric","Rochester Gas and Electric","Rochester Gas and Electric",9.5799999999999996E-2,0.56500000000000006,2.6776113636363634,3.06,2.2435595175438618]
[null,null,null,null,null,null,null,null,null,12781,"12781Sullivan","12781",12781,"Zone G - Hudson Valley","Orange and Rockland","Sullivan","Mid-Hudson","Upper Hudson","Mid-Hudson","Mid-Hudson",null,"Zone G - Hudson Valley","Upper Hudson","Hudson Valley","Poughkeepsie",null,"Western","Monroe",14445,"Rochester Gas and Electric","Rochester Gas and Electric","Rochester Gas and Electric","Rochester Gas and Electric",9.5799999999999996E-2,0.56500000000000006,2.6776113636363634,3.06,2.2435595175438618]
[null,null,null,null,null,null,null,null,null,13743,"13743Tioga","13743",13743,"Zone C - Central","New York State Electric and Gas","Tioga","Southern Tier","Central","Central","Central",null,"Zone C - Central","Central","Central Region","Binghamton",null,"Western","Wayne",14449,"Rochester Gas and Electric","Rochester Gas and Electric","Rochester Gas and Electric","Rochester Gas and Electric",9.5799999999999996E-2,0.56500000000000006,2.6776113636363634,3.06,2.2435595175438618]
[null,null,null,null,null,null,null,null,null,13864,"13864Tioga","13864",13864,"Zone C - Central","New York State Electric and Gas","Tioga","Southern Tier","Central","Central","Central",null,"Zone C - Central","Central","Central Region","Binghamton",null,"Western","Monroe",14450,"Municipal Utilities","Rochester Gas and Electric","Other","Rochester Gas and Electric",0.1595,0.81100000000000005,2.6776113636363634,3.06,2.2435595175438618]
[null,null,null,null,null,null,null,null,null,14859,"14859Tioga","14859",14859,"Zone C - Central","New York State Electric and Gas","Tioga","Southern Tier","Central","Central","Central",null,"Zone C - Central","Central","Central Region","Binghamton",null,"Western","Orleans",14452,"National Grid","National Grid","National Grid","National Grid",0.1052,0.66300000000000003,2.6776113636363634,3.06,2.2435595175438618]
[null,null,null,null,null,null,null,null,null,14883,"14883Tioga","14883",14883,"Zone C - Central","New York State Electric and Gas","Tioga","Southern Tier","Central","Central","Central",null,"Zone C - Central","Central","Central Region","Binghamton",null,"Western","Ontario",14453,"Rochester Gas and Electric","Rochester Gas and Electric","Rochester Gas and Electric","Rochester Gas and Electric",9.5799999999999996E-2,0.56500000000000006,2.6776113636363634,3.06,2.2435595175438618]
[null,null,null,null,null,null,null,null,null,13732,"13732Tioga","13732",13732,"Zone C - Central","New York State Electric and Gas","Tioga","Southern Tier","Central","Central","Central",null,"Zone C - Central","Central","Central Region","Binghamton",null,"Western","Livingston",14454,"National Grid","National Grid","National Grid","National Grid",0.1052,0.66300000000000003,2.6776113636363634,3.06,2.2435595175438618]
[null,null,null,null,null,null,null,null,null,13734,"13734Tioga","13734",13734,"Zone C - Central","New York State Electric and Gas","Tioga","Southern Tier","Central","Central","Central",null,"Zone C - Central","Central","Central Region","Binghamton",null,"Western","Ontario",14456,"New York State Electric and Gas","New York State Electric and Gas","New York State Electric and Gas","New York State Electric and Gas",9.2600000000000002E-2,0.66700000000000004,2.6776113636363634,3.06,2.2435595175438618]
[null,null,null,null,null,null,null,null,null,13736,"13736Tioga","13736",13736,"Zone C - Central","New York State Electric and Gas","Tioga","Southern Tier","Central","Central","Central",null,"Zone C - Central","Central","Central Region","Binghamton",null,"Western","Ontario",14461,"New York State Electric and Gas","New York State Electric and Gas","New York State Electric and Gas","New York State Electric and Gas",9.2600000000000002E-2,0.66700000000000004,2.6776113636363634,3.06,2.2435595175438618]
[null,null,null,null,null,null,null,null,null,13811,"13811Tioga","13811",13811,"Zone C - Central","New York State Electric and Gas","Tioga","Southern Tier","Central","Central","Central",null,"Zone C - Central","Central","Central Region","Binghamton",null,"Western","Livingston",14462,"National Grid","National Grid","National Grid","National Grid",0.1052,0.66300000000000003,2.6776113636363634,3.06,2.2435595175438618]
[null,null,null,null,null,null,null,null,null,13812,"13812Tioga","13812",13812,"Zone C - Central","New York State Electric and Gas","Tioga","Southern Tier","Central","Central","Central",null,"Zone C - Central","Central","Central Region","Binghamton",null,"Western","Ontario",14463,"New York State Electric and Gas","New York State Electric and Gas","New York State Electric and Gas","New York State Electric and Gas",9.2600000000000002E-2,0.66700000000000004,2.6776113636363634,3.06,2.2435595175438618]
[null,null,null,null,null,null,null,null,null,13827,"13827Tioga","13827",13827,"Zone C - Central","New York State Electric and Gas","Tioga","Southern Tier","Central","Central","Central",null,"Zone C - Central","Central","Central Region","Binghamton",null,"Western","Monroe",14464,"National Grid","National Grid","National Grid","National Grid",0.1052,0.66300000000000003,2.6776113636363634,3.06,2.2435595175438618]
[null,null,null,null,null,null,null,null,null,13835,"13835Tioga","13835",13835,"Zone C - Central","New York State Electric and Gas","Tioga","Southern Tier","Central","Central","Central",null,"Zone C - Central","Central","Central Region","Binghamton",null,"Western","Livingston",14466,"National Grid","National Grid","National Grid","National Grid",0.1052,0.66300000000000003,2.6776113636363634,3.06,2.2435595175438618]
[null,null,null,null,null,null,null,null,null,13840,"13840Tioga","13840",13840,"Zone C - Central","New York State Electric and Gas","Tioga","Southern Tier","Central","Central","Central",null,"Zone C - Central","Central","Central Region","Binghamton",null,"Western","Monroe",14467,"Rochester Gas and Electric","Rochester Gas and Electric","Rochester Gas and Electric","Rochester Gas and Electric",9.5799999999999996E-2,0.56500000000000006,2.6776113636363634,3.06,2.2435595175438618]
[null,null,null,null,null,null,null,null,null,13845,"13845Tioga","13845",13845,"Zone C - Central","New York State Electric and Gas","Tioga","Southern Tier","Central","Central","Central",null,"Zone C - Central","Central","Central Region","Binghamton",null,"Western","Monroe",14468,"Rochester Gas and Electric","Rochester Gas and Electric","Rochester Gas and Electric","Rochester Gas and Electric",9.5799999999999996E-2,0.56500000000000006,2.6776113636363634,3.06,2.2435595175438618]
[null,null,null,null,null,null,null,null,null,14892,"14892Tioga","14892",14892,"Zone C - Central","Municipal Utilities","Tioga","Southern Tier","Central","Central","Central",null,"Zone C - Central","Central","Central Region","Binghamton",null,"Western","Ontario",14469,"Rochester Gas and Electric","Rochester Gas and Electric","Rochester Gas and Electric","Rochester Gas and Electric",9.5799999999999996E-2,0.56500000000000006,2.6776113636363634,3.06,2.2435595175438618]
[null,null,null,null,null,null,null,null,null,13073,"13073Tompkins","13073",13073,"Zone C - Central","Municipal Utilities","Tompkins","Southern Tier","Central","Central","Central",null,"Zone C - Central","Central","Central Region","Binghamton",null,"Western","Orleans",14470,"Municipal Utilities","National Grid","Other","National Grid",0.1595,0.81100000000000005,2.6776113636363634,3.06,2.2435595175438618]
[null,null,null,null,null,null,null,null,null,13053,"13053Tompkins","13053",13053,"Zone C - Central","New York State Electric and Gas","Tompkins","Southern Tier","Central","Central","Central",null,"Zone C - Central","Central","Central Region","Binghamton",null,"Western","Ontario",14471,"National Grid","National Grid","National Grid","National Grid",0.1052,0.66300000000000003,2.6776113636363634,3.06,2.2435595175438618]
[null,null,null,null,null,null,null,null,null,13062,"13062Tompkins","13062",13062,"Zone C - Central","New York State Electric and Gas","Tompkins","Southern Tier","Central","Central","Central",null,"Zone C - Central","Central","Central Region","Binghamton",null,"Western","Monroe",14472,"National Grid","National Grid","National Grid","National Grid",0.1052,0.66300000000000003,2.6776113636363634,3.06,2.2435595175438618]
[null,null,null,null,null,null,null,null,null,13068,"13068Tompkins","13068",13068,"Zone C - Central","New York State Electric and Gas","Tompkins","Southern Tier","Central","Central","Central",null,"Zone C - Central","Central","Central Region","Binghamton",null,"Western","Ontario",14475,"National Grid","National Grid","National Grid","National Grid",0.1052,0.66300000000000003,2.6776113636363634,3.06,2.2435595175438618]
[null,null,null,null,null,null,null,null,null,13102,"13102Tompkins","13102",13102,"Zone C - Central","New York State Electric and Gas","Tompkins","Southern Tier","Central","Central","Central",null,"Zone C - Central","Central","Central Region","Binghamton",null,"Western","Orleans",14476,"National Grid","National Grid","National Grid","National Grid",0.1052,0.66300000000000003,2.6776113636363634,3.06,2.2435595175438618]
[null,null,null,null,null,null,null,null,null,14817,"14817Tompkins","14817",14817,"Zone C - Central","New York State Electric and Gas","Tompkins","Southern Tier","Central","Central","Central",null,"Zone C - Central","Central","Central Region","Binghamton",null,"Western","Orleans",14477,"National Grid","National Grid","National Grid","National Grid",0.1052,0.66300000000000003,2.6776113636363634,3.06,2.2435595175438618]
[null,null,null,null,null,null,null,null,null,14850,"14850Tompkins","14850",14850,"Zone C - Central","New York State Electric and Gas","Tompkins","Southern Tier","Central","Central","Central",null,"Zone C - Central","Central","Central Region","Binghamton",null,"Western","Yates",14478,"New York State Electric and Gas","New York State Electric and Gas","New York State Electric and Gas","New York State Electric and Gas",9.2600000000000002E-2,0.66700000000000004,2.6776113636363634,3.06,2.2435595175438618]
[null,null,null,null,null,null,null,null,null,14851,"14851Tompkins","14851",14851,"Zone C - Central","New York State Electric and Gas","Tompkins","Southern Tier","Central","Central","Central",null,"Zone C - Central","Central","Central Region","Binghamton",null,"Western","Orleans",14479,"National Grid","National Grid","National Grid","National Grid",0.1052,0.66300000000000003,2.6776113636363634,3.06,2.2435595175438618]
[null,null,null,null,null,null,null,null,null,14852,"14852Tompkins","14852",14852,"Zone C - Central","New York State Electric and Gas","Tompkins","Southern Tier","Central","Central","Central",null,"Zone C - Central","Central","Central Region","Binghamton",null,"Western","Livingston",14480,"National Grid","National Grid","National Grid","National Grid",0.1052,0.66300000000000003,2.6776113636363634,3.06,2.2435595175438618]
[null,null,null,null,null,null,null,null,null,14853,"14853Tompkins","14853",14853,"Zone C - Central","New York State Electric and Gas","Tompkins","Southern Tier","Central","Central","Central",null,"Zone C - Central","Central","Central Region","Binghamton",null,"Western","Livingston",14481,"New York State Electric and Gas","New York State Electric and Gas","New York State Electric and Gas","New York State Electric and Gas",9.2600000000000002E-2,0.66700000000000004,2.6776113636363634,3.06,2.2435595175438618]
[null,null,null,null,null,null,null,null,null,14854,"14854Tompkins","14854",14854,"Zone C - Central","New York State Electric and Gas","Tompkins","Southern Tier","Central","Central","Central",null,"Zone C - Central","Central","Central Region","Binghamton",null,"Western","Genesee",14482,"National Grid","National Grid","National Grid","National Grid",0.1052,0.66300000000000003,2.6776113636363634,3.06,2.2435595175438618]
[null,null,null,null,null,null,null,null,null,14867,"14867Tompkins","14867",14867,"Zone C - Central","New York State Electric and Gas","Tompkins","Southern Tier","Central","Central","Central",null,"Zone C - Central","Central","Central Region","Binghamton",null,"Western","Livingston",14485,"National Grid","National Grid","National Grid","National Grid",0.1052,0.66300000000000003,2.6776113636363634,3.06,2.2435595175438618]
[null,null,null,null,null,null,null,null,null,14881,"14881Tompkins","14881",14881,"Zone C - Central","New York State Electric and Gas","Tompkins","Southern Tier","Central","Central","Central",null,"Zone C - Central","Central","Central Region","Binghamton",null,"Western","Livingston",14486,"National Grid","National Grid","National Grid","National Grid",0.1052,0.66300000000000003,2.6776113636363634,3.06,2.2435595175438618]
[null,null,null,null,null,null,null,null,null,14882,"14882Tompkins","14882",14882,"Zone C - Central","New York State Electric and Gas","Tompkins","Southern Tier","Central","Central","Central",null,"Zone C - Central","Central","Central Region","Binghamton",null,"Western","Livingston",14487,"National Grid","National Grid","National Grid","National Grid",0.1052,0.66300000000000003,2.6776113636363634,3.06,2.2435595175438618]
[null,null,null,null,null,null,null,null,null,14886,"14886Tompkins","14886",14886,"Zone C - Central","New York State Electric and Gas","Tompkins","Southern Tier","Central","Central","Central",null,"Zone C - Central","Central","Central Region","Binghamton",null,"Western","Livingston",14488,"National Grid","National Grid","National Grid","National Grid",0.1052,0.66300000000000003,2.6776113636363634,3.06,2.2435595175438618]
[null,null,null,null,null,null,null,null,null,{"$f":"L1924*1","v":12410},"12410Ulster","12410",12410,"Zone E - Mohawk Valley","New York State Electric and Gas","Ulster","Mid-Hudson","Upper Hudson","Mid-Hudson","Mid-Hudson",null,"Zone E - Mohawk Valley","Upper Hudson","Hudson Valley","Binghamton",null,{"$f":"VLOOKUP(AC1924,J:R,9,)","v":"Western"},"Wayne",14489,"New York State Electric and Gas","New York State Electric and Gas","New York State Electric and Gas","New York State Electric and Gas",9.2600000000000002E-2,0.66700000000000004,2.6776113636363634,3.06,2.2435595175438618]
[null,null,null,null,null,null,null,null,null,12441,"12441Ulster","12441",12441,"Zone E - Mohawk Valley","New York State Electric and Gas","Ulster","Mid-Hudson","Upper Hudson","Mid-Hudson","Mid-Hudson",null,"Zone E - Mohawk Valley","Upper Hudson","Hudson Valley","Binghamton",null,"Western","Wayne",14502,"Rochester Gas and Electric","Rochester Gas and Electric","Rochester Gas and Electric","Rochester Gas and Electric",9.5799999999999996E-2,0.56500000000000006,2.6776113636363634,3.06,2.2435595175438618]
[null,null,null,null,null,null,null,null,null,12465,"12465Ulster","12465",12465,"Zone E - Mohawk Valley","New York State Electric and Gas","Ulster","Mid-Hudson","Upper Hudson","Mid-Hudson","Mid-Hudson",null,"Zone E - Mohawk Valley","Upper Hudson","Hudson Valley","Binghamton",null,"Western","Ontario",14504,"Rochester Gas and Electric","Rochester Gas and Electric","Rochester Gas and Electric","Rochester Gas and Electric",9.5799999999999996E-2,0.56500000000000006,2.6776113636363634,3.06,2.2435595175438618]
[null,null,null,null,null,null,null,null,null,12480,"12480Ulster","12480",12480,"Zone E - Mohawk Valley","New York State Electric and Gas","Ulster","Mid-Hudson","Upper Hudson","Mid-Hudson","Mid-Hudson",null,"Zone E - Mohawk Valley","Upper Hudson","Hudson Valley","Binghamton",null,"Western","Wayne",14505,"Rochester Gas and Electric","Rochester Gas and Electric","Rochester Gas and Electric","Rochester Gas and Electric",9.5799999999999996E-2,0.56500000000000006,2.6776113636363634,3.06,2.2435595175438618]
[null,null,null,null,null,null,null,null,null,12416,"12416Ulster","12416",12416,"Zone G - Hudson Valley","New York State Electric and Gas","Ulster","Mid-Hudson","Upper Hudson","Mid-Hudson","Mid-Hudson",null,"Zone G - Hudson Valley","Upper Hudson","Hudson Valley","Binghamton",null,"Western","Monroe",14506,"Rochester Gas and Electric","Rochester Gas and Electric","Rochester Gas and Electric","Rochester Gas and Electric",9.5799999999999996E-2,0.56500000000000006,2.6776113636363634,3.06,2.2435595175438618]
[null,null,null,null,null,null,null,null,null,12457,"12457Ulster","12457",12457,"Zone G - Hudson Valley","New York State Electric and Gas","Ulster","Mid-Hudson","Upper Hudson","Mid-Hudson","Mid-Hudson",null,"Zone G - Hudson Valley","Upper Hudson","Hudson Valley","Binghamton",null,"Western","Yates",14507,"New York State Electric and Gas","New York State Electric and Gas","New York State Electric and Gas","New York State Electric and Gas",9.2600000000000002E-2,0.66700000000000004,2.6776113636363634,3.06,2.2435595175438618]
[null,null,null,null,null,null,null,null,null,12464,"12464Ulster","12464",12464,"Zone G - Hudson Valley","New York State Electric and Gas","Ulster","Mid-Hudson","Upper Hudson","Mid-Hudson","Mid-Hudson",null,"Zone G - Hudson Valley","Upper Hudson","Hudson Valley","Binghamton",null,"Western","Monroe",14508,"National Grid","National Grid","National Grid","National Grid",0.1052,0.66300000000000003,2.6776113636363634,3.06,2.2435595175438618]
[null,null,null,null,null,null,null,null,null,12401,"12401Ulster","12401",12401,"Zone G - Hudson Valley","Central Hudson Gas and Electric","Ulster","Mid-Hudson","Upper Hudson","Mid-Hudson","Mid-Hudson",null,"Zone G - Hudson Valley","Upper Hudson","Hudson Valley","Poughkeepsie",null,"Western","Livingston",14510,"Rochester Gas and Electric","Rochester Gas and Electric","Rochester Gas and Electric","Rochester Gas and Electric",9.5799999999999996E-2,0.56500000000000006,2.6776113636363634,3.06,2.2435595175438618]
[null,null,null,null,null,null,null,null,null,12402,"12402Ulster","12402",12402,"Zone G - Hudson Valley","Central Hudson Gas and Electric","Ulster","Mid-Hudson","Upper Hudson","Mid-Hudson","Mid-Hudson",null,"Zone G - Hudson Valley","Upper Hudson","Hudson Valley","Poughkeepsie",null,"Western","Monroe",14511,"National Grid","National Grid","National Grid","National Grid",0.1052,0.66300000000000003,2.6776113636363634,3.06,2.2435595175438618]
[null,null,null,null,null,null,null,null,null,12404,"12404Ulster","12404",12404,"Zone G - Hudson Valley","Central Hudson Gas and Electric","Ulster","Mid-Hudson","Upper Hudson","Mid-Hudson","Mid-Hudson",null,"Zone G - Hudson Valley","Upper Hudson","Hudson Valley","Poughkeepsie",null,"Western","Ontario",14512,"New York State Electric and Gas","New York State Electric and Gas","New York State Electric and Gas","New York State Electric and Gas",9.2600000000000002E-2,0.66700000000000004,2.6776113636363634,3.06,2.2435595175438618]
[null,null,null,null,null,null,null,null,null,12409,"12409Ulster","12409",12409,"Zone G - Hudson Valley","Central Hudson Gas and Electric","Ulster","Mid-Hudson","Upper Hudson","Mid-Hudson","Mid-Hudson",null,"Zone G - Hudson Valley","Upper Hudson","Hudson Valley","Albany",null,"Western","Wayne",14513,"New York State Electric and Gas","New York State Electric and Gas","New York State Electric and Gas","New York State Electric and Gas",9.2600000000000002E-2,0.66700000000000004,2.6776113636363634,3.06,2.2435595175438618]
[null,null,null,null,null,null,null,null,null,12411,"12411Ulster","12411",12411,"Zone G - Hudson Valley","Central Hudson Gas and Electric","Ulster","Mid-Hudson","Upper Hudson","Mid-Hudson","Mid-Hudson",null,"Zone G - Hudson Valley","Upper Hudson","Hudson Valley","Poughkeepsie",null,"Western","Monroe",14514,"Rochester Gas and Electric","Rochester Gas and Electric","Rochester Gas and Electric","Rochester Gas and Electric",9.5799999999999996E-2,0.56500000000000006,2.6776113636363634,3.06,2.2435595175438618]
[null,null,null,null,null,null,null,null,null,12412,"12412Ulster","12412",12412,"Zone G - Hudson Valley","Central Hudson Gas and Electric","Ulster","Mid-Hudson","Upper Hudson","Mid-Hudson","Mid-Hudson",null,"Zone G - Hudson Valley","Upper Hudson","Hudson Valley","Albany",null,"Western","Monroe",14515,"Rochester Gas and Electric","Rochester Gas and Electric","Rochester Gas and Electric","Rochester Gas and Electric",9.5799999999999996E-2,0.56500000000000006,2.6776113636363634,3.06,2.2435595175438618]
[null,null,null,null,null,null,null,null,null,12417,"12417Ulster","12417",12417,"Zone G - Hudson Valley","Central Hudson Gas and Electric","Ulster","Mid-Hudson","Upper Hudson","Mid-Hudson","Mid-Hudson",null,"Zone G - Hudson Valley","Upper Hudson","Hudson Valley","Poughkeepsie",null,"Western","Wayne",14516,"Rochester Gas and Electric","Rochester Gas and Electric","Rochester Gas and Electric","Rochester Gas and Electric",9.5799999999999996E-2,0.56500000000000006,2.6776113636363634,3.06,2.2435595175438618]
[null,null,null,null,null,null,null,null,null,12419,"12419Ulster","12419",12419,"Zone G - Hudson Valley","Central Hudson Gas and Electric","Ulster","Mid-Hudson","Upper Hudson","Mid-Hudson","Mid-Hudson",null,"Zone G - Hudson Valley","Upper Hudson","Hudson Valley","Poughkeepsie",null,"Western","Livingston",14517,"Rochester Gas and Electric","Rochester Gas and Electric","Rochester Gas and Electric","Rochester Gas and Electric",9.5799999999999996E-2,0.56500000000000006,2.6776113636363634,3.06,2.2435595175438618]
[null,null,null,null,null,null,null,null,null,12420,"12420Ulster","12420",12420,"Zone G - Hudson Valley","Central Hudson Gas and Electric","Ulster","Mid-Hudson","Upper Hudson","Mid-Hudson","Mid-Hudson",null,"Zone G - Hudson Valley","Upper Hudson","Hudson Valley","Poughkeepsie",null,"Western","Ontario",14518,"New York State Electric and Gas","New York State Electric and Gas","New York State Electric and Gas","New York State Electric and Gas",9.2600000000000002E-2,0.66700000000000004,2.6776113636363634,3.06,2.2435595175438618]
[null,null,null,null,null,null,null,null,null,12428,"12428Ulster","12428",12428,"Zone G - Hudson Valley","Central Hudson Gas and Electric","Ulster","Mid-Hudson","Upper Hudson","Mid-Hudson","Mid-Hudson",null,"Zone G - Hudson Valley","Upper Hudson","Hudson Valley","Binghamton",null,"Western","Wayne",14519,"Rochester Gas and Electric","Rochester Gas and Electric","Rochester Gas and Electric","Rochester Gas and Electric",9.5799999999999996E-2,0.56500000000000006,2.6776113636363634,3.06,2.2435595175438618]
[null,null,null,null,null,null,null,null,null,12429,"12429Ulster","12429",12429,"Zone G - Hudson Valley","Central Hudson Gas and Electric","Ulster","Mid-Hudson","Upper Hudson","Mid-Hudson","Mid-Hudson",null,"Zone G - Hudson Valley","Upper Hudson","Hudson Valley","Poughkeepsie",null,"Western","Wayne",14520,"Rochester Gas and Electric","Rochester Gas and Electric","Rochester Gas and Electric","Rochester Gas and Electric",9.5799999999999996E-2,0.56500000000000006,2.6776113636363634,3.06,2.2435595175438618]
[null,null,null,null,null,null,null,null,null,12432,"12432Ulster","12432",12432,"Zone G - Hudson Valley","Central Hudson Gas and Electric","Ulster","Mid-Hudson","Upper Hudson","Mid-Hudson","Mid-Hudson",null,"Zone G - Hudson Valley","Upper Hudson","Hudson Valley","Poughkeepsie",null,"Western","Seneca",14521,"New York State Electric and Gas","New York State Electric and Gas","New York State Electric and Gas","New York State Electric and Gas",9.2600000000000002E-2,0.66700000000000004,2.6776113636363634,3.06,2.2435595175438618]
[null,null,null,null,null,null,null,null,null,12433,"12433Ulster","12433",12433,"Zone G - Hudson Valley","Central Hudson Gas and Electric","Ulster","Mid-Hudson","Upper Hudson","Mid-Hudson","Mid-Hudson",null,"Zone G - Hudson Valley","Upper Hudson","Hudson Valley","Albany",null,"Western","Wayne",14522,"New York State Electric and Gas","New York State Electric and Gas","New York State Electric and Gas","New York State Electric and Gas",9.2600000000000002E-2,0.66700000000000004,2.6776113636363634,3.06,2.2435595175438618]
[null,null,null,null,null,null,null,null,null,12435,"12435Ulster","12435",12435,"Zone G - Hudson Valley","Central Hudson Gas and Electric","Ulster","Mid-Hudson","Upper Hudson","Mid-Hudson","Mid-Hudson",null,"Zone G - Hudson Valley","Upper Hudson","Hudson Valley","Binghamton",null,"Western","Genesee",14525,"National Grid","National Grid","National Grid","National Grid",0.1052,0.66300000000000003,2.6776113636363634,3.06,2.2435595175438618]
[null,null,null,null,null,null,null,null,null,12440,"12440Ulster","12440",12440,"Zone G - Hudson Valley","Central Hudson Gas and Electric","Ulster","Mid-Hudson","Upper Hudson","Mid-Hudson","Mid-Hudson",null,"Zone G - Hudson Valley","Upper Hudson","Hudson Valley","Poughkeepsie",null,"Western","Monroe",14526,"Rochester Gas and Electric","Rochester Gas and Electric","Rochester Gas and Electric","Rochester Gas and Electric",9.5799999999999996E-2,0.56500000000000006,2.6776113636363634,3.06,2.2435595175438618]
[null,null,null,null,null,null,null,null,null,12443,"12443Ulster","12443",12443,"Zone G - Hudson Valley","Central Hudson Gas and Electric","Ulster","Mid-Hudson","Upper Hudson","Mid-Hudson","Mid-Hudson",null,"Zone G - Hudson Valley","Upper Hudson","Hudson Valley","Poughkeepsie",null,"Western","Yates",14527,"Municipal Utilities","New York State Electric and Gas","Other","New York State Electric and Gas",0.1595,0.81100000000000005,2.6776113636363634,3.06,2.2435595175438618]
[null,null,null,null,null,null,null,null,null,12446,"12446Ulster","12446",12446,"Zone G - Hudson Valley","Central Hudson Gas and Electric","Ulster","Mid-Hudson","Upper Hudson","Mid-Hudson","Mid-Hudson",null,"Zone G - Hudson Valley","Upper Hudson","Hudson Valley","Poughkeepsie",null,"Western","Steuben",14529,"New York State Electric and Gas","New York State Electric and Gas","New York State Electric and Gas","New York State Electric and Gas",9.2600000000000002E-2,0.66700000000000004,2.6776113636363634,3.06,2.2435595175438618]
[null,null,null,null,null,null,null,null,null,12448,"12448Ulster","12448",12448,"Zone G - Hudson Valley","Central Hudson Gas and Electric","Ulster","Mid-Hudson","Upper Hudson","Mid-Hudson","Mid-Hudson",null,"Zone G - Hudson Valley","Upper Hudson","Hudson Valley","Albany",null,"Western","Wyoming",14530,"New York State Electric and Gas","New York State Electric and Gas","New York State Electric and Gas","New York State Electric and Gas",9.2600000000000002E-2,0.66700000000000004,2.6776113636363634,3.06,2.2435595175438618]
[null,null,null,null,null,null,null,null,null,12449,"12449Ulster","12449",12449,"Zone G - Hudson Valley","Central Hudson Gas and Electric","Ulster","Mid-Hudson","Upper Hudson","Mid-Hudson","Mid-Hudson",null,"Zone G - Hudson Valley","Upper Hudson","Hudson Valley","Poughkeepsie",null,"Western","Ontario",14532,"New York State Electric and Gas","New York State Electric and Gas","New York State Electric and Gas","New York State Electric and Gas",9.2600000000000002E-2,0.66700000000000004,2.6776113636363634,3.06,2.2435595175438618]
[null,null,null,null,null,null,null,null,null,12453,"12453Ulster","12453",12453,"Zone G - Hudson Valley","Central Hudson Gas and Electric","Ulster","Mid-Hudson","Upper Hudson","Mid-Hudson","Mid-Hudson",null,"Zone G - Hudson Valley","Upper Hudson","Hudson Valley","Albany",null,"Western","Livingston",14533,"National Grid","National Grid","National Grid","National Grid",0.1052,0.66300000000000003,2.6776113636363634,3.06,2.2435595175438618]
[null,null,null,null,null,null,null,null,null,12456,"12456Ulster","12456",12456,"Zone G - Hudson Valley","Central Hudson Gas and Electric","Ulster","Mid-Hudson","Upper Hudson","Mid-Hudson","Mid-Hudson",null,"Zone G - Hudson Valley","Upper Hudson","Hudson Valley","Poughkeepsie",null,"Western","Monroe",14534,"Rochester Gas and Electric","Rochester Gas and Electric","Rochester Gas and Electric","Rochester Gas and Electric",9.5799999999999996E-2,0.56500000000000006,2.6776113636363634,3.06,2.2435595175438618]
[null,null,null,null,null,null,null,null,null,12458,"12458Ulster","12458",12458,"Zone G - Hudson Valley","Central Hudson Gas and Electric","Ulster","Mid-Hudson","Upper Hudson","Mid-Hudson","Mid-Hudson",null,"Zone G - Hudson Valley","Upper Hudson","Hudson Valley","Binghamton",null,"Western","Wyoming",14536,"Rochester Gas and Electric","Rochester Gas and Electric","Rochester Gas and Electric","Rochester Gas and Electric",9.5799999999999996E-2,0.56500000000000006,2.6776113636363634,3.06,2.2435595175438618]
[null,null,null,null,null,null,null,null,null,12461,"12461Ulster","12461",12461,"Zone G - Hudson Valley","Central Hudson Gas and Electric","Ulster","Mid-Hudson","Upper Hudson","Mid-Hudson","Mid-Hudson",null,"Zone G - Hudson Valley","Upper Hudson","Hudson Valley","Albany",null,"Western","Ontario",14537,"Rochester Gas and Electric","Rochester Gas and Electric","Rochester Gas and Electric","Rochester Gas and Electric",9.5799999999999996E-2,0.56500000000000006,2.6776113636363634,3.06,2.2435595175438618]
[null,null,null,null,null,null,null,null,null,12466,"12466Ulster","12466",12466,"Zone G - Hudson Valley","Central Hudson Gas and Electric","Ulster","Mid-Hudson","Upper Hudson","Mid-Hudson","Mid-Hudson",null,"Zone G - Hudson Valley","Upper Hudson","Hudson Valley","Poughkeepsie",null,"Western","Wayne",14538,"Rochester Gas and Electric","Rochester Gas and Electric","Rochester Gas and Electric","Rochester Gas and Electric",9.5799999999999996E-2,0.56500000000000006,2.6776113636363634,3.06,2.2435595175438618]
[null,null,null,null,null,null,null,null,null,12471,"12471Ulster","12471",12471,"Zone G - Hudson Valley","Central Hudson Gas and Electric","Ulster","Mid-Hudson","Upper Hudson","Mid-Hudson","Mid-Hudson",null,"Zone G - Hudson Valley","Upper Hudson","Hudson Valley","Poughkeepsie",null,"Western","Livingston",14539,"National Grid","National Grid","National Grid","National Grid",0.1052,0.66300000000000003,2.6776113636363634,3.06,2.2435595175438618]
[null,null,null,null,null,null,null,null,null,12472,"12472Ulster","12472",12472,"Zone G - Hudson Valley","Central Hudson Gas and Electric","Ulster","Mid-Hudson","Upper Hudson","Mid-Hudson","Mid-Hudson",null,"Zone G - Hudson Valley","Upper Hudson","Hudson Valley","Poughkeepsie",null,"Western","Seneca",14541,"New York State Electric and Gas","New York State Electric and Gas","New York State Electric and Gas","New York State Electric and Gas",9.2600000000000002E-2,0.66700000000000004,2.6776113636363634,3.06,2.2435595175438618]
[null,null,null,null,null,null,null,null,null,12475,"12475Ulster","12475",12475,"Zone G - Hudson Valley","Central Hudson Gas and Electric","Ulster","Mid-Hudson","Upper Hudson","Mid-Hudson","Mid-Hudson",null,"Zone G - Hudson Valley","Upper Hudson","Hudson Valley","Poughkeepsie",null,"Western","Wayne",14542,"New York State Electric and Gas","New York State Electric and Gas","New York State Electric and Gas","New York State Electric and Gas",9.2600000000000002E-2,0.66700000000000004,2.6776113636363634,3.06,2.2435595175438618]
[null,null,null,null,null,null,null,null,null,12477,"12477Ulster","12477",12477,"Zone G - Hudson Valley","Central Hudson Gas and Electric","Ulster","Mid-Hudson","Upper Hudson","Mid-Hudson","Mid-Hudson",null,"Zone G - Hudson Valley","Upper Hudson","Hudson Valley","Poughkeepsie",null,"Western","Monroe",14543,"National Grid","National Grid","National Grid","National Grid",0.1052,0.66300000000000003,2.6776113636363634,3.06,2.2435595175438618]
[null,null,null,null,null,null,null,null,null,12481,"12481Ulster","12481",12481,"Zone G - Hudson Valley","Central Hudson Gas and Electric","Ulster","Mid-Hudson","Upper Hudson","Mid-Hudson","Mid-Hudson",null,"Zone G - Hudson Valley","Upper Hudson","Hudson Valley","Albany",null,"Western","Yates",14544,"New York State Electric and Gas","New York State Electric and Gas","New York State Electric and Gas","New York State Electric and Gas",9.2600000000000002E-2,0.66700000000000004,2.6776113636363634,3.06,2.2435595175438618]
[null,null,null,null,null,null,null,null,null,12483,"12483Ulster","12483",12483,"Zone G - Hudson Valley","Central Hudson Gas and Electric","Ulster","Mid-Hudson","Upper Hudson","Mid-Hudson","Mid-Hudson",null,"Zone G - Hudson Valley","Upper Hudson","Hudson Valley","Poughkeepsie",null,"Western","Livingston",14545,"New York State Electric and Gas","New York State Electric and Gas","New York State Electric and Gas","New York State Electric and Gas",9.2600000000000002E-2,0.66700000000000004,2.6776113636363634,3.06,2.2435595175438618]
[null,null,null,null,null,null,null,null,null,12484,"12484Ulster","12484",12484,"Zone G - Hudson Valley","Central Hudson Gas and Electric","Ulster","Mid-Hudson","Upper Hudson","Mid-Hudson","Mid-Hudson",null,"Zone G - Hudson Valley","Upper Hudson","Hudson Valley","Albany",null,"Western","Monroe",14546,"National Grid","National Grid","National Grid","National Grid",0.1052,0.66300000000000003,2.6776113636363634,3.06,2.2435595175438618]
[null,null,null,null,null,null,null,null,null,12486,"12486Ulster","12486",12486,"Zone G - Hudson Valley","Central Hudson Gas and Electric","Ulster","Mid-Hudson","Upper Hudson","Mid-Hudson","Mid-Hudson",null,"Zone G - Hudson Valley","Upper Hudson","Hudson Valley","Poughkeepsie",null,"Western","Ontario",14547,"New York State Electric and Gas","New York State Electric and Gas","New York State Electric and Gas","New York State Electric and Gas",9.2600000000000002E-2,0.66700000000000004,2.6776113636363634,3.06,2.2435595175438618]
[null,null,null,null,null,null,null,null,null,12487,"12487Ulster","12487",12487,"Zone G - Hudson Valley","Central Hudson Gas and Electric","Ulster","Mid-Hudson","Upper Hudson","Mid-Hudson","Mid-Hudson",null,"Zone G - Hudson Valley","Upper Hudson","Hudson Valley","Poughkeepsie",null,"Western","Ontario",14548,"Rochester Gas and Electric","Rochester Gas and Electric","Rochester Gas and Electric","Rochester Gas and Electric",9.5799999999999996E-2,0.56500000000000006,2.6776113636363634,3.06,2.2435595175438618]
[null,null,null,null,null,null,null,null,null,12489,"12489Ulster","12489",12489,"Zone G - Hudson Valley","Central Hudson Gas and Electric","Ulster","Mid-Hudson","Upper Hudson","Mid-Hudson","Mid-Hudson",null,"Zone G - Hudson Valley","Upper Hudson","Hudson Valley","Poughkeepsie",null,"Western","Wyoming",14549,"Municipal Utilities","New York State Electric and Gas","Other","New York State Electric and Gas",0.1595,0.81100000000000005,2.6776113636363634,3.06,2.2435595175438618]
[null,null,null,null,null,null,null,null,null,12490,"12490Ulster","12490",12490,"Zone G - Hudson Valley","Central Hudson Gas and Electric","Ulster","Mid-Hudson","Upper Hudson","Mid-Hudson","Mid-Hudson",null,"Zone G - Hudson Valley","Upper Hudson","Hudson Valley","Albany",null,"Western","Wyoming",14550,"Municipal Utilities","New York State Electric and Gas","Other","New York State Electric and Gas",0.1595,0.81100000000000005,2.6776113636363634,3.06,2.2435595175438618]
[null,null,null,null,null,null,null,null,null,12491,"12491Ulster","12491",12491,"Zone G - Hudson Valley","Central Hudson Gas and Electric","Ulster","Mid-Hudson","Upper Hudson","Mid-Hudson","Mid-Hudson",null,"Zone G - Hudson Valley","Upper Hudson","Hudson Valley","Albany",null,"Western","Wayne",14551,"Rochester Gas and Electric","Rochester Gas and Electric","Rochester Gas and Electric","Rochester Gas and Electric",9.5799999999999996E-2,0.56500000000000006,2.6776113636363634,3.06,2.2435595175438618]
[null,null,null,null,null,null,null,null,null,12493,"12493Ulster","12493",12493,"Zone G - Hudson Valley","Central Hudson Gas and Electric","Ulster","Mid-Hudson","Upper Hudson","Mid-Hudson","Mid-Hudson",null,"Zone G - Hudson Valley","Upper Hudson","Hudson Valley","Poughkeepsie",null,"Western","Wayne",14555,"Rochester Gas and Electric","Rochester Gas and Electric","Rochester Gas and Electric","Rochester Gas and Electric",9.5799999999999996E-2,0.56500000000000006,2.6776113636363634,3.06,2.2435595175438618]
[null,null,null,null,null,null,null,null,null,12494,"12494Ulster","12494",12494,"Zone G - Hudson Valley","Central Hudson Gas and Electric","Ulster","Mid-Hudson","Upper Hudson","Mid-Hudson","Mid-Hudson",null,"Zone G - Hudson Valley","Upper Hudson","Hudson Valley","Albany",null,"Western","Livingston",14556,"National Grid","National Grid","National Grid","National Grid",0.1052,0.66300000000000003,2.6776113636363634,3.06,2.2435595175438618]
[null,null,null,null,null,null,null,null,null,12495,"12495Ulster","12495",12495,"Zone G - Hudson Valley","Central Hudson Gas and Electric","Ulster","Mid-Hudson","Upper Hudson","Mid-Hudson","Mid-Hudson",null,"Zone G - Hudson Valley","Upper Hudson","Hudson Valley","Albany",null,"Western","Genesee",14557,"National Grid","National Grid","National Grid","National Grid",0.1052,0.66300000000000003,2.6776113636363634,3.06,2.2435595175438618]
[null,null,null,null,null,null,null,null,null,12498,"12498Ulster","12498",12498,"Zone G - Hudson Valley","Central Hudson Gas and Electric","Ulster","Mid-Hudson","Upper Hudson","Mid-Hudson","Mid-Hudson",null,"Zone G - Hudson Valley","Upper Hudson","Hudson Valley","Albany",null,"Western","Livingston",14558,"National Grid","National Grid","National Grid","National Grid",0.1052,0.66300000000000003,2.6776113636363634,3.06,2.2435595175438618]
[null,null,null,null,null,null,null,null,null,12566,"12566Ulster","12566",12566,"Zone G - Hudson Valley","New York State Electric and Gas","Ulster","Mid-Hudson","Upper Hudson","Mid-Hudson","Mid-Hudson",null,"Zone G - Hudson Valley","Upper Hudson","Hudson Valley","Poughkeepsie",null,"Western","Monroe",14559,"Municipal Utilities","Rochester Gas and Electric","Other","Rochester Gas and Electric",0.1595,0.81100000000000005,2.6776113636363634,3.06,2.2435595175438618]
[null,null,null,null,null,null,null,null,null,12588,"12588Ulster","12588",12588,"Zone G - Hudson Valley","New York State Electric and Gas","Ulster","Mid-Hudson","Upper Hudson","Mid-Hudson","Mid-Hudson",null,"Zone G - Hudson Valley","Upper Hudson","Hudson Valley","Poughkeepsie",null,"Western","Ontario",14560,"National Grid","National Grid","National Grid","National Grid",0.1052,0.66300000000000003,2.6776113636363634,3.06,2.2435595175438618]
[null,null,null,null,null,null,null,null,null,12515,"12515Ulster","12515",12515,"Zone G - Hudson Valley","Central Hudson Gas and Electric","Ulster","Mid-Hudson","Upper Hudson","Mid-Hudson","Mid-Hudson",null,"Zone G - Hudson Valley","Upper Hudson","Hudson Valley","Poughkeepsie",null,"Western","Ontario",14561,"New York State Electric and Gas","New York State Electric and Gas","New York State Electric and Gas","New York State Electric and Gas",9.2600000000000002E-2,0.66700000000000004,2.6776113636363634,3.06,2.2435595175438618]
[null,null,null,null,null,null,null,null,null,12525,"12525Ulster","12525",12525,"Zone G - Hudson Valley","Central Hudson Gas and Electric","Ulster","Mid-Hudson","Upper Hudson","Mid-Hudson","Mid-Hudson",null,"Zone G - Hudson Valley","Upper Hudson","Hudson Valley","Poughkeepsie",null,"Western","Wayne",14563,"Rochester Gas and Electric","Rochester Gas and Electric","Rochester Gas and Electric","Rochester Gas and Electric",9.5799999999999996E-2,0.56500000000000006,2.6776113636363634,3.06,2.2435595175438618]
[null,null,null,null,null,null,null,null,null,12528,"12528Ulster","12528",12528,"Zone G - Hudson Valley","Central Hudson Gas and Electric","Ulster","Mid-Hudson","Upper Hudson","Mid-Hudson","Mid-Hudson",null,"Zone G - Hudson Valley","Upper Hudson","Hudson Valley","Poughkeepsie",null,"Western","Ontario",14564,"Rochester Gas and Electric","Rochester Gas and Electric","Rochester Gas and Electric","Rochester Gas and Electric",9.5799999999999996E-2,0.56500000000000006,2.6776113636363634,3.06,2.2435595175438618]
[null,null,null,null,null,null,null,null,null,12542,"12542Ulster","12542",12542,"Zone G - Hudson Valley","Central Hudson Gas and Electric","Ulster","Mid-Hudson","Upper Hudson","Mid-Hudson","Mid-Hudson",null,"Zone G - Hudson Valley","Upper Hudson","Hudson Valley","Poughkeepsie",null,"Western","Wayne",14568,"New York State Electric and Gas","New York State Electric and Gas","New York State Electric and Gas","New York State Electric and Gas",9.2600000000000002E-2,0.66700000000000004,2.6776113636363634,3.06,2.2435595175438618]
[null,null,null,null,null,null,null,null,null,12547,"12547Ulster","12547",12547,"Zone G - Hudson Valley","Central Hudson Gas and Electric","Ulster","Mid-Hudson","Upper Hudson","Mid-Hudson","Mid-Hudson",null,"Zone G - Hudson Valley","Upper Hudson","Hudson Valley","Poughkeepsie",null,"Western","Wyoming",14569,"New York State Electric and Gas","New York State Electric and Gas","New York State Electric and Gas","New York State Electric and Gas",9.2600000000000002E-2,0.66700000000000004,2.6776113636363634,3.06,2.2435595175438618]
[null,null,null,null,null,null,null,null,null,12548,"12548Ulster","12548",12548,"Zone G - Hudson Valley","Central Hudson Gas and Electric","Ulster","Mid-Hudson","Upper Hudson","Mid-Hudson","Mid-Hudson",null,"Zone G - Hudson Valley","Upper Hudson","Hudson Valley","Poughkeepsie",null,"Western","Orleans",14571,"National Grid","National Grid","National Grid","National Grid",0.1052,0.66300000000000003,2.6776113636363634,3.06,2.2435595175438618]
[null,null,null,null,null,null,null,null,null,12561,"12561Ulster","12561",12561,"Zone G - Hudson Valley","Central Hudson Gas and Electric","Ulster","Mid-Hudson","Upper Hudson","Mid-Hudson","Mid-Hudson",null,"Zone G - Hudson Valley","Upper Hudson","Hudson Valley","Poughkeepsie",null,"Western","Steuben",14572,"New York State Electric and Gas","New York State Electric and Gas","New York State Electric and Gas","New York State Electric and Gas",9.2600000000000002E-2,0.66700000000000004,2.6776113636363634,3.06,2.2435595175438618]
[null,null,null,null,null,null,null,null,null,12568,"12568Ulster","12568",12568,"Zone G - Hudson Valley","Central Hudson Gas and Electric","Ulster","Mid-Hudson","Upper Hudson","Mid-Hudson","Mid-Hudson",null,"Zone G - Hudson Valley","Upper Hudson","Hudson Valley","Poughkeepsie",null,"Western","Monroe",14580,"Rochester Gas and Electric","Rochester Gas and Electric","Rochester Gas and Electric","Rochester Gas and Electric",9.5799999999999996E-2,0.56500000000000006,2.6776113636363634,3.06,2.2435595175438618]
[null,null,null,null,null,null,null,null,null,12589,"12589Ulster","12589",12589,"Zone G - Hudson Valley","Central Hudson Gas and Electric","Ulster","Mid-Hudson","Upper Hudson","Mid-Hudson","Mid-Hudson",null,"Zone G - Hudson Valley","Upper Hudson","Hudson Valley","Poughkeepsie",null,"Western","Ontario",14585,"National Grid","National Grid","National Grid","National Grid",0.1052,0.66300000000000003,2.6776113636363634,3.06,2.2435595175438618]
[null,null,null,null,null,null,null,null,null,12801,"12801Warren","12801",12801,"Zone F - Capital","National Grid","Warren","Capital Region","North Country","North Country","North Country",null,"Zone F - Capital","North Country","North Country","Albany",null,"Western","Monroe",14586,"Rochester Gas and Electric","Rochester Gas and Electric","Rochester Gas and Electric","Rochester Gas and Electric",9.5799999999999996E-2,0.56500000000000006,2.6776113636363634,3.06,2.2435595175438618]
[null,null,null,null,null,null,null,null,null,12804,"12804Warren","12804",12804,"Zone F - Capital","National Grid","Warren","Capital Region","North Country","North Country","North Country",null,"Zone F - Capital","North Country","North Country","Albany",null,"Western","Seneca",14588,"New York State Electric and Gas","New York State Electric and Gas","New York State Electric and Gas","New York State Electric and Gas",9.2600000000000002E-2,0.66700000000000004,2.6776113636363634,3.06,2.2435595175438618]
[null,null,null,null,null,null,null,null,null,12808,"12808Warren","12808",12808,"Zone F - Capital","National Grid","Warren","Capital Region","North Country","North Country","North Country",null,"Zone F - Capital","North Country","North Country","Albany",null,"Western","Wayne",14589,"Rochester Gas and Electric","Rochester Gas and Electric","Rochester Gas and Electric","Rochester Gas and Electric",9.5799999999999996E-2,0.56500000000000006,2.6776113636363634,3.06,2.2435595175438618]
[null,null,null,null,null,null,null,null,null,12810,"12810Warren","12810",12810,"Zone F - Capital","National Grid","Warren","Capital Region","North Country","North Country","North Country",null,"Zone F - Capital","North Country","North Country","Albany",null,"Western","Wayne",14590,"Rochester Gas and Electric","Rochester Gas and Electric","Rochester Gas and Electric","Rochester Gas and Electric",9.5799999999999996E-2,0.56500000000000006,2.6776113636363634,3.06,2.2435595175438618]
[null,null,null,null,null,null,null,null,null,12811,"12811Warren","12811",12811,"Zone F - Capital","National Grid","Warren","Capital Region","North Country","North Country","North Country",null,"Zone F - Capital","North Country","North Country","Albany",null,"Western","Wyoming",14591,"New York State Electric and Gas","New York State Electric and Gas","New York State Electric and Gas","New York State Electric and Gas",9.2600000000000002E-2,0.66700000000000004,2.6776113636363634,3.06,2.2435595175438618]
[null,null,null,null,null,null,null,null,null,12814,"12814Warren","12814",12814,"Zone F - Capital","National Grid","Warren","Capital Region","North Country","North Country","North Country",null,"Zone F - Capital","North Country","North Country","Albany",null,"Western","Livingston",14592,"National Grid","National Grid","National Grid","National Grid",0.1052,0.66300000000000003,2.6776113636363634,3.06,2.2435595175438618]
[null,null,null,null,null,null,null,null,null,{"$f":"L1988*1","v":12815},"12815Warren","12815",12815,"Zone F - Capital","National Grid","Warren","Capital Region","North Country","North Country","North Country",null,"Zone F - Capital","North Country","North Country","Albany",null,{"$f":"VLOOKUP(AC1988,J:R,9,)","v":"Western"},"Monroe",14602,"Rochester Gas and Electric","Rochester Gas and Electric","Rochester Gas and Electric","Rochester Gas and Electric",9.5799999999999996E-2,0.56500000000000006,2.6776113636363634,3.06,2.2435595175438618]
[null,null,null,null,null,null,null,null,null,12817,"12817Warren","12817",12817,"Zone F - Capital","National Grid","Warren","Capital Region","North Country","North Country","North Country",null,"Zone F - Capital","North Country","North Country","Albany",null,"Western","Monroe",14603,"Rochester Gas and Electric","Rochester Gas and Electric","Rochester Gas and Electric","Rochester Gas and Electric",9.5799999999999996E-2,0.56500000000000006,2.6776113636363634,3.06,2.2435595175438618]
[null,null,null,null,null,null,null,null,null,12820,"12820Warren","12820",12820,"Zone F - Capital","National Grid","Warren","Capital Region","North Country","North Country","North Country",null,"Zone F - Capital","North Country","North Country","Albany",null,"Western","Monroe",14604,"Rochester Gas and Electric","Rochester Gas and Electric","Rochester Gas and Electric","Rochester Gas and Electric",9.5799999999999996E-2,0.56500000000000006,2.6776113636363634,3.06,2.2435595175438618]
[null,null,null,null,null,null,null,null,null,12824,"12824Warren","12824",12824,"Zone F - Capital","National Grid","Warren","Capital Region","North Country","North Country","North Country",null,"Zone F - Capital","North Country","North Country","Albany",null,"Western","Monroe",14605,"Rochester Gas and Electric","Rochester Gas and Electric","Rochester Gas and Electric","Rochester Gas and Electric",9.5799999999999996E-2,0.56500000000000006,2.6776113636363634,3.06,2.2435595175438618]
[null,null,null,null,null,null,null,null,null,12836,"12836Warren","12836",12836,"Zone F - Capital","National Grid","Warren","Capital Region","North Country","North Country","North Country",null,"Zone F - Capital","North Country","North Country","Albany",null,"Western","Monroe",14606,"Rochester Gas and Electric","Rochester Gas and Electric","Rochester Gas and Electric","Rochester Gas and Electric",9.5799999999999996E-2,0.56500000000000006,2.6776113636363634,3.06,2.2435595175438618]
[null,null,null,null,null,null,null,null,null,12843,"12843Warren","12843",12843,"Zone F - Capital","National Grid","Warren","Capital Region","North Country","North Country","North Country",null,"Zone F - Capital","North Country","North Country","Albany",null,"Western","Monroe",14607,"Rochester Gas and Electric","Rochester Gas and Electric","Rochester Gas and Electric","Rochester Gas and Electric",9.5799999999999996E-2,0.56500000000000006,2.6776113636363634,3.06,2.2435595175438618]
[null,null,null,null,null,null,null,null,null,12845,"12845Warren","12845",12845,"Zone F - Capital","National Grid","Warren","Capital Region","North Country","North Country","North Country",null,"Zone F - Capital","North Country","North Country","Albany",null,"Western","Monroe",14608,"Rochester Gas and Electric","Rochester Gas and Electric","Rochester Gas and Electric","Rochester Gas and Electric",9.5799999999999996E-2,0.56500000000000006,2.6776113636363634,3.06,2.2435595175438618]
[null,null,null,null,null,null,null,null,null,12846,"12846Warren","12846",12846,"Zone F - Capital","National Grid","Warren","Capital Region","North Country","North Country","North Country",null,"Zone F - Capital","North Country","North Country","Albany",null,"Western","Monroe",14609,"Rochester Gas and Electric","Rochester Gas and Electric","Rochester Gas and Electric","Rochester Gas and Electric",9.5799999999999996E-2,0.56500000000000006,2.6776113636363634,3.06,2.2435595175438618]
[null,null,null,null,null,null,null,null,null,12853,"12853Warren","12853",12853,"Zone F - Capital","National Grid","Warren","Capital Region","North Country","North Country","North Country",null,"Zone F - Capital","North Country","North Country","Albany",null,"Western","Monroe",14610,"Rochester Gas and Electric","Rochester Gas and Electric","Rochester Gas and Electric","Rochester Gas and Electric",9.5799999999999996E-2,0.56500000000000006,2.6776113636363634,3.06,2.2435595175438618]
[null,null,null,null,null,null,null,null,null,12856,"12856Warren","12856",12856,"Zone F - Capital","National Grid","Warren","Capital Region","North Country","North Country","North Country",null,"Zone F - Capital","North Country","North Country","Albany",null,"Western","Monroe",14611,"Rochester Gas and Electric","Rochester Gas and Electric","Rochester Gas and Electric","Rochester Gas and Electric",9.5799999999999996E-2,0.56500000000000006,2.6776113636363634,3.06,2.2435595175438618]
[null,null,null,null,null,null,null,null,null,12860,"12860Warren","12860",12860,"Zone F - Capital","National Grid","Warren","Capital Region","North Country","North Country","North Country",null,"Zone F - Capital","North Country","North Country","Albany",null,"Western","Monroe",14612,"Rochester Gas and Electric","Rochester Gas and Electric","Rochester Gas and Electric","Rochester Gas and Electric",9.5799999999999996E-2,0.56500000000000006,2.6776113636363634,3.06,2.2435595175438618]
[null,null,null,null,null,null,null,null,null,12862,"12862Warren","12862",12862,"Zone F - Capital","National Grid","Warren","Capital Region","North Country","North Country","North Country",null,"Zone F - Capital","North Country","North Country","Albany",null,"Western","Monroe",14613,"Rochester Gas and Electric","Rochester Gas and Electric","Rochester Gas and Electric","Rochester Gas and Electric",9.5799999999999996E-2,0.56500000000000006,2.6776113636363634,3.06,2.2435595175438618]
[null,null,null,null,null,null,null,null,null,12874,"12874Warren","12874",12874,"Zone F - Capital","National Grid","Warren","Capital Region","North Country","North Country","North Country",null,"Zone F - Capital","North Country","North Country","Albany",null,"Western","Monroe",14614,"Rochester Gas and Electric","Rochester Gas and Electric","Rochester Gas and Electric","Rochester Gas and Electric",9.5799999999999996E-2,0.56500000000000006,2.6776113636363634,3.06,2.2435595175438618]
[null,null,null,null,null,null,null,null,null,12878,"12878Warren","12878",12878,"Zone F - Capital","National Grid","Warren","Capital Region","North Country","North Country","North Country",null,"Zone F - Capital","North Country","North Country","Albany",null,"Western","Monroe",14615,"Rochester Gas and Electric","Rochester Gas and Electric","Rochester Gas and Electric","Rochester Gas and Electric",9.5799999999999996E-2,0.56500000000000006,2.6776113636363634,3.06,2.2435595175438618]
[null,null,null,null,null,null,null,null,null,12885,"12885Warren","12885",12885,"Zone F - Capital","National Grid","Warren","Capital Region","North Country","North Country","North Country",null,"Zone F - Capital","North Country","North Country","Albany",null,"Western","Monroe",14616,"Rochester Gas and Electric","Rochester Gas and Electric","Rochester Gas and Electric","Rochester Gas and Electric",9.5799999999999996E-2,0.56500000000000006,2.6776113636363634,3.06,2.2435595175438618]
[null,null,null,null,null,null,null,null,null,12886,"12886Warren","12886",12886,"Zone F - Capital","National Grid","Warren","Capital Region","North Country","North Country","North Country",null,"Zone F - Capital","North Country","North Country","Albany",null,"Western","Monroe",14617,"Rochester Gas and Electric","Rochester Gas and Electric","Rochester Gas and Electric","Rochester Gas and Electric",9.5799999999999996E-2,0.56500000000000006,2.6776113636363634,3.06,2.2435595175438618]
[null,null,null,null,null,null,null,null,null,12057,"12057Washington","12057",12057,"Zone F - Capital","National Grid","Washington","Capital Region","Capital District","Capital District","Capital District",null,"Zone F - Capital","Capital District","Capital District","Albany",null,"Western","Monroe",14618,"Rochester Gas and Electric","Rochester Gas and Electric","Rochester Gas and Electric","Rochester Gas and Electric",9.5799999999999996E-2,0.56500000000000006,2.6776113636363634,3.06,2.2435595175438618]
[null,null,null,null,null,null,null,null,null,12809,"12809Washington","12809",12809,"Zone F - Capital","National Grid","Washington","Capital Region","Capital District","Capital District","Capital District",null,"Zone F - Capital","Capital District","Capital District","Albany",null,"Western","Monroe",14619,"Rochester Gas and Electric","Rochester Gas and Electric","Rochester Gas and Electric","Rochester Gas and Electric",9.5799999999999996E-2,0.56500000000000006,2.6776113636363634,3.06,2.2435595175438618]
[null,null,null,null,null,null,null,null,null,12816,"12816Washington","12816",12816,"Zone F - Capital","National Grid","Washington","Capital Region","Capital District","Capital District","Capital District",null,"Zone F - Capital","Capital District","Capital District","Albany",null,"Western","Monroe",14620,"Rochester Gas and Electric","Rochester Gas and Electric","Rochester Gas and Electric","Rochester Gas and Electric",9.5799999999999996E-2,0.56500000000000006,2.6776113636363634,3.06,2.2435595175438618]
[null,null,null,null,null,null,null,null,null,12819,"12819Washington","12819",12819,"Zone F - Capital","National Grid","Washington","Capital Region","Capital District","Capital District","Capital District",null,"Zone F - Capital","Capital District","Capital District","Albany",null,"Western","Monroe",14621,"Rochester Gas and Electric","Rochester Gas and Electric","Rochester Gas and Electric","Rochester Gas and Electric",9.5799999999999996E-2,0.56500000000000006,2.6776113636363634,3.06,2.2435595175438618]
[null,null,null,null,null,null,null,null,null,12821,"12821Washington","12821",12821,"Zone F - Capital","National Grid","Washington","Capital Region","Capital District","Capital District","Capital District",null,"Zone F - Capital","Capital District","Capital District","Albany",null,"Western","Monroe",14622,"Rochester Gas and Electric","Rochester Gas and Electric","Rochester Gas and Electric","Rochester Gas and Electric",9.5799999999999996E-2,0.56500000000000006,2.6776113636363634,3.06,2.2435595175438618]
[null,null,null,null,null,null,null,null,null,12823,"12823Washington","12823",12823,"Zone F - Capital","National Grid","Washington","Capital Region","Capital District","Capital District","Capital District",null,"Zone F - Capital","Capital District","Capital District","Albany",null,"Western","Monroe",14623,"Rochester Gas and Electric","Rochester Gas and Electric","Rochester Gas and Electric","Rochester Gas and Electric",9.5799999999999996E-2,0.56500000000000006,2.6776113636363634,3.06,2.2435595175438618]
[null,null,null,null,null,null,null,null,null,12827,"12827Washington","12827",12827,"Zone F - Capital","National Grid","Washington","Capital Region","Capital District","Capital District","Capital District",null,"Zone F - Capital","Capital District","Capital District","Albany",null,"Western","Monroe",14624,"Rochester Gas and Electric","Rochester Gas and Electric","Rochester Gas and Electric","Rochester Gas and Electric",9.5799999999999996E-2,0.56500000000000006,2.6776113636363634,3.06,2.2435595175438618]
[null,null,null,null,null,null,null,null,null,12828,"12828Washington","12828",12828,"Zone F - Capital","National Grid","Washington","Capital Region","Capital District","Capital District","Capital District",null,"Zone F - Capital","Capital District","Capital District","Albany",null,"Western","Monroe",14625,"Rochester Gas and Electric","Rochester Gas and Electric","Rochester Gas and Electric","Rochester Gas and Electric",9.5799999999999996E-2,0.56500000000000006,2.6776113636363634,3.06,2.2435595175438618]
[null,null,null,null,null,null,null,null,null,12834,"12834Washington","12834",12834,"Zone F - Capital","National Grid","Washington","Capital Region","Capital District","Capital District","Capital District",null,"Zone F - Capital","Capital District","Capital District","Albany",null,"Western","Monroe",14626,"Rochester Gas and Electric","Rochester Gas and Electric","Rochester Gas and Electric","Rochester Gas and Electric",9.5799999999999996E-2,0.56500000000000006,2.6776113636363634,3.06,2.2435595175438618]
[null,null,null,null,null,null,null,null,null,12837,"12837Washington","12837",12837,"Zone F - Capital","National Grid","Washington","Capital Region","Capital District","Capital District","Capital District",null,"Zone F - Capital","Capital District","Capital District","Albany",null,"Western","Monroe",14627,"Rochester Gas and Electric","Rochester Gas and Electric","Rochester Gas and Electric","Rochester Gas and Electric",9.5799999999999996E-2,0.56500000000000006,2.6776113636363634,3.06,2.2435595175438618]
[null,null,null,null,null,null,null,null,null,12838,"12838Washington","12838",12838,"Zone F - Capital","National Grid","Washington","Capital Region","Capital District","Capital District","Capital District",null,"Zone F - Capital","Capital District","Capital District","Albany",null,"Western","Monroe",14638,"Rochester Gas and Electric","Rochester Gas and Electric","Rochester Gas and Electric","Rochester Gas and Electric",9.5799999999999996E-2,0.56500000000000006,2.6776113636363634,3.06,2.2435595175438618]
[null,null,null,null,null,null,null,null,null,12839,"12839Washington","12839",12839,"Zone F - Capital","National Grid","Washington","Capital Region","Capital District","Capital District","Capital District",null,"Zone F - Capital","Capital District","Capital District","Albany",null,"Western","Monroe",14639,"Rochester Gas and Electric","Rochester Gas and Electric","Rochester Gas and Electric","Rochester Gas and Electric",9.5799999999999996E-2,0.56500000000000006,2.6776113636363634,3.06,2.2435595175438618]
[null,null,null,null,null,null,null,null,null,12841,"12841Washington","12841",12841,"Zone F - Capital","National Grid","Washington","Capital Region","Capital District","Capital District","Capital District",null,"Zone F - Capital","Capital District","Capital District","Albany",null,"Western","Monroe",14642,"Rochester Gas and Electric","Rochester Gas and Electric","Rochester Gas and Electric","Rochester Gas and Electric",9.5799999999999996E-2,0.56500000000000006,2.6776113636363634,3.06,2.2435595175438618]
[null,null,null,null,null,null,null,null,null,12844,"12844Washington","12844",12844,"Zone F - Capital","National Grid","Washington","Capital Region","Capital District","Capital District","Capital District",null,"Zone F - Capital","Capital District","Capital District","Albany",null,"Western","Monroe",14643,"Rochester Gas and Electric","Rochester Gas and Electric","Rochester Gas and Electric","Rochester Gas and Electric",9.5799999999999996E-2,0.56500000000000006,2.6776113636363634,3.06,2.2435595175438618]
[null,null,null,null,null,null,null,null,null,12848,"12848Washington","12848",12848,"Zone F - Capital","National Grid","Washington","Capital Region","Capital District","Capital District","Capital District",null,"Zone F - Capital","Capital District","Capital District","Albany",null,"Western","Monroe",14644,"Rochester Gas and Electric","Rochester Gas and Electric","Rochester Gas and Electric","Rochester Gas and Electric",9.5799999999999996E-2,0.56500000000000006,2.6776113636363634,3.06,2.2435595175438618]
[null,null,null,null,null,null,null,null,null,12861,"12861Washington","12861",12861,"Zone F - Capital","National Grid","Washington","Capital Region","Capital District","Capital District","Capital District",null,"Zone F - Capital","Capital District","Capital District","Albany",null,{"$error":"#N/A"},"Monroe",14645,"Rochester Gas and Electric","Rochester Gas and Electric",null,null,9.5799999999999996E-2,0.84099999999999997,2.6776113636363634,3.06,2.2435595175438618]
[null,null,null,null,null,null,null,null,null,12887,"12887Washington","12887",12887,"Zone F - Capital","National Grid","Washington","Capital Region","Capital District","Capital District","Capital District",null,"Zone F - Capital","Capital District","Capital District","Albany",null,"Western","Monroe",14646,"Rochester Gas and Electric","Rochester Gas and Electric","Rochester Gas and Electric","Rochester Gas and Electric",9.5799999999999996E-2,0.56500000000000006,2.6776113636363634,3.06,2.2435595175438618]
[null,null,null,null,null,null,null,null,null,12832,"12832Washington","12832",12832,"Zone F - Capital","New York State Electric and Gas","Washington","Capital Region","Capital District","Capital District","Capital District",null,"Zone F - Capital","Capital District","Capital District","Albany",null,"Western","Monroe",14647,"Rochester Gas and Electric","Rochester Gas and Electric","Rochester Gas and Electric","Rochester Gas and Electric",9.5799999999999996E-2,0.56500000000000006,2.6776113636363634,3.06,2.2435595175438618]
[null,null,null,null,null,null,null,null,null,12849,"12849Washington","12849",12849,"Zone F - Capital","New York State Electric and Gas","Washington","Capital Region","Capital District","Capital District","Capital District",null,"Zone F - Capital","Capital District","Capital District","Albany",null,"Western","Monroe",14649,"Rochester Gas and Electric","Rochester Gas and Electric","Rochester Gas and Electric","Rochester Gas and Electric",9.5799999999999996E-2,0.56500000000000006,2.6776113636363634,3.06,2.2435595175438618]
[null,null,null,null,null,null,null,null,null,12854,"12854Washington","12854",12854,"Zone F - Capital","New York State Electric and Gas","Washington","Capital Region","Capital District","Capital District","Capital District",null,"Zone F - Capital","Capital District","Capital District","Albany",null,"Western","Monroe",14650,"Rochester Gas and Electric","Rochester Gas and Electric","Rochester Gas and Electric","Rochester Gas and Electric",9.5799999999999996E-2,0.56500000000000006,2.6776113636363634,3.06,2.2435595175438618]
[null,null,null,null,null,null,null,null,null,12865,"12865Washington","12865",12865,"Zone F - Capital","New York State Electric and Gas","Washington","Capital Region","Capital District","Capital District","Capital District",null,"Zone F - Capital","Capital District","Capital District","Albany",null,"Western","Monroe",14651,"Rochester Gas and Electric","Rochester Gas and Electric","Rochester Gas and Electric","Rochester Gas and Electric",9.5799999999999996E-2,0.56500000000000006,2.6776113636363634,3.06,2.2435595175438618]
[null,null,null,null,null,null,null,null,null,12873,"12873Washington","12873",12873,"Zone F - Capital","New York State Electric and Gas","Washington","Capital Region","Capital District","Capital District","Capital District",null,"Zone F - Capital","Capital District","Capital District","Albany",null,"Western","Monroe",14652,"Rochester Gas and Electric","Rochester Gas and Electric","Rochester Gas and Electric","Rochester Gas and Electric",9.5799999999999996E-2,0.56500000000000006,2.6776113636363634,3.06,2.2435595175438618]
[null,null,null,null,null,null,null,null,null,13143,"13143Wayne","13143",13143,"Zone B - Genesee","Rochester Gas and Electric","Wayne","Finger Lakes","Western","Western","Western",null,"Zone B - Genesee","Western","Western Region","Syracuse",null,"Western","Monroe",14653,"Rochester Gas and Electric","Rochester Gas and Electric","Rochester Gas and Electric","Rochester Gas and Electric",9.5799999999999996E-2,0.56500000000000006,2.6776113636363634,3.06,2.2435595175438618]
[null,null,null,null,null,null,null,null,null,13146,"13146Wayne","13146",13146,"Zone B - Genesee","Rochester Gas and Electric","Wayne","Finger Lakes","Western","Western","Western",null,"Zone B - Genesee","Western","Western Region","Syracuse",null,{"$error":"#N/A"},"Monroe",14664,"Rochester Gas and Electric","Rochester Gas and Electric",null,null,9.5799999999999996E-2,0.84099999999999997,2.6776113636363634,3.06,2.2435595175438618]
[null,null,null,null,null,null,null,null,null,13154,"13154Wayne","13154",13154,"Zone B - Genesee","Rochester Gas and Electric","Wayne","Finger Lakes","Western","Western","Western",null,"Zone B - Genesee","Western","Western Region","Syracuse",null,{"$error":"#N/A"},"Monroe",14673,"Rochester Gas and Electric","Rochester Gas and Electric",null,null,9.5799999999999996E-2,0.84099999999999997,2.6776113636363634,3.06,2.2435595175438618]
[null,null,null,null,null,null,null,null,null,14413,"14413Wayne","14413",14413,"Zone B - Genesee","Rochester Gas and Electric","Wayne","Finger Lakes","Western","Western","Western",null,"Zone B - Genesee","Western","Western Region","Syracuse",null,{"$error":"#N/A"},"Monroe",14683,"Rochester Gas and Electric","Rochester Gas and Electric",null,null,9.5799999999999996E-2,0.84099999999999997,2.6776113636363634,3.06,2.2435595175438618]
[null,null,null,null,null,null,null,null,null,14449,"14449Wayne","14449",14449,"Zone B - Genesee","Rochester Gas and Electric","Wayne","Finger Lakes","Western","Western","Western",null,"Zone B - Genesee","Western","Western Region","Syracuse",null,"Western","Monroe",14692,"Rochester Gas and Electric","Rochester Gas and Electric","Rochester Gas and Electric","Rochester Gas and Electric",9.5799999999999996E-2,0.56500000000000006,2.6776113636363634,3.06,2.2435595175438618]
[null,null,null,null,null,null,null,null,null,14505,"14505Wayne","14505",14505,"Zone B - Genesee","Rochester Gas and Electric","Wayne","Finger Lakes","Western","Western","Western",null,"Zone B - Genesee","Western","Western Region","Syracuse",null,"Western","Monroe",14694,"Rochester Gas and Electric","Rochester Gas and Electric","Rochester Gas and Electric","Rochester Gas and Electric",9.5799999999999996E-2,0.56500000000000006,2.6776113636363634,3.06,2.2435595175438618]
[null,null,null,null,null,null,null,null,null,14516,"14516Wayne","14516",14516,"Zone B - Genesee","Rochester Gas and Electric","Wayne","Finger Lakes","Western","Western","Western",null,"Zone B - Genesee","Western","Western Region","Syracuse",null,"Western","Chautauqua",14701,"Municipal Utilities","New York State Electric and Gas","Other","New York State Electric and Gas",0.1595,0.81100000000000005,2.6776113636363634,3.06,2.2051507352941182]
[null,null,null,null,null,null,null,null,null,14519,"14519Wayne","14519",14519,"Zone B - Genesee","Rochester Gas and Electric","Wayne","Finger Lakes","Western","Western","Western",null,"Zone B - Genesee","Western","Western Region","Syracuse",null,"Western","Chautauqua",14702,"Municipal Utilities","New York State Electric and Gas","Other","New York State Electric and Gas",0.1595,0.81100000000000005,2.6776113636363634,3.06,2.2051507352941182]
[null,null,null,null,null,null,null,null,null,14520,"14520Wayne","14520",14520,"Zone B - Genesee","Rochester Gas and Electric","Wayne","Finger Lakes","Western","Western","Western",null,"Zone B - Genesee","Western","Western Region","Syracuse",null,"Western","Cattaraugus",14706,"National Grid","National Grid","National Grid","National Grid",0.1052,0.66300000000000003,2.6776113636363634,3.06,2.2051507352941182]
[null,null,null,null,null,null,null,null,null,14538,"14538Wayne","14538",14538,"Zone B - Genesee","Rochester Gas and Electric","Wayne","Finger Lakes","Western","Western","Western",null,"Zone B - Genesee","Western","Western Region","Syracuse",null,"Western","Allegany",14707,"National Grid","National Grid","National Grid","National Grid",0.10150000000000001,0.66300000000000003,2.6776113636363634,3.06,2.2051507352941182]
[null,null,null,null,null,null,null,null,null,14551,"14551Wayne","14551",14551,"Zone B - Genesee","Rochester Gas and Electric","Wayne","Finger Lakes","Western","Western","Western",null,"Zone B - Genesee","Western","Western Region","Syracuse",null,"Western","Allegany",14708,"National Grid","National Grid","National Grid","National Grid",0.10150000000000001,0.66300000000000003,2.6776113636363634,3.06,2.2051507352941182]
[null,null,null,null,null,null,null,null,null,14555,"14555Wayne","14555",14555,"Zone B - Genesee","Rochester Gas and Electric","Wayne","Finger Lakes","Western","Western","Western",null,"Zone B - Genesee","Western","Western Region","Syracuse",null,"Western","Allegany",14709,"Rochester Gas and Electric","Rochester Gas and Electric","Rochester Gas and Electric","Rochester Gas and Electric",9.5799999999999996E-2,0.56500000000000006,2.6776113636363634,3.06,2.2051507352941182]
[null,null,null,null,null,null,null,null,null,14563,"14563Wayne","14563",14563,"Zone B - Genesee","Rochester Gas and Electric","Wayne","Finger Lakes","Western","Western","Western",null,"Zone B - Genesee","Western","Western Region","Syracuse",null,"Western","Chautauqua",14710,"National Grid","National Grid","National Grid","National Grid",0.1052,0.66300000000000003,2.6776113636363634,3.06,2.2051507352941182]
[null,null,null,null,null,null,null,null,null,14589,"14589Wayne","14589",14589,"Zone B - Genesee","Rochester Gas and Electric","Wayne","Finger Lakes","Western","Western","Western",null,"Zone B - Genesee","Western","Western Region","Syracuse",null,"Western","Allegany",14711,"Rochester Gas and Electric","Rochester Gas and Electric","Rochester Gas and Electric","Rochester Gas and Electric",9.5799999999999996E-2,0.56500000000000006,2.6776113636363634,3.06,2.2051507352941182]
[null,null,null,null,null,null,null,null,null,14590,"14590Wayne","14590",14590,"Zone B - Genesee","Rochester Gas and Electric","Wayne","Finger Lakes","Western","Western","Western",null,"Zone B - Genesee","Western","Western Region","Syracuse",null,"Western","Chautauqua",14712,"National Grid","National Grid","National Grid","National Grid",0.1052,0.66300000000000003,2.6776113636363634,3.06,2.2051507352941182]
[null,null,null,null,null,null,null,null,null,14502,"14502Wayne","14502",14502,"Zone B - Genesee","Rochester Gas and Electric","Wayne","Finger Lakes","Western","Western","Western",null,"Zone B - Genesee","Western","Western Region","Syracuse",null,"Western","Allegany",14714,"National Grid","National Grid","National Grid","National Grid",0.10150000000000001,0.66300000000000003,2.6776113636363634,3.06,2.2051507352941182]
[null,null,null,null,null,null,null,null,null,14433,"14433Wayne","14433",14433,"Zone B - Genesee","New York State Electric and Gas","Wayne","Finger Lakes","Western","Western","Western",null,"Zone B - Genesee","Western","Western Region","Syracuse",null,"Western","Allegany",14715,"Rochester Gas and Electric","Rochester Gas and Electric","Rochester Gas and Electric","Rochester Gas and Electric",9.5799999999999996E-2,0.56500000000000006,2.6776113636363634,3.06,2.2051507352941182]
[null,null,null,null,null,null,null,null,null,14489,"14489Wayne","14489",14489,"Zone B - Genesee","New York State Electric and Gas","Wayne","Finger Lakes","Western","Western","Western",null,"Zone B - Genesee","Western","Western Region","Syracuse",null,"Western","Chautauqua",14716,"Municipal Utilities","New York State Electric and Gas","Other","New York State Electric and Gas",0.1595,0.81100000000000005,2.6776113636363634,3.06,2.2051507352941182]
[null,null,null,null,null,null,null,null,null,14542,"14542Wayne","14542",14542,"Zone B - Genesee","New York State Electric and Gas","Wayne","Finger Lakes","Western","Western","Western",null,"Zone B - Genesee","Western","Western Region","Syracuse",null,"Western","Allegany",14717,"Rochester Gas and Electric","Rochester Gas and Electric","Rochester Gas and Electric","Rochester Gas and Electric",9.5799999999999996E-2,0.56500000000000006,2.6776113636363634,3.06,2.2051507352941182]
[null,null,null,null,null,null,null,null,null,14568,"14568Wayne","14568",14568,"Zone B - Genesee","New York State Electric and Gas","Wayne","Finger Lakes","Western","Western","Western",null,"Zone B - Genesee","Western","Western Region","Syracuse",null,"Western","Chautauqua",14718,"National Grid","National Grid","National Grid","National Grid",0.1052,0.66300000000000003,2.6776113636363634,3.06,2.2051507352941182]
[null,null,null,null,null,null,null,null,null,14513,"14513Wayne","14513",14513,"Zone C - Central","New York State Electric and Gas","Wayne","Finger Lakes","Western","Western","Western",null,"Zone C - Central","Western","Western Region","Syracuse",null,"Western","Cattaraugus",14719,"National Grid","National Grid","National Grid","National Grid",0.1052,0.66300000000000003,2.6776113636363634,3.06,2.2051507352941182]
[null,null,null,null,null,null,null,null,null,14522,"14522Wayne","14522",14522,"Zone C - Central","New York State Electric and Gas","Wayne","Finger Lakes","Western","Western","Western",null,"Zone C - Central","Western","Western Region","Syracuse",null,"Western","Chautauqua",14720,"National Grid","National Grid","National Grid","National Grid",0.1052,0.66300000000000003,2.6776113636363634,3.06,2.2051507352941182]
[null,null,null,null,null,null,null,null,null,10518,"10518Westchester","10518",10518,"Zone G - Hudson Valley","New York State Electric and Gas","Westchester","Mid-Hudson","Lower Hudson","Mid-Hudson","Mid-Hudson",null,"Zone G - Hudson Valley","Lower Hudson","Hudson Valley","Poughkeepsie",null,"Western","Allegany",14721,"Rochester Gas and Electric","Rochester Gas and Electric","Rochester Gas and Electric","Rochester Gas and Electric",9.5799999999999996E-2,0.56500000000000006,2.6776113636363634,3.06,2.2051507352941182]
[null,null,null,null,null,null,null,null,null,10519,"10519Westchester","10519",10519,"Zone G - Hudson Valley","New York State Electric and Gas","Westchester","Mid-Hudson","Lower Hudson","Mid-Hudson","Mid-Hudson","ConEd Westchester","Zone G - Hudson Valley","Lower Hudson","Hudson Valley","Poughkeepsie",null,"Western","Chautauqua",14722,"National Grid","National Grid","National Grid","National Grid",0.1052,0.66300000000000003,2.6776113636363634,3.06,2.2051507352941182]
[null,null,null,null,null,null,null,null,null,10526,"10526Westchester","10526",10526,"Zone G - Hudson Valley","New York State Electric and Gas","Westchester","Mid-Hudson","Lower Hudson","Mid-Hudson","Mid-Hudson","ConEd Westchester","Zone G - Hudson Valley","Lower Hudson","Hudson Valley","Poughkeepsie",null,"Western","Chautauqua",14723,"New York State Electric and Gas","New York State Electric and Gas","New York State Electric and Gas","New York State Electric and Gas",9.2600000000000002E-2,0.66700000000000004,2.6776113636363634,3.06,2.2051507352941182]
[null,null,null,null,null,null,null,null,null,10560,"10560Westchester","10560",10560,"Zone G - Hudson Valley","New York State Electric and Gas","Westchester","Mid-Hudson","Lower Hudson","Mid-Hudson","Mid-Hudson","ConEd Westchester","Zone G - Hudson Valley","Lower Hudson","Hudson Valley","Poughkeepsie",null,"Western","Chautauqua",14724,"National Grid","National Grid","National Grid","National Grid",0.1052,0.66300000000000003,2.6776113636363634,3.06,2.2051507352941182]
[null,null,null,null,null,null,null,null,null,{"$f":"L2052*1","v":10576},"10576Westchester","10576",10576,"Zone G - Hudson Valley","New York State Electric and Gas","Westchester","Mid-Hudson","Lower Hudson","Mid-Hudson","Mid-Hudson","ConEd Westchester","Zone G - Hudson Valley","Lower Hudson","Hudson Valley","Poughkeepsie",null,{"$f":"VLOOKUP(AC2052,J:R,9,)","v":"Western"},"Cattaraugus",14726,"New York State Electric and Gas","New York State Electric and Gas","New York State Electric and Gas","New York State Electric and Gas",9.2600000000000002E-2,0.66700000000000004,2.6776113636363634,3.06,2.2051507352941182]
[null,null,null,null,null,null,null,null,null,10590,"10590Westchester","10590",10590,"Zone G - Hudson Valley","New York State Electric and Gas","Westchester","Mid-Hudson","Lower Hudson","Mid-Hudson","Mid-Hudson","ConEd Westchester","Zone G - Hudson Valley","Lower Hudson","Hudson Valley","Poughkeepsie",null,"Western","Allegany",14727,"National Grid","National Grid","National Grid","National Grid",0.1052,0.66300000000000003,2.6776113636363634,3.06,2.2051507352941182]
[null,null,null,null,null,null,null,null,null,10597,"10597Westchester","10597",10597,"Zone G - Hudson Valley","New York State Electric and Gas","Westchester","Mid-Hudson","Lower Hudson","Mid-Hudson","Mid-Hudson","ConEd Westchester","Zone G - Hudson Valley","Lower Hudson","Hudson Valley","Poughkeepsie",null,"Western","Chautauqua",14728,"National Grid","National Grid","National Grid","National Grid",0.1052,0.66300000000000003,2.6776113636363634,3.06,2.2051507352941182]
[null,null,null,null,null,null,null,null,null,10501,"10501Westchester","10501",10501,"Zone H - Millwood","New York State Electric and Gas","Westchester","Mid-Hudson","Lower Hudson","Mid-Hudson","Mid-Hudson","ConEd Westchester","Zone H - Millwood","Lower Hudson","Hudson Valley","Poughkeepsie",null,"Western","Cattaraugus",14729,"National Grid","National Grid","National Grid","National Grid",0.1052,0.66300000000000003,2.6776113636363634,3.06,2.2051507352941182]
[null,null,null,null,null,null,null,null,null,10505,"10505Westchester","10505",10505,"Zone H - Millwood","New York State Electric and Gas","Westchester","Mid-Hudson","Lower Hudson","Mid-Hudson","Mid-Hudson","ConEd Westchester","Zone H - Millwood","Lower Hudson","Hudson Valley","Poughkeepsie",null,"Western","Cattaraugus",14730,"New York State Electric and Gas","New York State Electric and Gas","New York State Electric and Gas","New York State Electric and Gas",9.2600000000000002E-2,0.66700000000000004,2.6776113636363634,3.06,2.2051507352941182]
[null,null,null,null,null,null,null,null,null,10506,"10506Westchester","10506",10506,"Zone H - Millwood","New York State Electric and Gas","Westchester","Mid-Hudson","Lower Hudson","Mid-Hudson","Mid-Hudson","ConEd Westchester","Zone H - Millwood","Lower Hudson","Hudson Valley","Poughkeepsie",null,"Western","Cattaraugus",14731,"National Grid","National Grid","National Grid","National Grid",0.1052,0.66300000000000003,2.6776113636363634,3.06,2.2051507352941182]
[null,null,null,null,null,null,null,null,null,10507,"10507Westchester","10507",10507,"Zone H - Millwood","New York State Electric and Gas","Westchester","Mid-Hudson","Lower Hudson","Mid-Hudson","Mid-Hudson","ConEd Westchester","Zone H - Millwood","Lower Hudson","Hudson Valley","Poughkeepsie",null,"Western","Chautauqua",14732,"New York State Electric and Gas","New York State Electric and Gas","New York State Electric and Gas","New York State Electric and Gas",9.2600000000000002E-2,0.66700000000000004,2.6776113636363634,3.06,2.2051507352941182]
[null,null,null,null,null,null,null,null,null,10527,"10527Westchester","10527",10527,"Zone H - Millwood","New York State Electric and Gas","Westchester","Mid-Hudson","Lower Hudson","Mid-Hudson","Mid-Hudson","ConEd Westchester","Zone H - Millwood","Lower Hudson","Hudson Valley","Poughkeepsie",null,"Western","Chautauqua",14733,"Municipal Utilities","New York State Electric and Gas","Other","New York State Electric and Gas",0.1595,0.81100000000000005,2.6776113636363634,3.06,2.2051507352941182]
[null,null,null,null,null,null,null,null,null,10535,"10535Westchester","10535",10535,"Zone H - Millwood","New York State Electric and Gas","Westchester","Mid-Hudson","Lower Hudson","Mid-Hudson","Mid-Hudson","ConEd Westchester","Zone H - Millwood","Lower Hudson","Hudson Valley","Poughkeepsie",null,"Western","Allegany",14735,"Rochester Gas and Electric","Rochester Gas and Electric","Rochester Gas and Electric","Rochester Gas and Electric",9.5799999999999996E-2,0.56500000000000006,2.6776113636363634,3.06,2.2051507352941182]
[null,null,null,null,null,null,null,null,null,10536,"10536Westchester","10536",10536,"Zone H - Millwood","New York State Electric and Gas","Westchester","Mid-Hudson","Lower Hudson","Mid-Hudson","Mid-Hudson","ConEd Westchester","Zone H - Millwood","Lower Hudson","Hudson Valley","Poughkeepsie",null,"Western","Chautauqua",14736,"National Grid","National Grid","National Grid","National Grid",0.1052,0.66300000000000003,2.6776113636363634,3.06,2.2051507352941182]
[null,null,null,null,null,null,null,null,null,10540,"10540Westchester","10540",10540,"Zone H - Millwood","New York State Electric and Gas","Westchester","Mid-Hudson","Lower Hudson","Mid-Hudson","Mid-Hudson","ConEd Westchester","Zone H - Millwood","Lower Hudson","Hudson Valley","Poughkeepsie",null,"Western","Cattaraugus",14737,"National Grid","National Grid","National Grid","National Grid",0.1052,0.66300000000000003,2.6776113636363634,3.06,2.2051507352941182]
[null,null,null,null,null,null,null,null,null,10587,"10587Westchester","10587",10587,"Zone H - Millwood","New York State Electric and Gas","Westchester","Mid-Hudson","Lower Hudson","Mid-Hudson","Mid-Hudson","ConEd Westchester","Zone H - Millwood","Lower Hudson","Hudson Valley","Poughkeepsie",null,"Western","Chautauqua",14738,"National Grid","National Grid","National Grid","National Grid",0.1052,0.66300000000000003,2.6776113636363634,3.06,2.2051507352941182]
[null,null,null,null,null,null,null,null,null,10589,"10589Westchester","10589",10589,"Zone H - Millwood","New York State Electric and Gas","Westchester","Mid-Hudson","Lower Hudson","Mid-Hudson","Mid-Hudson","ConEd Westchester","Zone H - Millwood","Lower Hudson","Hudson Valley","Poughkeepsie",null,"Western","Allegany",14739,"Rochester Gas and Electric","Rochester Gas and Electric","Rochester Gas and Electric","Rochester Gas and Electric",9.5799999999999996E-2,0.56500000000000006,2.6776113636363634,3.06,2.2051507352941182]
[null,null,null,null,null,null,null,null,null,10598,"10598Westchester","10598",10598,"Zone H - Millwood","New York State Electric and Gas","Westchester","Mid-Hudson","Lower Hudson","Mid-Hudson","Mid-Hudson","ConEd Westchester","Zone H - Millwood","Lower Hudson","Hudson Valley","Poughkeepsie",null,"Western","Chautauqua",14740,"National Grid","National Grid","National Grid","National Grid",0.1052,0.66300000000000003,2.6776113636363634,3.06,2.2051507352941182]
[null,null,null,null,null,null,null,null,null,10510,"10510Westchester","10510",10510,"Zone H - Millwood","Consolidated Edison","Westchester","Mid-Hudson","Lower Hudson","Mid-Hudson","Mid-Hudson","ConEd Westchester","Zone H - Millwood","Lower Hudson","Hudson Valley","New York",null,"Western","Cattaraugus",14741,"National Grid","National Grid","National Grid","National Grid",0.1052,0.66300000000000003,2.6776113636363634,3.06,2.2051507352941182]
[null,null,null,null,null,null,null,null,null,10511,"10511Westchester","10511",10511,"Zone H - Millwood","Consolidated Edison","Westchester","Mid-Hudson","Lower Hudson","Mid-Hudson","Mid-Hudson","ConEd Westchester","Zone H - Millwood","Lower Hudson","Hudson Valley","New York",null,"Western","Chautauqua",14742,"Municipal Utilities","New York State Electric and Gas","Other","New York State Electric and Gas",0.1595,0.81100000000000005,2.6776113636363634,3.06,2.2051507352941182]
[null,null,null,null,null,null,null,null,null,10514,"10514Westchester","10514",10514,"Zone H - Millwood","Consolidated Edison","Westchester","Mid-Hudson","Lower Hudson","Mid-Hudson","Mid-Hudson","ConEd Westchester","Zone H - Millwood","Lower Hudson","Hudson Valley","Poughkeepsie",null,"Western","Cattaraugus",14743,"National Grid","National Grid","National Grid","National Grid",0.1052,0.66300000000000003,2.6776113636363634,3.06,2.2051507352941182]
[null,null,null,null,null,null,null,null,null,10517,"10517Westchester","10517",10517,"Zone H - Millwood","Consolidated Edison","Westchester","Mid-Hudson","Lower Hudson","Mid-Hudson","Mid-Hudson","ConEd Westchester","Zone H - Millwood","Lower Hudson","Hudson Valley","Poughkeepsie",null,"Western","Allegany",14744,"Rochester Gas and Electric","Rochester Gas and Electric","Rochester Gas and Electric","Rochester Gas and Electric",9.5799999999999996E-2,0.56500000000000006,2.6776113636363634,3.06,2.2051507352941182]
[null,null,null,null,null,null,null,null,null,10520,"10520Westchester","10520",10520,"Zone H - Millwood","Consolidated Edison","Westchester","Mid-Hudson","Lower Hudson","Mid-Hudson","Mid-Hudson","ConEd Westchester","Zone H - Millwood","Lower Hudson","Hudson Valley","New York",null,"Western","Allegany",14745,"Rochester Gas and Electric","Rochester Gas and Electric","Rochester Gas and Electric","Rochester Gas and Electric",9.5799999999999996E-2,0.56500000000000006,2.6776113636363634,3.06,2.2051507352941182]
[null,null,null,null,null,null,null,null,null,10521,"10521Westchester","10521",10521,"Zone H - Millwood","Consolidated Edison","Westchester","Mid-Hudson","Lower Hudson","Mid-Hudson","Mid-Hudson","ConEd Westchester","Zone H - Millwood","Lower Hudson","Hudson Valley","New York",null,"Western","Chautauqua",14747,"National Grid","National Grid","National Grid","National Grid",0.1052,0.66300000000000003,2.6776113636363634,3.06,2.2051507352941182]
[null,null,null,null,null,null,null,null,null,10545,"10545Westchester","10545",10545,"Zone H - Millwood","Consolidated Edison","Westchester","Mid-Hudson","Lower Hudson","Mid-Hudson","Mid-Hudson","ConEd Westchester","Zone H - Millwood","Lower Hudson","Hudson Valley","New York",null,"Western","Cattaraugus",14748,"National Grid","National Grid","National Grid","National Grid",0.1052,0.66300000000000003,2.6776113636363634,3.06,2.2051507352941182]
[null,null,null,null,null,null,null,null,null,10546,"10546Westchester","10546",10546,"Zone H - Millwood","Consolidated Edison","Westchester","Mid-Hudson","Lower Hudson","Mid-Hudson","Mid-Hudson","ConEd Westchester","Zone H - Millwood","Lower Hudson","Hudson Valley","Poughkeepsie",null,"Western","Chautauqua",14750,"National Grid","National Grid","National Grid","National Grid",0.1052,0.66300000000000003,2.6776113636363634,3.06,2.2051507352941182]
[null,null,null,null,null,null,null,null,null,10547,"10547Westchester","10547",10547,"Zone H - Millwood","Consolidated Edison","Westchester","Mid-Hudson","Lower Hudson","Mid-Hudson","Mid-Hudson","ConEd Westchester","Zone H - Millwood","Lower Hudson","Hudson Valley","Poughkeepsie",null,"Western","Cattaraugus",14751,"New York State Electric and Gas","New York State Electric and Gas","New York State Electric and Gas","New York State Electric and Gas",9.2600000000000002E-2,0.66700000000000004,2.6776113636363634,3.06,2.2051507352941182]
[null,null,null,null,null,null,null,null,null,10548,"10548Westchester","10548",10548,"Zone H - Millwood","Consolidated Edison","Westchester","Mid-Hudson","Lower Hudson","Mid-Hudson","Mid-Hudson","ConEd Westchester","Zone H - Millwood","Lower Hudson","Hudson Valley","New York",null,"Western","Chautauqua",14752,"National Grid","National Grid","National Grid","National Grid",0.1052,0.66300000000000003,2.6776113636363634,3.06,2.2051507352941182]
[null,null,null,null,null,null,null,null,null,10549,"10549Westchester","10549",10549,"Zone H - Millwood","Consolidated Edison","Westchester","Mid-Hudson","Lower Hudson","Mid-Hudson","Mid-Hudson","ConEd Westchester","Zone H - Millwood","Lower Hudson","Hudson Valley","Poughkeepsie",null,"Western","Cattaraugus",14753,"National Grid","National Grid","National Grid","National Grid",0.1052,0.66300000000000003,2.6776113636363634,3.06,2.2051507352941182]
[null,null,null,null,null,null,null,null,null,10562,"10562Westchester","10562",10562,"Zone H - Millwood","Consolidated Edison","Westchester","Mid-Hudson","Lower Hudson","Mid-Hudson","Mid-Hudson","ConEd Westchester","Zone H - Millwood","Lower Hudson","Hudson Valley","Poughkeepsie",null,"Western","Allegany",14754,"Rochester Gas and Electric","Rochester Gas and Electric","Rochester Gas and Electric","Rochester Gas and Electric",9.5799999999999996E-2,0.56500000000000006,2.6776113636363634,3.06,2.2051507352941182]
[null,null,null,null,null,null,null,null,null,10566,"10566Westchester","10566",10566,"Zone H - Millwood","Consolidated Edison","Westchester","Mid-Hudson","Lower Hudson","Mid-Hudson","Mid-Hudson","ConEd Westchester","Zone H - Millwood","Lower Hudson","Hudson Valley","New York",null,"Western","Cattaraugus",14755,"Municipal Utilities","New York State Electric and Gas","Other","New York State Electric and Gas",0.1595,0.81100000000000005,2.6776113636363634,3.06,2.2051507352941182]
[null,null,null,null,null,null,null,null,null,10567,"10567Westchester","10567",10567,"Zone H - Millwood","Consolidated Edison","Westchester","Mid-Hudson","Lower Hudson","Mid-Hudson","Mid-Hudson","ConEd Westchester","Zone H - Millwood","Lower Hudson","Hudson Valley","Poughkeepsie",null,"Western","Chautauqua",14756,"National Grid","National Grid","National Grid","National Grid",0.1052,0.66300000000000003,2.6776113636363634,3.06,2.2051507352941182]
[null,null,null,null,null,null,null,null,null,10588,"10588Westchester","10588",10588,"Zone H - Millwood","Consolidated Edison","Westchester","Mid-Hudson","Lower Hudson","Mid-Hudson","Mid-Hudson","ConEd Westchester","Zone H - Millwood","Lower Hudson","Hudson Valley","Poughkeepsie",null,"Western","Chautauqua",14757,"Municipal Utilities","New York State Electric and Gas","Other","New York State Electric and Gas",0.1595,0.81100000000000005,2.6776113636363634,3.06,2.2051507352941182]
[null,null,null,null,null,null,null,null,null,10596,"10596Westchester","10596",10596,"Zone H - Millwood","Consolidated Edison","Westchester","Mid-Hudson","Lower Hudson","Mid-Hudson","Mid-Hudson","ConEd Westchester","Zone H - Millwood","Lower Hudson","Hudson Valley","New York",null,"Western","Chautauqua",14758,"National Grid","National Grid","National Grid","National Grid",0.1052,0.66300000000000003,2.6776113636363634,3.06,2.2051507352941182]
[null,null,null,null,null,null,null,null,null,10502,"10502Westchester","10502",10502,"Zone I - Dunwoodie","Consolidated Edison","Westchester","Mid-Hudson","Lower Hudson","Mid-Hudson","Mid-Hudson","ConEd Westchester","Zone I - Dunwoodie","Lower Hudson","Hudson Valley","New York",null,"Western","Cattaraugus",14760,"National Grid","National Grid","National Grid","National Grid",0.1052,0.66300000000000003,2.6776113636363634,3.06,2.2051507352941182]
[null,null,null,null,null,null,null,null,null,10503,"10503Westchester","10503",10503,"Zone I - Dunwoodie","Consolidated Edison","Westchester","Mid-Hudson","Lower Hudson","Mid-Hudson","Mid-Hudson","ConEd Westchester","Zone I - Dunwoodie","Lower Hudson","Hudson Valley","New York",null,"Western","Cattaraugus",14766,"National Grid","National Grid","National Grid","National Grid",0.1052,0.66300000000000003,2.6776113636363634,3.06,2.2051507352941182]
[null,null,null,null,null,null,null,null,null,10504,"10504Westchester","10504",10504,"Zone I - Dunwoodie","Consolidated Edison","Westchester","Mid-Hudson","Lower Hudson","Mid-Hudson","Mid-Hudson","ConEd Westchester","Zone I - Dunwoodie","Lower Hudson","Hudson Valley","Poughkeepsie",null,"Western","Chautauqua",14767,"National Grid","National Grid","National Grid","National Grid",0.1052,0.66300000000000003,2.6776113636363634,3.06,2.2051507352941182]
[null,null,null,null,null,null,null,null,null,10522,"10522Westchester","10522",10522,"Zone I - Dunwoodie","Consolidated Edison","Westchester","Mid-Hudson","Lower Hudson","Mid-Hudson","Mid-Hudson","ConEd Westchester","Zone I - Dunwoodie","Lower Hudson","Hudson Valley","New York",null,"Western","Chautauqua",14769,"National Grid","National Grid","National Grid","National Grid",0.1052,0.66300000000000003,2.6776113636363634,3.06,2.2051507352941182]
[null,null,null,null,null,null,null,null,null,10523,"10523Westchester","10523",10523,"Zone I - Dunwoodie","Consolidated Edison","Westchester","Mid-Hudson","Lower Hudson","Mid-Hudson","Mid-Hudson","ConEd Westchester","Zone I - Dunwoodie","Lower Hudson","Hudson Valley","New York",null,"Western","Cattaraugus",14770,"National Grid","National Grid","National Grid","National Grid",0.1052,0.66300000000000003,2.6776113636363634,3.06,2.2051507352941182]
[null,null,null,null,null,null,null,null,null,10528,"10528Westchester","10528",10528,"Zone I - Dunwoodie","Consolidated Edison","Westchester","Mid-Hudson","Lower Hudson","Mid-Hudson","Mid-Hudson","ConEd Westchester","Zone I - Dunwoodie","Lower Hudson","Hudson Valley","New York",null,"Western","Cattaraugus",14772,"New York State Electric and Gas","New York State Electric and Gas","New York State Electric and Gas","New York State Electric and Gas",9.2600000000000002E-2,0.66700000000000004,2.6776113636363634,3.06,2.2051507352941182]
[null,null,null,null,null,null,null,null,null,10530,"10530Westchester","10530",10530,"Zone I - Dunwoodie","Consolidated Edison","Westchester","Mid-Hudson","Lower Hudson","Mid-Hudson","Mid-Hudson","ConEd Westchester","Zone I - Dunwoodie","Lower Hudson","Hudson Valley","New York",null,"Western","Allegany",14774,"Rochester Gas and Electric","Rochester Gas and Electric","Rochester Gas and Electric","Rochester Gas and Electric",9.5799999999999996E-2,0.56500000000000006,2.6776113636363634,3.06,2.2051507352941182]
[null,null,null,null,null,null,null,null,null,10532,"10532Westchester","10532",10532,"Zone I - Dunwoodie","Consolidated Edison","Westchester","Mid-Hudson","Lower Hudson","Mid-Hudson","Mid-Hudson","ConEd Westchester","Zone I - Dunwoodie","Lower Hudson","Hudson Valley","New York",null,"Western","Chautauqua",14775,"National Grid","National Grid","National Grid","National Grid",0.1052,0.66300000000000003,2.6776113636363634,3.06,2.2051507352941182]
[null,null,null,null,null,null,null,null,null,10533,"10533Westchester","10533",10533,"Zone I - Dunwoodie","Consolidated Edison","Westchester","Mid-Hudson","Lower Hudson","Mid-Hudson","Mid-Hudson","ConEd Westchester","Zone I - Dunwoodie","Lower Hudson","Hudson Valley","New York",null,"Western","Allegany",14777,"Rochester Gas and Electric","Rochester Gas and Electric","Rochester Gas and Electric","Rochester Gas and Electric",9.5799999999999996E-2,0.56500000000000006,2.6776113636363634,3.06,2.2051507352941182]
[null,null,null,null,null,null,null,null,null,10538,"10538Westchester","10538",10538,"Zone I - Dunwoodie","Consolidated Edison","Westchester","Mid-Hudson","Lower Hudson","Mid-Hudson","Mid-Hudson","ConEd Westchester","Zone I - Dunwoodie","Lower Hudson","Hudson Valley","New York",null,"Western","Cattaraugus",14778,"National Grid","National Grid","National Grid","National Grid",0.1052,0.66300000000000003,2.6776113636363634,3.06,2.2051507352941182]
[null,null,null,null,null,null,null,null,null,10543,"10543Westchester","10543",10543,"Zone I - Dunwoodie","Consolidated Edison","Westchester","Mid-Hudson","Lower Hudson","Mid-Hudson","Mid-Hudson","ConEd Westchester","Zone I - Dunwoodie","Lower Hudson","Hudson Valley","New York",null,"Western","Cattaraugus",14779,"Municipal Utilities","New York State Electric and Gas","Other","New York State Electric and Gas",0.1595,0.81100000000000005,2.6776113636363634,3.06,2.2051507352941182]
[null,null,null,null,null,null,null,null,null,10550,"10550Westchester","10550",10550,"Zone I - Dunwoodie","Consolidated Edison","Westchester","Mid-Hudson","Lower Hudson","Mid-Hudson","Mid-Hudson","ConEd Westchester","Zone I - Dunwoodie","Lower Hudson","Hudson Valley","New York",null,"Western","Chautauqua",14781,"National Grid","National Grid","National Grid","National Grid",0.1052,0.66300000000000003,2.6776113636363634,3.06,2.2051507352941182]
[null,null,null,null,null,null,null,null,null,10551,"10551Westchester","10551",10551,"Zone I - Dunwoodie","Consolidated Edison","Westchester","Mid-Hudson","Lower Hudson","Mid-Hudson","Mid-Hudson","ConEd Westchester","Zone I - Dunwoodie","Lower Hudson","Hudson Valley","New York",null,"Western","Chautauqua",14782,"National Grid","National Grid","National Grid","National Grid",0.1052,0.66300000000000003,2.6776113636363634,3.06,2.2051507352941182]
[null,null,null,null,null,null,null,null,null,10552,"10552Westchester","10552",10552,"Zone I - Dunwoodie","Consolidated Edison","Westchester","Mid-Hudson","Lower Hudson","Mid-Hudson","Mid-Hudson","ConEd Westchester","Zone I - Dunwoodie","Lower Hudson","Hudson Valley","New York",null,"Western","Cattaraugus",14783,"New York State Electric and Gas","New York State Electric and Gas","New York State Electric and Gas","New York State Electric and Gas",9.2600000000000002E-2,0.66700000000000004,2.6776113636363634,3.06,2.2051507352941182]
[null,null,null,null,null,null,null,null,null,10553,"10553Westchester","10553",10553,"Zone I - Dunwoodie","Consolidated Edison","Westchester","Mid-Hudson","Lower Hudson","Mid-Hudson","Mid-Hudson","ConEd Westchester","Zone I - Dunwoodie","Lower Hudson","Hudson Valley","New York",null,"Western","Chautauqua",14784,"National Grid","National Grid","National Grid","National Grid",0.1052,0.66300000000000003,2.6776113636363634,3.06,2.2051507352941182]
[null,null,null,null,null,null,null,null,null,10570,"10570Westchester","10570",10570,"Zone I - Dunwoodie","Consolidated Edison","Westchester","Mid-Hudson","Lower Hudson","Mid-Hudson","Mid-Hudson","ConEd Westchester","Zone I - Dunwoodie","Lower Hudson","Hudson Valley","New York",null,"Western","Chautauqua",14785,"National Grid","National Grid","National Grid","National Grid",0.1052,0.66300000000000003,2.6776113636363634,3.06,2.2051507352941182]
[null,null,null,null,null,null,null,null,null,10573,"10573Westchester","10573",10573,"Zone I - Dunwoodie","Consolidated Edison","Westchester","Mid-Hudson","Lower Hudson","Mid-Hudson","Mid-Hudson","ConEd Westchester","Zone I - Dunwoodie","Lower Hudson","Hudson Valley","New York",null,"Western","Allegany",14786,"National Grid","National Grid","National Grid","National Grid",0.1052,0.66300000000000003,2.6776113636363634,3.06,2.2051507352941182]
[null,null,null,null,null,null,null,null,null,10577,"10577Westchester","10577",10577,"Zone I - Dunwoodie","Consolidated Edison","Westchester","Mid-Hudson","Lower Hudson","Mid-Hudson","Mid-Hudson","ConEd Westchester","Zone I - Dunwoodie","Lower Hudson","Hudson Valley","New York",null,"Western","Chautauqua",14787,"Municipal Utilities","New York State Electric and Gas","Other","New York State Electric and Gas",0.1595,0.81100000000000005,2.6776113636363634,3.06,2.2051507352941182]
[null,null,null,null,null,null,null,null,null,10580,"10580Westchester","10580",10580,"Zone I - Dunwoodie","Consolidated Edison","Westchester","Mid-Hudson","Lower Hudson","Mid-Hudson","Mid-Hudson","ConEd Westchester","Zone I - Dunwoodie","Lower Hudson","Hudson Valley","New York",null,"Western","Cattaraugus",14788,"National Grid","National Grid","National Grid","National Grid",0.1052,0.66300000000000003,2.6776113636363634,3.06,2.2051507352941182]
[null,null,null,null,null,null,null,null,null,10583,"10583Westchester","10583",10583,"Zone I - Dunwoodie","Consolidated Edison","Westchester","Mid-Hudson","Lower Hudson","Mid-Hudson","Mid-Hudson","ConEd Westchester","Zone I - Dunwoodie","Lower Hudson","Hudson Valley","New York",null,"Western","Steuben",14801,"New York State Electric and Gas","New York State Electric and Gas","New York State Electric and Gas","New York State Electric and Gas",9.2600000000000002E-2,0.66700000000000004,2.6776113636363634,3.06,2.2435595175438618]
[null,null,null,null,null,null,null,null,null,10591,"10591Westchester","10591",10591,"Zone I - Dunwoodie","Consolidated Edison","Westchester","Mid-Hudson","Lower Hudson","Mid-Hudson","Mid-Hudson","ConEd Westchester","Zone I - Dunwoodie","Lower Hudson","Hudson Valley","New York",null,"Western","Allegany",14802,"New York State Electric and Gas","New York State Electric and Gas","New York State Electric and Gas","New York State Electric and Gas",9.2600000000000002E-2,0.66700000000000004,2.6776113636363634,3.06,2.2051507352941182]
[null,null,null,null,null,null,null,null,null,10594,"10594Westchester","10594",10594,"Zone I - Dunwoodie","Consolidated Edison","Westchester","Mid-Hudson","Lower Hudson","Mid-Hudson","Mid-Hudson","ConEd Westchester","Zone I - Dunwoodie","Lower Hudson","Hudson Valley","New York",null,"Western","Allegany",14803,"New York State Electric and Gas","New York State Electric and Gas","New York State Electric and Gas","New York State Electric and Gas",9.2600000000000002E-2,0.66700000000000004,2.6776113636363634,3.06,2.2051507352941182]
[null,null,null,null,null,null,null,null,null,10595,"10595Westchester","10595",10595,"Zone I - Dunwoodie","Consolidated Edison","Westchester","Mid-Hudson","Lower Hudson","Mid-Hudson","Mid-Hudson","ConEd Westchester","Zone I - Dunwoodie","Lower Hudson","Hudson Valley","New York",null,"Western","Allegany",14804,"New York State Electric and Gas","New York State Electric and Gas","New York State Electric and Gas","New York State Electric and Gas",9.2600000000000002E-2,0.66700000000000004,2.6776113636363634,3.06,2.2051507352941182]
[null,null,null,null,null,null,null,null,null,10601,"10601Westchester","10601",10601,"Zone I - Dunwoodie","Consolidated Edison","Westchester","Mid-Hudson","Lower Hudson","Mid-Hudson","Mid-Hudson","ConEd Westchester","Zone I - Dunwoodie","Lower Hudson","Hudson Valley","New York",null,"Western","Schuyler",14805,"New York State Electric and Gas","New York State Electric and Gas","New York State Electric and Gas","New York State Electric and Gas",9.2600000000000002E-2,0.66700000000000004,2.6776113636363634,3.06,2.2435595175438618]
[null,null,null,null,null,null,null,null,null,10602,"10602Westchester","10602",10602,"Zone I - Dunwoodie","Consolidated Edison","Westchester","Mid-Hudson","Lower Hudson","Mid-Hudson","Mid-Hudson","ConEd Westchester","Zone I - Dunwoodie","Lower Hudson","Hudson Valley","New York",null,"Western","Allegany",14806,"Municipal Utilities","New York State Electric and Gas","Other","New York State Electric and Gas",0.1595,0.81100000000000005,2.6776113636363634,3.06,2.2051507352941182]
[null,null,null,null,null,null,null,null,null,10603,"10603Westchester","10603",10603,"Zone I - Dunwoodie","Consolidated Edison","Westchester","Mid-Hudson","Lower Hudson","Mid-Hudson","Mid-Hudson","ConEd Westchester","Zone I - Dunwoodie","Lower Hudson","Hudson Valley","New York",null,"Western","Steuben",14807,"New York State Electric and Gas","New York State Electric and Gas","New York State Electric and Gas","New York State Electric and Gas",9.2600000000000002E-2,0.66700000000000004,2.6776113636363634,3.06,2.2435595175438618]
[null,null,null,null,null,null,null,null,null,10604,"10604Westchester","10604",10604,"Zone I - Dunwoodie","Consolidated Edison","Westchester","Mid-Hudson","Lower Hudson","Mid-Hudson","Mid-Hudson","ConEd Westchester","Zone I - Dunwoodie","Lower Hudson","Hudson Valley","New York",null,"Western","Steuben",14808,"New York State Electric and Gas","New York State Electric and Gas","New York State Electric and Gas","New York State Electric and Gas",9.2600000000000002E-2,0.66700000000000004,2.6776113636363634,3.06,2.2435595175438618]
[null,null,null,null,null,null,null,null,null,10605,"10605Westchester","10605",10605,"Zone I - Dunwoodie","Consolidated Edison","Westchester","Mid-Hudson","Lower Hudson","Mid-Hudson","Mid-Hudson","ConEd Westchester","Zone I - Dunwoodie","Lower Hudson","Hudson Valley","New York",null,"Western","Steuben",14809,"New York State Electric and Gas","New York State Electric and Gas","New York State Electric and Gas","New York State Electric and Gas",9.2600000000000002E-2,0.66700000000000004,2.6776113636363634,3.06,2.2435595175438618]
[null,null,null,null,null,null,null,null,null,10606,"10606Westchester","10606",10606,"Zone I - Dunwoodie","Consolidated Edison","Westchester","Mid-Hudson","Lower Hudson","Mid-Hudson","Mid-Hudson","ConEd Westchester","Zone I - Dunwoodie","Lower Hudson","Hudson Valley","New York",null,"Western","Steuben",14810,"Municipal Utilities","New York State Electric and Gas","Other","New York State Electric and Gas",0.1595,0.81100000000000005,2.6776113636363634,3.06,2.2435595175438618]
[null,null,null,null,null,null,null,null,null,10607,"10607Westchester","10607",10607,"Zone I - Dunwoodie","Consolidated Edison","Westchester","Mid-Hudson","Lower Hudson","Mid-Hudson","Mid-Hudson","ConEd Westchester","Zone I - Dunwoodie","Lower Hudson","Hudson Valley","New York",null,"Western","Chemung",14812,"New York State Electric and Gas","New York State Electric and Gas","New York State Electric and Gas","New York State Electric and Gas",9.2600000000000002E-2,0.66700000000000004,2.6776113636363634,3.06,2.2435595175438618]
[null,null,null,null,null,null,null,null,null,10610,"10610Westchester","10610",10610,"Zone I - Dunwoodie","Consolidated Edison","Westchester","Mid-Hudson","Lower Hudson","Mid-Hudson","Mid-Hudson","ConEd Westchester","Zone I - Dunwoodie","Lower Hudson","Hudson Valley","New York",null,"Western","Allegany",14813,"Rochester Gas and Electric","Rochester Gas and Electric","Rochester Gas and Electric","Rochester Gas and Electric",9.5799999999999996E-2,0.56500000000000006,2.6776113636363634,3.06,2.2051507352941182]
[null,null,null,null,null,null,null,null,null,10701,"10701Westchester","10701",10701,"Zone I - Dunwoodie","Consolidated Edison","Westchester","Mid-Hudson","Lower Hudson","Mid-Hudson","Mid-Hudson","ConEd Westchester","Zone I - Dunwoodie","Lower Hudson","Hudson Valley","New York",null,"Western","Chemung",14814,"New York State Electric and Gas","New York State Electric and Gas","New York State Electric and Gas","New York State Electric and Gas",9.2600000000000002E-2,0.66700000000000004,2.6776113636363634,3.06,2.2435595175438618]
[null,null,null,null,null,null,null,null,null,10702,"10702Westchester","10702",10702,"Zone I - Dunwoodie","Consolidated Edison","Westchester","Mid-Hudson","Lower Hudson","Mid-Hudson","Mid-Hudson","ConEd Westchester","Zone I - Dunwoodie","Lower Hudson","Hudson Valley","New York",null,"Western","Steuben",14815,"New York State Electric and Gas","New York State Electric and Gas","New York State Electric and Gas","New York State Electric and Gas",9.2600000000000002E-2,0.66700000000000004,2.6776113636363634,3.06,2.2435595175438618]
[null,null,null,null,null,null,null,null,null,10703,"10703Westchester","10703",10703,"Zone I - Dunwoodie","Consolidated Edison","Westchester","Mid-Hudson","Lower Hudson","Mid-Hudson","Mid-Hudson","ConEd Westchester","Zone I - Dunwoodie","Lower Hudson","Hudson Valley","New York",null,"Western","Chemung",14816,"New York State Electric and Gas","New York State Electric and Gas","New York State Electric and Gas","New York State Electric and Gas",9.2600000000000002E-2,0.66700000000000004,2.6776113636363634,3.06,2.2435595175438618]
[null,null,null,null,null,null,null,null,null,{"$f":"L2116*1","v":10704},"10704Westchester","10704",10704,"Zone I - Dunwoodie","Consolidated Edison","Westchester","Mid-Hudson","Lower Hudson","Mid-Hudson","Mid-Hudson","ConEd Westchester","Zone I - Dunwoodie","Lower Hudson","Hudson Valley","New York",null,{"$f":"VLOOKUP(AC2116,J:R,9,)","v":"Central"},"Tompkins",14817,"New York State Electric and Gas","New York State Electric and Gas","New York State Electric and Gas","New York State Electric and Gas",9.2600000000000002E-2,0.66700000000000004,2.4470744444444432,3.06,2.2435595175438618]
[null,null,null,null,null,null,null,null,null,10705,"10705Westchester","10705",10705,"Zone I - Dunwoodie","Consolidated Edison","Westchester","Mid-Hudson","Lower Hudson","Mid-Hudson","Mid-Hudson","ConEd Westchester","Zone I - Dunwoodie","Lower Hudson","Hudson Valley","New York",null,"Western","Schuyler",14818,"New York State Electric and Gas","New York State Electric and Gas","New York State Electric and Gas","New York State Electric and Gas",9.2600000000000002E-2,0.66700000000000004,2.6776113636363634,3.06,2.2435595175438618]
[null,null,null,null,null,null,null,null,null,10706,"10706Westchester","10706",10706,"Zone I - Dunwoodie","Consolidated Edison","Westchester","Mid-Hudson","Lower Hudson","Mid-Hudson","Mid-Hudson","ConEd Westchester","Zone I - Dunwoodie","Lower Hudson","Hudson Valley","New York",null,"Western","Steuben",14819,"New York State Electric and Gas","New York State Electric and Gas","New York State Electric and Gas","New York State Electric and Gas",9.2600000000000002E-2,0.66700000000000004,2.6776113636363634,3.06,2.2435595175438618]
[null,null,null,null,null,null,null,null,null,10707,"10707Westchester","10707",10707,"Zone I - Dunwoodie","Consolidated Edison","Westchester","Mid-Hudson","Lower Hudson","Mid-Hudson","Mid-Hudson","ConEd Westchester","Zone I - Dunwoodie","Lower Hudson","Hudson Valley","New York",null,"Western","Steuben",14820,"New York State Electric and Gas","New York State Electric and Gas","New York State Electric and Gas","New York State Electric and Gas",9.2600000000000002E-2,0.66700000000000004,2.6776113636363634,3.06,2.2435595175438618]
[null,null,null,null,null,null,null,null,null,10708,"10708Westchester","10708",10708,"Zone I - Dunwoodie","Consolidated Edison","Westchester","Mid-Hudson","Lower Hudson","Mid-Hudson","Mid-Hudson","ConEd Westchester","Zone I - Dunwoodie","Lower Hudson","Hudson Valley","New York",null,"Western","Steuben",14821,"New York State Electric and Gas","New York State Electric and Gas","New York State Electric and Gas","New York State Electric and Gas",9.2600000000000002E-2,0.66700000000000004,2.6776113636363634,3.06,2.2435595175438618]
[null,null,null,null,null,null,null,null,null,10709,"10709Westchester","10709",10709,"Zone I - Dunwoodie","Consolidated Edison","Westchester","Mid-Hudson","Lower Hudson","Mid-Hudson","Mid-Hudson","ConEd Westchester","Zone I - Dunwoodie","Lower Hudson","Hudson Valley","New York",null,"Western","Allegany",14822,"New York State Electric and Gas","New York State Electric and Gas","New York State Electric and Gas","New York State Electric and Gas",9.2600000000000002E-2,0.66700000000000004,2.6776113636363634,3.06,2.2051507352941182]
[null,null,null,null,null,null,null,null,null,10710,"10710Westchester","10710",10710,"Zone I - Dunwoodie","Consolidated Edison","Westchester","Mid-Hudson","Lower Hudson","Mid-Hudson","Mid-Hudson","ConEd Westchester","Zone I - Dunwoodie","Lower Hudson","Hudson Valley","New York",null,"Western","Steuben",14823,"New York State Electric and Gas","New York State Electric and Gas","New York State Electric and Gas","New York State Electric and Gas",9.2600000000000002E-2,0.66700000000000004,2.6776113636363634,3.06,2.2435595175438618]
[null,null,null,null,null,null,null,null,null,10801,"10801Westchester","10801",10801,"Zone I - Dunwoodie","Consolidated Edison","Westchester","Mid-Hudson","Lower Hudson","Mid-Hudson","Mid-Hudson","ConEd Westchester","Zone I - Dunwoodie","Lower Hudson","Hudson Valley","New York",null,"Western","Schuyler",14824,"New York State Electric and Gas","New York State Electric and Gas","New York State Electric and Gas","New York State Electric and Gas",9.2600000000000002E-2,0.66700000000000004,2.6776113636363634,3.06,2.2435595175438618]
[null,null,null,null,null,null,null,null,null,10802,"10802Westchester","10802",10802,"Zone I - Dunwoodie","Consolidated Edison","Westchester","Mid-Hudson","Lower Hudson","Mid-Hudson","Mid-Hudson","ConEd Westchester","Zone I - Dunwoodie","Lower Hudson","Hudson Valley","New York",null,"Western","Chemung",14825,"New York State Electric and Gas","New York State Electric and Gas","New York State Electric and Gas","New York State Electric and Gas",9.2600000000000002E-2,0.66700000000000004,2.6776113636363634,3.06,2.2435595175438618]
[null,null,null,null,null,null,null,null,null,10803,"10803Westchester","10803",10803,"Zone I - Dunwoodie","Consolidated Edison","Westchester","Mid-Hudson","Lower Hudson","Mid-Hudson","Mid-Hudson","ConEd Westchester","Zone I - Dunwoodie","Lower Hudson","Hudson Valley","New York",null,"Western","Steuben",14826,"New York State Electric and Gas","New York State Electric and Gas","New York State Electric and Gas","New York State Electric and Gas",9.2600000000000002E-2,0.66700000000000004,2.6776113636363634,3.06,2.2435595175438618]
[null,null,null,null,null,null,null,null,null,10804,"10804Westchester","10804",10804,"Zone I - Dunwoodie","Consolidated Edison","Westchester","Mid-Hudson","Lower Hudson","Mid-Hudson","Mid-Hudson","ConEd Westchester","Zone I - Dunwoodie","Lower Hudson","Hudson Valley","New York",null,"Western","Steuben",14827,"New York State Electric and Gas","New York State Electric and Gas","New York State Electric and Gas","New York State Electric and Gas",9.2600000000000002E-2,0.66700000000000004,2.6776113636363634,3.06,2.2435595175438618]
[null,null,null,null,null,null,null,null,null,10805,"10805Westchester","10805",10805,"Zone I - Dunwoodie","Consolidated Edison","Westchester","Mid-Hudson","Lower Hudson","Mid-Hudson","Mid-Hudson","ConEd Westchester","Zone I - Dunwoodie","Lower Hudson","Hudson Valley","New York",null,"Western","Steuben",14830,"New York State Electric and Gas","New York State Electric and Gas","New York State Electric and Gas","New York State Electric and Gas",9.2600000000000002E-2,0.66700000000000004,2.6776113636363634,3.06,2.2435595175438618]
[null,null,null,null,null,null,null,null,null,10578,"10578Westchester","10578",10578,"Zone G - Hudson Valley","New York State Electric and Gas","Westchester","Mid-Hudson","Lower Hudson","Mid-Hudson","Mid-Hudson","ConEd Westchester","Zone G - Hudson Valley","Lower Hudson","Hudson Valley","Poughkeepsie",null,"Western","Steuben",14831,"New York State Electric and Gas","New York State Electric and Gas","New York State Electric and Gas","New York State Electric and Gas",9.2600000000000002E-2,0.66700000000000004,2.6776113636363634,3.06,2.2435595175438618]
[null,null,null,null,null,null,null,null,null,14011,"14011Wyoming","14011",14011,"Zone A - West","National Grid","Wyoming","Finger Lakes","Western","Western","Western","ConEd Westchester","Zone A - West","Western","Western Region","Buffalo",null,"Western","Livingston",14836,"Rochester Gas and Electric","Rochester Gas and Electric","Rochester Gas and Electric","Rochester Gas and Electric",9.5799999999999996E-2,0.56500000000000006,2.6776113636363634,3.06,2.2435595175438618]
[null,null,null,null,null,null,null,null,null,14167,"14167Wyoming","14167",14167,"Zone A - West","National Grid","Wyoming","Finger Lakes","Western","Western","Western",null,"Zone A - West","Western","Western Region","Buffalo",null,"Western","Yates",14837,"New York State Electric and Gas","New York State Electric and Gas","New York State Electric and Gas","New York State Electric and Gas",9.2600000000000002E-2,0.66700000000000004,2.6776113636363634,3.06,2.2435595175438618]
[null,null,null,null,null,null,null,null,null,14037,"14037Wyoming","14037",14037,"Zone A - West","New York State Electric and Gas","Wyoming","Finger Lakes","Western","Western","Western",null,"Zone A - West","Western","Western Region","Buffalo",null,"Western","Chemung",14838,"New York State Electric and Gas","New York State Electric and Gas","New York State Electric and Gas","New York State Electric and Gas",9.2600000000000002E-2,0.66700000000000004,2.6776113636363634,3.06,2.2435595175438618]
[null,null,null,null,null,null,null,null,null,14082,"14082Wyoming","14082",14082,"Zone A - West","New York State Electric and Gas","Wyoming","Finger Lakes","Western","Western","Western",null,"Zone A - West","Western","Western Region","Buffalo",null,"Western","Steuben",14839,"New York State Electric and Gas","New York State Electric and Gas","New York State Electric and Gas","New York State Electric and Gas",9.2600000000000002E-2,0.66700000000000004,2.6776113636363634,3.06,2.2435595175438618]
[null,null,null,null,null,null,null,null,null,14083,"14083Wyoming","14083",14083,"Zone A - West","New York State Electric and Gas","Wyoming","Finger Lakes","Western","Western","Western",null,"Zone A - West","Western","Western Region","Buffalo",null,"Western","Steuben",14840,"New York State Electric and Gas","New York State Electric and Gas","New York State Electric and Gas","New York State Electric and Gas",9.2600000000000002E-2,0.66700000000000004,2.6776113636363634,3.06,2.2435595175438618]
[null,null,null,null,null,null,null,null,null,14113,"14113Wyoming","14113",14113,"Zone A - West","New York State Electric and Gas","Wyoming","Finger Lakes","Western","Western","Western",null,"Zone A - West","Western","Western Region","Buffalo",null,"Western","Schuyler",14841,"New York State Electric and Gas","New York State Electric and Gas","New York State Electric and Gas","New York State Electric and Gas",9.2600000000000002E-2,0.66700000000000004,2.6776113636363634,3.06,2.2435595175438618]
[null,null,null,null,null,null,null,null,null,14145,"14145Wyoming","14145",14145,"Zone A - West","New York State Electric and Gas","Wyoming","Finger Lakes","Western","Western","Western",null,"Zone A - West","Western","Western Region","Buffalo",null,"Western","Yates",14842,"New York State Electric and Gas","New York State Electric and Gas","New York State Electric and Gas","New York State Electric and Gas",9.2600000000000002E-2,0.66700000000000004,2.6776113636363634,3.06,2.2435595175438618]
[null,null,null,null,null,null,null,null,null,14549,"14549Wyoming","14549",14549,"Zone A - West","Municipal Utilities","Wyoming","Finger Lakes","Western","Western","Western",null,"Zone A - West","Western","Western Region","Buffalo",null,"Western","Steuben",14843,"New York State Electric and Gas","New York State Electric and Gas","New York State Electric and Gas","New York State Electric and Gas",9.2600000000000002E-2,0.66700000000000004,2.6776113636363634,3.06,2.2435595175438618]
[null,null,null,null,null,null,null,null,null,14550,"14550Wyoming","14550",14550,"Zone A - West","Municipal Utilities","Wyoming","Finger Lakes","Western","Western","Western",null,"Zone A - West","Western","Western Region","Buffalo",null,"Western","Chemung",14845,"New York State Electric and Gas","New York State Electric and Gas","New York State Electric and Gas","New York State Electric and Gas",9.2600000000000002E-2,0.66700000000000004,2.6776113636363634,3.06,2.2435595175438618]
[null,null,null,null,null,null,null,null,null,14427,"14427Wyoming","14427",14427,"Zone A - West","Municipal Utilities","Wyoming","Finger Lakes","Western","Western","Western",null,"Zone A - West","Western","Western Region","Buffalo",null,"Western","Livingston",14846,"Rochester Gas and Electric","Rochester Gas and Electric","Rochester Gas and Electric","Rochester Gas and Electric",9.5799999999999996E-2,0.56500000000000006,2.6776113636363634,3.06,2.2435595175438618]
[null,null,null,null,null,null,null,null,null,14039,"14039Wyoming","14039",14039,"Zone A - West","New York State Electric and Gas","Wyoming","Finger Lakes","Western","Western","Western",null,"Zone A - West","Western","Western Region","Buffalo",null,"Western","Seneca",14847,"New York State Electric and Gas","New York State Electric and Gas","New York State Electric and Gas","New York State Electric and Gas",9.2600000000000002E-2,0.66700000000000004,2.6776113636363634,3.06,2.2435595175438618]
[null,null,null,null,null,null,null,null,null,14530,"14530Wyoming","14530",14530,"Zone A - West","New York State Electric and Gas","Wyoming","Finger Lakes","Western","Western","Western",null,"Zone A - West","Western","Western Region","Buffalo",null,"Central","Tompkins",14850,"New York State Electric and Gas","New York State Electric and Gas","New York State Electric and Gas","New York State Electric and Gas",9.2600000000000002E-2,0.66700000000000004,2.4470744444444432,3.06,2.2435595175438618]
[null,null,null,null,null,null,null,null,null,14569,"14569Wyoming","14569",14569,"Zone A - West","New York State Electric and Gas","Wyoming","Finger Lakes","Western","Western","Western",null,"Zone A - West","Western","Western Region","Buffalo",null,"Central","Tompkins",14851,"New York State Electric and Gas","New York State Electric and Gas","New York State Electric and Gas","New York State Electric and Gas",9.2600000000000002E-2,0.66700000000000004,2.4470744444444432,3.06,2.2435595175438618]
[null,null,null,null,null,null,null,null,null,14591,"14591Wyoming","14591",14591,"Zone A - West","New York State Electric and Gas","Wyoming","Finger Lakes","Western","Western","Western",null,"Zone A - West","Western","Western Region","Buffalo",null,"Central","Tompkins",14852,"New York State Electric and Gas","New York State Electric and Gas","New York State Electric and Gas","New York State Electric and Gas",9.2600000000000002E-2,0.66700000000000004,2.4470744444444432,3.06,2.2435595175438618]
[null,null,null,null,null,null,null,null,null,14009,"14009Wyoming","14009",14009,"Zone A - West","Municipal Utilities","Wyoming","Finger Lakes","Western","Western","Western",null,"Zone A - West","Western","Western Region","Buffalo",null,"Central","Tompkins",14853,"New York State Electric and Gas","New York State Electric and Gas","New York State Electric and Gas","New York State Electric and Gas",9.2600000000000002E-2,0.66700000000000004,2.4470744444444432,3.06,2.2435595175438618]
[null,null,null,null,null,null,null,null,null,14024,"14024Wyoming","14024",14024,"Zone B - Genesee","Rochester Gas and Electric","Wyoming","Finger Lakes","Western","Western","Western",null,"Zone B - Genesee","Western","Western Region","Buffalo",null,"Central","Tompkins",14854,"New York State Electric and Gas","New York State Electric and Gas","New York State Electric and Gas","New York State Electric and Gas",9.2600000000000002E-2,0.66700000000000004,2.4470744444444432,3.06,2.2435595175438618]
[null,null,null,null,null,null,null,null,null,14130,"14130Wyoming","14130",14130,"Zone B - Genesee","Rochester Gas and Electric","Wyoming","Finger Lakes","Western","Western","Western",null,"Zone B - Genesee","Western","Western Region","Buffalo",null,"Western","Steuben",14855,"New York State Electric and Gas","New York State Electric and Gas","New York State Electric and Gas","New York State Electric and Gas",9.2600000000000002E-2,0.66700000000000004,2.6776113636363634,3.06,2.2435595175438618]
[null,null,null,null,null,null,null,null,null,14536,"14536Wyoming","14536",14536,"Zone B - Genesee","Rochester Gas and Electric","Wyoming","Finger Lakes","Western","Western","Western",null,"Zone B - Genesee","Western","Western Region","Buffalo",null,"Western","Steuben",14856,"Municipal Utilities","New York State Electric and Gas","Other","New York State Electric and Gas",0.1595,0.81100000000000005,2.6776113636363634,3.06,2.2435595175438618]
[null,null,null,null,null,null,null,null,null,14066,"14066Wyoming","14066",14066,"Zone B - Genesee","New York State Electric and Gas","Wyoming","Finger Lakes","Western","Western","Western",null,"Zone B - Genesee","Western","Western Region","Buffalo",null,"Western","Yates",14857,"New York State Electric and Gas","New York State Electric and Gas","New York State Electric and Gas","New York State Electric and Gas",9.2600000000000002E-2,0.66700000000000004,2.6776113636363634,3.06,2.2435595175438618]
[null,null,null,null,null,null,null,null,null,14415,"14415Yates","14415",14415,"Zone C - Central","New York State Electric and Gas","Yates","Finger Lakes","Western","Western","Western",null,"Zone C - Central","Western","Western Region","Binghamton",null,"Western","Steuben",14858,"New York State Electric and Gas","New York State Electric and Gas","New York State Electric and Gas","New York State Electric and Gas",9.2600000000000002E-2,0.66700000000000004,2.6776113636363634,3.06,2.2435595175438618]
[null,null,null,null,null,null,null,null,null,14418,"14418Yates","14418",14418,"Zone C - Central","New York State Electric and Gas","Yates","Finger Lakes","Western","Western","Western",null,"Zone C - Central","Western","Western Region","Binghamton",null,"Central","Tioga",14859,"New York State Electric and Gas","New York State Electric and Gas","New York State Electric and Gas","New York State Electric and Gas",9.2600000000000002E-2,0.66700000000000004,2.4470744444444432,3.06,2.2435595175438618]
[null,null,null,null,null,null,null,null,null,14441,"14441Yates","14441",14441,"Zone C - Central","New York State Electric and Gas","Yates","Finger Lakes","Western","Western","Western",null,"Zone C - Central","Western","Western Region","Binghamton",null,"Western","Seneca",14860,"New York State Electric and Gas","New York State Electric and Gas","New York State Electric and Gas","New York State Electric and Gas",9.2600000000000002E-2,0.66700000000000004,2.6776113636363634,3.06,2.2435595175438618]
[null,null,null,null,null,null,null,null,null,14478,"14478Yates","14478",14478,"Zone C - Central","New York State Electric and Gas","Yates","Finger Lakes","Western","Western","Western",null,"Zone C - Central","Western","Western Region","Binghamton",null,"Western","Chemung",14861,"New York State Electric and Gas","New York State Electric and Gas","New York State Electric and Gas","New York State Electric and Gas",9.2600000000000002E-2,0.66700000000000004,2.6776113636363634,3.06,2.2435595175438618]
[null,null,null,null,null,null,null,null,null,14507,"14507Yates","14507",14507,"Zone C - Central","New York State Electric and Gas","Yates","Finger Lakes","Western","Western","Western",null,"Zone C - Central","Western","Western Region","Binghamton",null,"Western","Schuyler",14863,"New York State Electric and Gas","New York State Electric and Gas","New York State Electric and Gas","New York State Electric and Gas",9.2600000000000002E-2,0.66700000000000004,2.6776113636363634,3.06,2.2435595175438618]
[null,null,null,null,null,null,null,null,null,14544,"14544Yates","14544",14544,"Zone C - Central","New York State Electric and Gas","Yates","Finger Lakes","Western","Western","Western",null,"Zone C - Central","Western","Western Region","Binghamton",null,"Western","Chemung",14864,"New York State Electric and Gas","New York State Electric and Gas","New York State Electric and Gas","New York State Electric and Gas",9.2600000000000002E-2,0.66700000000000004,2.6776113636363634,3.06,2.2435595175438618]
[null,null,null,null,null,null,null,null,null,14837,"14837Yates","14837",14837,"Zone C - Central","New York State Electric and Gas","Yates","Finger Lakes","Western","Western","Western",null,"Zone C - Central","Western","Western Region","Binghamton",null,"Western","Schuyler",14865,"New York State Electric and Gas","New York State Electric and Gas","New York State Electric and Gas","New York State Electric and Gas",9.2600000000000002E-2,0.66700000000000004,2.6776113636363634,3.06,2.2435595175438618]
[null,null,null,null,null,null,null,null,null,14842,"14842Yates","14842",14842,"Zone C - Central","New York State Electric and Gas","Yates","Finger Lakes","Western","Western","Western",null,"Zone C - Central","Western","Western Region","Binghamton",null,"Central","Tompkins",14867,"New York State Electric and Gas","New York State Electric and Gas","New York State Electric and Gas","New York State Electric and Gas",9.2600000000000002E-2,0.66700000000000004,2.4470744444444432,3.06,2.2435595175438618]
[null,null,null,null,null,null,null,null,null,14857,"14857Yates","14857",14857,"Zone C - Central","New York State Electric and Gas","Yates","Finger Lakes","Western","Western","Western",null,"Zone C - Central","Western","Western Region","Binghamton",null,"Western","Schuyler",14869,"New York State Electric and Gas","New York State Electric and Gas","New York State Electric and Gas","New York State Electric and Gas",9.2600000000000002E-2,0.66700000000000004,2.6776113636363634,3.06,2.2435595175438618]
[null,null,null,null,null,null,null,null,null,14878,"14878Yates","14878",14878,"Zone C - Central","New York State Electric and Gas","Yates","Finger Lakes","Western","Western","Western",null,"Zone C - Central","Western","Western Region","Binghamton",null,"Western","Steuben",14870,"New York State Electric and Gas","New York State Electric and Gas","New York State Electric and Gas","New York State Electric and Gas",9.2600000000000002E-2,0.66700000000000004,2.6776113636363634,3.06,2.2435595175438618]
[null,null,null,null,null,null,null,null,null,14527,"14527Yates","14527",14527,"Zone C - Central","Municipal Utilities","Yates","Finger Lakes","Western","Western","Western",null,"Zone C - Central","Western","Western Region","Binghamton",null,"Western","Chemung",14871,"New York State Electric and Gas","New York State Electric and Gas","New York State Electric and Gas","New York State Electric and Gas",9.2600000000000002E-2,0.66700000000000004,2.6776113636363634,3.06,2.2435595175438618]
[null,null,null,null,null,null,null,null,null,14527,{"$f":"CONCATENATE(M2159,P2159)","v":"14527Yates"},"14527",14527,"Zone C - Central","Municipal Utilities","Yates","Finger Lakes","Western","Western","Western",null,"Zone C - Central",{"$f":"R2159","v":"Western"},"Western Region",null,null,"Western","Chemung",14872,"New York State Electric and Gas","New York State Electric and Gas","New York State Electric and Gas","New York State Electric and Gas",9.2600000000000002E-2,0.66700000000000004,2.6776113636363634,3.06,2.2435595175438618]
[null,null,null,null,null,null,null,null,null,null,null,null,null,null,null,null,null,null,null,null,null,null,null,null,null,null,"Western","Steuben",14873,"New York State Electric and Gas","New York State Electric and Gas","New York State Electric and Gas","New York State Electric and Gas",9.2600000000000002E-2,0.66700000000000004,2.6776113636363634,3.06,2.2435595175438618]
[null,null,null,null,null,null,null,null,null,null,null,null,null,null,null,null,null,null,null,null,null,null,null,null,null,null,"Western","Steuben",14874,"New York State Electric and Gas","New York State Electric and Gas","New York State Electric and Gas","New York State Electric and Gas",9.2600000000000002E-2,0.66700000000000004,2.6776113636363634,3.06,2.2435595175438618]
[null,null,null,null,null,null,null,null,null,null,null,null,null,null,null,null,null,null,null,null,null,null,null,null,null,null,"Western","Schuyler",14876,"Municipal Utilities","New York State Electric and Gas","Other","New York State Electric and Gas",0.1595,0.81100000000000005,2.6776113636363634,3.06,2.2435595175438618]
[null,null,null,null,null,null,null,null,null,null,null,null,null,null,null,null,null,null,null,null,null,null,null,null,null,null,"Western","Steuben",14877,"New York State Electric and Gas","New York State Electric and Gas","New York State Electric and Gas","New York State Electric and Gas",9.2600000000000002E-2,0.66700000000000004,2.6776113636363634,3.06,2.2435595175438618]
[null,null,null,null,null,null,null,null,null,null,null,null,null,null,null,null,null,null,null,null,null,null,null,null,null,null,"Western","Yates",14878,"New York State Electric and Gas","New York State Electric and Gas","New York State Electric and Gas","New York State Electric and Gas",9.2600000000000002E-2,0.66700000000000004,2.6776113636363634,3.06,2.2435595175438618]
[null,null,null,null,null,null,null,null,null,null,null,null,null,null,null,null,null,null,null,null,null,null,null,null,null,null,"Western","Steuben",14879,"New York State Electric and Gas","New York State Electric and Gas","New York State Electric and Gas","New York State Electric and Gas",9.2600000000000002E-2,0.66700000000000004,2.6776113636363634,3.06,2.2435595175438618]
[null,null,null,null,null,null,null,null,null,null,null,null,null,null,null,null,null,null,null,null,null,null,null,null,null,null,"Western","Allegany",14880,"National Grid","National Grid","National Grid","National Grid",0.10150000000000001,0.66300000000000003,2.6776113636363634,3.06,2.2051507352941182]
[null,null,null,null,null,null,null,null,null,null,null,null,null,null,null,null,null,null,null,null,null,null,null,null,null,null,"Central","Tompkins",14881,"New York State Electric and Gas","New York State Electric and Gas","New York State Electric and Gas","New York State Electric and Gas",9.2600000000000002E-2,0.66700000000000004,2.4470744444444432,3.06,2.2435595175438618]
[null,null,null,null,null,null,null,null,null,null,null,null,null,null,null,null,null,null,null,null,null,null,null,null,null,null,"Central","Tompkins",14882,"New York State Electric and Gas","New York State Electric and Gas","New York State Electric and Gas","New York State Electric and Gas",9.2600000000000002E-2,0.66700000000000004,2.4470744444444432,3.06,2.2435595175438618]
[null,null,null,null,null,null,null,null,null,null,null,null,null,null,null,null,null,null,null,null,null,null,null,null,null,null,"Central","Tioga",14883,"New York State Electric and Gas","New York State Electric and Gas","New York State Electric and Gas","New York State Electric and Gas",9.2600000000000002E-2,0.66700000000000004,2.4470744444444432,3.06,2.2435595175438618]
[null,null,null,null,null,null,null,null,null,null,null,null,null,null,null,null,null,null,null,null,null,null,null,null,null,null,"Western","Allegany",14884,"New York State Electric and Gas","New York State Electric and Gas","New York State Electric and Gas","New York State Electric and Gas",9.2600000000000002E-2,0.66700000000000004,2.6776113636363634,3.06,2.2051507352941182]
[null,null,null,null,null,null,null,null,null,null,null,null,null,null,null,null,null,null,null,null,null,null,null,null,null,null,"Western","Steuben",14885,"New York State Electric and Gas","New York State Electric and Gas","New York State Electric and Gas","New York State Electric and Gas",9.2600000000000002E-2,0.66700000000000004,2.6776113636363634,3.06,2.2435595175438618]
[null,null,null,null,null,null,null,null,null,null,null,null,null,null,null,null,null,null,null,null,null,null,null,null,null,null,"Central","Tompkins",14886,"New York State Electric and Gas","New York State Electric and Gas","New York State Electric and Gas","New York State Electric and Gas",9.2600000000000002E-2,0.66700000000000004,2.4470744444444432,3.06,2.2435595175438618]
[null,null,null,null,null,null,null,null,null,null,null,null,null,null,null,null,null,null,null,null,null,null,null,null,null,null,"Western","Schuyler",14887,"New York State Electric and Gas","New York State Electric and Gas","New York State Electric and Gas","New York State Electric and Gas",9.2600000000000002E-2,0.66700000000000004,2.6776113636363634,3.06,2.2435595175438618]
[null,null,null,null,null,null,null,null,null,null,null,null,null,null,null,null,null,null,null,null,null,null,null,null,null,null,"Western","Chemung",14889,"New York State Electric and Gas","New York State Electric and Gas","New York State Electric and Gas","New York State Electric and Gas",9.2600000000000002E-2,0.66700000000000004,2.6776113636363634,3.06,2.2435595175438618]
[null,null,null,null,null,null,null,null,null,null,null,null,null,null,null,null,null,null,null,null,null,null,null,null,null,null,"Western","Schuyler",14891,"Municipal Utilities","New York State Electric and Gas","Other","New York State Electric and Gas",0.1595,0.81100000000000005,2.6776113636363634,3.06,2.2435595175438618]
[null,null,null,null,null,null,null,null,null,null,null,null,null,null,null,null,null,null,null,null,null,null,null,null,null,null,"Central","Tioga",14892,"Municipal Utilities","New York State Electric and Gas","Other","New York State Electric and Gas",0.1595,0.81100000000000005,2.4470744444444432,3.06,2.2435595175438618]
[null,null,null,null,null,null,null,null,null,null,null,null,null,null,null,null,null,null,null,null,null,null,null,null,null,null,"Western","Schuyler",14893,"New York State Electric and Gas","New York State Electric and Gas","New York State Electric and Gas","New York State Electric and Gas",9.2600000000000002E-2,0.66700000000000004,2.6776113636363634,3.06,2.2435595175438618]
[null,null,null,null,null,null,null,null,null,null,null,null,null,null,null,null,null,null,null,null,null,null,null,null,null,null,"Western","Chemung",14894,"New York State Electric and Gas","New York State Electric and Gas","New York State Electric and Gas","New York State Electric and Gas",9.2600000000000002E-2,0.66700000000000004,2.6776113636363634,3.06,2.2435595175438618]
[null,null,null,null,null,null,null,null,null,null,null,null,null,null,null,null,null,null,null,null,null,null,null,null,null,null,"Western","Allegany",14895,"Municipal Utilities","New York State Electric and Gas","Other","New York State Electric and Gas",0.1595,0.81100000000000005,2.6776113636363634,3.06,2.2051507352941182]
[null,null,null,null,null,null,null,null,null,null,null,null,null,null,null,null,null,null,null,null,null,null,null,null,null,null,{"$f":"VLOOKUP(AC2180,J:R,9,)","v":"Western"},"Allegany",14897,"National Grid","National Grid","National Grid","National Grid",9.98E-2,0.66300000000000003,2.6776113636363634,3.06,2.2051507352941182]
[null,null,null,null,null,null,null,null,null,null,null,null,null,null,null,null,null,null,null,null,null,null,null,null,null,null,"Western","Steuben",14898,"New York State Electric and Gas","New York State Electric and Gas","New York State Electric and Gas","New York State Electric and Gas",9.2600000000000002E-2,0.66700000000000004,2.6776113636363634,3.06,2.2435595175438618]
[null,null,null,null,null,null,null,null,null,null,null,null,null,null,null,null,null,null,null,null,null,null,null,null,null,null,"Western","Chemung",14901,"New York State Electric and Gas","New York State Electric and Gas","New York State Electric and Gas","New York State Electric and Gas",9.2600000000000002E-2,0.66700000000000004,2.6776113636363634,3.06,2.2435595175438618]
[null,null,null,null,null,null,null,null,null,null,null,null,null,null,null,null,null,null,null,null,null,null,null,null,null,null,"Western","Chemung",14902,"New York State Electric and Gas","New York State Electric and Gas","New York State Electric and Gas","New York State Electric and Gas",9.2600000000000002E-2,0.66700000000000004,2.6776113636363634,3.06,2.2435595175438618]
[null,null,null,null,null,null,null,null,null,null,null,null,null,null,null,null,null,null,null,null,null,null,null,null,null,null,"Western","Chemung",14903,"New York State Electric and Gas","New York State Electric and Gas","New York State Electric and Gas","New York State Electric and Gas",9.2600000000000002E-2,0.66700000000000004,2.6776113636363634,3.06,2.2435595175438618]
[null,null,null,null,null,null,null,null,null,null,null,null,null,null,null,null,null,null,null,null,null,null,null,null,null,null,"Western","Chemung",14904,"New York State Electric and Gas","New York State Electric and Gas","New York State Electric and Gas","New York State Electric and Gas",9.2600000000000002E-2,0.66700000000000004,2.6776113636363634,3.06,2.2435595175438618]
[null,null,null,null,null,null,null,null,null,null,null,null,null,null,null,null,null,null,null,null,null,null,null,null,null,null,"Western","Chemung",14905,"New York State Electric and Gas","New York State Electric and Gas","New York State Electric and Gas","New York State Electric and Gas",9.2600000000000002E-2,0.66700000000000004,2.6776113636363634,3.06,2.2435595175438618]
[null,null,null,null,null,null,null,null,null,null,null,null,null,null,null,null,null,null,null,null,null,null,null,null,null,null,{"$error":"#N/A"},"Chemung",14925,"New York State Electric and Gas","New York State Electric and Gas",null,null,0.105,0.95799999999999996,2.6776113636363634,3.06,2.2435595175438618]

{"sheet":"Drop-Down Lists","index":4,"n_rows":2158,"n_cols":18,"rows_kept":2158,"cut":false,"hidden":true,"merged":[]}
[]
["Electric Utility Name Lookup",null," ","Natural Gas List"," ","ZIP Code List"," ","County List"," ","Whole House?"]
["Central Hudson Gas and Electric","Central Hudson Gas and Electric",null,"Central Hudson Gas and Electric",null,"00501",null,"Albany",null,"Yes",null,{"$f":"A3=B3","v":true},{"$f":"VLOOKUP(B3,D:D,1,)","v":"Central Hudson Gas and Electric"},null,{"$f":"VLOOKUP(D3,B:B,1,)","v":"Central Hudson Gas and Electric"},null,"Orange and Rockland Utilities","Orange and Rockland"]
["Consolidated Edison","Consolidated Edison",null,"Consolidated Edison",null,"00544",null,"Allegany",null,"No",null,{"$f":"A4=B4","v":true},{"$f":"VLOOKUP(B4,D:D,1,)","v":"Consolidated Edison"},null,{"$f":"VLOOKUP(D4,B:B,1,)","v":"Consolidated Edison"},null,"NYS Electric and Gas","New York State Electric and Gas"]
["National Grid","National Grid",null,"National Fuel Gas Distribution",null,"06390",null,"Bronx",null,null,null,true,{"$error":"#N/A"},null,{"$error":"#N/A"},null,"Long Island Power Authority","PSEG Long Island"]
["New York State Electric and Gas","New York State Electric and Gas",null,"National Grid - Upstate",null,10001,null,"Broome",null,null,null,true,"New York State Electric and Gas",null,{"$error":"#N/A"},null,"St. Lawrence Gas","St. Lawrence"]
["Orange and Rockland","Orange and Rockland",null,"National Grid - Long Island",null,10002,null,"Cattaraugus",null,null,null,true,"Orange and Rockland",null,{"$error":"#N/A"}]
["Rochester Gas and Electric","Rochester Gas and Electric",null,"National Grid - NYC",null,10003,null,"Cayuga",null,null,null,true,"Rochester Gas and Electric",null,{"$error":"#N/A"}]
["PSEG Long Island","PSEG Long Island",null,"New York State Electric and Gas",null,10004,null,"Chautauqua",null,null,null,true,{"$error":"#N/A"},null,"New York State Electric and Gas"]
["PSEG Long Island","Muni or Coop (use Override)",null,"Orange and Rockland",null,10005,null,"Chemung",null,null,null,{"$f":"A10=B10","v":false},{"$f":"VLOOKUP(B10,D:D,1,)","v":{"$error":"#N/A"}},null,"Orange and Rockland"]
["Other","Other",null,"Rochester Gas and Electric",null,10006,null,"Chenango",null,null,null,{"$f":"A11=B11","v":true},{"$f":"VLOOKUP(B11,D:D,1,)","v":{"$error":"#N/A"}}," ","Rochester Gas and Electric"," "]
[null,null,null,"Corning Natural Gas",null,10007,null,"Clinton",null,null,null,{"$f":"A12=B12","v":true},{"$f":"VLOOKUP(B12,D:D,1,)","v":{"$error":"#N/A"}}," ",{"$f":"VLOOKUP(D12,B:B,1,)","v":{"$error":"#N/A"}}]
[null,null,null,"St. Lawrence",null,10008,null,"Columbia",null,null,null,{"$f":"A13=B13","v":true},{"$f":"VLOOKUP(B13,D:D,1,)","v":{"$error":"#N/A"}}," ",{"$error":"#N/A"}]
[null,null,null,null,null,10009,null,"Cortland"]
[null,null,null,null,null,10010,null,"Delaware"]
[null,null,null,null,null,10011,null,"Dutchess"]
[null,null,null,null,null,10012,null,"Erie"]
[null,null,null,null,null,10013,null,"Essex"]
[null,null,null,null,null,10014,null,"Franklin"]
[null,null,null,null,null,10016,null,"Fulton"]
[null,null,null,null,null,10017,null,"Genesee"]
[null,null,null,null,null,10018,null,"Greene"]
[null,null,null,null,null,10019,null,"Hamilton"]
[null,null,null,null,null,10020,null,"Herkimer"]
[null,null,null,null,null,10021,null,"Jefferson"]
[null,null,null,null,null,10022,null,"Kings"]
[null,null,null,null,null,10023,null,"Lewis"]
[null,null,null,null,null,10024,null,"Livingston"]
[null,null,null,null,null,10025,null,"Madison"]
[null,null,null,null,null,10026,null,"Monroe"]
[null,null,null,null,null,10027,null,"Montgomery"]
[null,null,null,null,null,10028,null,"Nassau"]
[null,null,null,null,null,10029,null,"New York"]
[null,null,null,null,null,10030,null,"Niagara"]
[null,null,null,null,null,10031,null,"Oneida"]
[null,null,null,null,null,10032,null,"Onondaga"]
[null,null,null,null,null,10033,null,"Ontario"]
[null,null,null,null,null,10034,null,"Orange"]
[null,null,null,null,null,10035,null,"Orleans"]
[null,null,null,null,null,10036,null,"Oswego"]
[null,null,null,null,null,10037,null,"Otsego"]
[null,null,null,null,null,10038,null,"Putnam"]
[null,null,null,null,null,10039,null,"Queens"]
[null,null,null,null,null,10040,null,"Rensselaer"]
[null,null,null,null,null,10041,null,"Richmond"]
[null,null,null,null,null,10043,null,"Rockland"]
[null,null,null,null,null,10044,null,"Saratoga"]
[null,null,null,null,null,10045,null,"Schenectady"]
[null,null,null,null,null,10055,null,"Schoharie"]
[null,null,null,null,null,10060,null,"Schuyler"]
[null,null,null,null,null,10065,null,"Seneca"]
[null,null,null,null,null,10069,null,"St. Lawrence"]
[null,null,null,null,null,10075,null,"Steuben"]
[null,null,null,null,null,10080,null,"Suffolk"]
[null,null,null,null,null,10081,null,"Sullivan"]
[null,null,null,null,null,10087,null,"Tioga"]
[null,null,null,null,null,10090,null,"Tompkins"]
[null,null,null,null,null,10101,null,"Ulster"]
[null,null,null,null,null,10102,null,"Warren"]
[null,null,null,null,null,10103,null,"Washington"]
[null,null,null,null,null,10104,null,"Wayne"]
[null,null,null,null,null,10105,null,"Westchester"]
[null,null,null,null,null,10106,null,"Wyoming"]
[null,null,null,null,null,10107,null,"Yates"]
[null,null,null,null,null,10108]
[null,null,null,null,null,10109]
[null,null,null,null,null,10110]
[null,null,null,null,null,10111]
[null,null,null,null,null,10112]
[null,null,null,null,null,10113]
[null,null,null,null,null,10114]
[null,null,null,null,null,10115]
[null,null,null,null,null,10116]
[null,null,null,null,null,10117]
[null,null,null,null,null,10118]
[null,null,null,null,null,10119]
[null,null,null,null,null,10120]
[null,null,null,null,null,10121]
[null,null,null,null,null,10122]
[null,null,null,null,null,10123]
[null,null,null,null,null,10124]
[null,null,null,null,null,10125]
[null,null,null,null,null,10126]
[null,null,null,null,null,10128]
[null,null,null,null,null,10129]
[null,null,null,null,null,10130]
[null,null,null,null,null,10131]
[null,null,null,null,null,10132]
[null,null,null,null,null,10133]
[null,null,null,null,null,10138]
[null,null,null,null,null,10150]
[null,null,null,null,null,10151]
[null,null,null,null,null,10152]
[null,null,null,null,null,10153]
[null,null,null,null,null,10154]
[null,null,null,null,null,10155]
[null,null,null,null,null,10156]
[null,null,null,null,null,10157]
[null,null,null,null,null,10158]
[null,null,null,null,null,10159]
[null,null,null,null,null,10160]
[null,null,null,null,null,10161]
[null,null,null,null,null,10162]
[null,null,null,null,null,10163]
[null,null,null,null,null,10164]
[null,null,null,null,null,10165]
[null,null,null,null,null,10166]
[null,null,null,null,null,10167]
[null,null,null,null,null,10168]
[null,null,null,null,null,10169]
[null,null,null,null,null,10170]
[null,null,null,null,null,10171]
[null,null,null,null,null,10172]
[null,null,null,null,null,10173]
[null,null,null,null,null,10174]
[null,null,null,null,null,10175]
[null,null,null,null,null,10176]
[null,null,null,null,null,10177]
[null,null,null,null,null,10178]
[null,null,null,null,null,10179]
[null,null,null,null,null,10185]
[null,null,null,null,null,10199]
[null,null,null,null,null,10203]
[null,null,null,null,null,10211]
[null,null,null,null,null,10212]
[null,null,null,null,null,10213]
[null,null,null,null,null,10242]
[null,null,null,null,null,10249]
[null,null,null,null,null,10256]
[null,null,null,null,null,10257]
[null,null,null,null,null,10258]
[null,null,null,null,null,10259]
[null,null,null,null,null,10260]
[null,null,null,null,null,10261]
[null,null,null,null,null,10265]
[null,null,null,null,null,10268]
[null,null,null,null,null,10269]
[null,null,null,null,null,10270]
[null,null,null,null,null,10271]
[null,null,null,null,null,10272]
[null,null,null,null,null,10273]
[null,null,null,null,null,10274]
[null,null,null,null,null,10275]
[null,null,null,null,null,10276]
[null,null,null,null,null,10277]
[null,null,null,null,null,10278]
[null,null,null,null,null,10279]
[null,null,null,null,null,10280]
[null,null,null,null,null,10281]
[null,null,null,null,null,10282]
[null,null,null,null,null,10285]
[null,null,null,null,null,10286]
[null,null,null,null,null,10292]
[null,null,null,null,null,10301]
[null,null,null,null,null,10302]
[null,null,null,null,null,10303]
[null,null,null,null,null,10304]
[null,null,null,null,null,10305]
[null,null,null,null,null,10306]
[null,null,null,null,null,10307]
[null,null,null,null,null,10308]
[null,null,null,null,null,10309]
[null,null,null,null,null,10310]
[null,null,null,null,null,10311]
[null,null,null,null,null,10312]
[null,null,null,null,null,10313]
[null,null,null,null,null,10314]
[null,null,null,null,null,10451]
[null,null,null,null,null,10452]
[null,null,null,null,null,10453]
[null,null,null,null,null,10454]
[null,null,null,null,null,10455]
[null,null,null,null,null,10456]
[null,null,null,null,null,10457]
[null,null,null,null,null,10458]
[null,null,null,null,null,10459]
[null,null,null,null,null,10460]
[null,null,null,null,null,10461]
[null,null,null,null,null,10462]
[null,null,null,null,null,10463]
[null,null,null,null,null,10464]
[null,null,null,null,null,10465]
[null,null,null,null,null,10466]
[null,null,null,null,null,10467]
[null,null,null,null,null,10468]
[null,null,null,null,null,10469]
[null,null,null,null,null,10470]
[null,null,null,null,null,10471]
[null,null,null,null,null,10472]
[null,null,null,null,null,10473]
[null,null,null,null,null,10474]
[null,null,null,null,null,10475]
[null,null,null,null,null,10501]
[null,null,null,null,null,10502]
[null,null,null,null,null,10503]
[null,null,null,null,null,10504]
[null,null,null,null,null,10505]
[null,null,null,null,null,10506]
[null,null,null,null,null,10507]
[null,null,null,null,null,10509]
[null,null,null,null,null,10510]
[null,null,null,null,null,10511]
[null,null,null,null,null,10512]
[null,null,null,null,null,10514]
[null,null,null,null,null,10516]
[null,null,null,null,null,10517]
[null,null,null,null,null,10518]
[null,null,null,null,null,10519]
[null,null,null,null,null,10520]
[null,null,null,null,null,10521]
[null,null,null,null,null,10522]
[null,null,null,null,null,10523]
[null,null,null,null,null,10524]
[null,null,null,null,null,10526]
[null,null,null,null,null,10527]
[null,null,null,null,null,10528]
[null,null,null,null,null,10530]
[null,null,null,null,null,10532]
[null,null,null,null,null,10533]
[null,null,null,null,null,10535]
[null,null,null,null,null,10536]
[null,null,null,null,null,10537]
[null,null,null,null,null,10538]
[null,null,null,null,null,10540]
[null,null,null,null,null,10541]
[null,null,null,null,null,10542]
[null,null,null,null,null,10543]
[null,null,null,null,null,10545]
[null,null,null,null,null,10546]
[null,null,null,null,null,10547]
[null,null,null,null,null,10548]
[null,null,null,null,null,10549]
[null,null,null,null,null,10550]
[null,null,null,null,null,10551]
[null,null,null,null,null,10552]
[null,null,null,null,null,10553]
[null,null,null,null,null,10560]
[null,null,null,null,null,10562]
[null,null,null,null,null,10566]
[null,null,null,null,null,10567]
[null,null,null,null,null,10570]
[null,null,null,null,null,10573]
[null,null,null,null,null,10576]
[null,null,null,null,null,10577]
[null,null,null,null,null,10578]
[null,null,null,null,null,10579]
[null,null,null,null,null,10580]
[null,null,null,null,null,10583]
[null,null,null,null,null,10587]
[null,null,null,null,null,10588]
[null,null,null,null,null,10589]
[null,null,null,null,null,10590]
[null,null,null,null,null,10591]
[null,null,null,null,null,10594]
[null,null,null,null,null,10595]
[null,null,null,null,null,10596]
[null,null,null,null,null,10597]
[null,null,null,null,null,10598]
[null,null,null,null,null,10601]
[null,null,null,null,null,10602]
[null,null,null,null,null,10603]
[null,null,null,null,null,10604]
[null,null,null,null,null,10605]
[null,null,null,null,null,10606]
[null,null,null,null,null,10607]
[null,null,null,null,null,10610]
[null,null,null,null,null,10701]
[null,null,null,null,null,10702]
[null,null,null,null,null,10703]
[null,null,null,null,null,10704]
[null,null,null,null,null,10705]
[null,null,null,null,null,10706]
[null,null,null,null,null,10707]
[null,null,null,null,null,10708]
[null,null,null,null,null,10709]
[null,null,null,null,null,10710]
[null,null,null,null,null,10801]
[null,null,null,null,null,10802]
[null,null,null,null,null,10803]
[null,null,null,null,null,10804]
[null,null,null,null,null,10805]
[null,null,null,null,null,10901]
[null,null,null,null,null,10910]
[null,null,null,null,null,10911]
[null,null,null,null,null,10912]
[null,null,null,null,null,10913]
[null,null,null,null,null,10914]
[null,null,null,null,null,10915]
[null,null,null,null,null,10916]
[null,null,null,null,null,10917]
[null,null,null,null,null,10918]
[null,null,null,null,null,10919]
[null,null,null,null,null,10920]
[null,null,null,null,null,10921]
[null,null,null,null,null,10922]
[null,null,null,null,null,10923]
[null,null,null,null,null,10924]
[null,null,null,null,null,10925]
[null,null,null,null,null,10926]
[null,null,null,null,null,10927]
[null,null,null,null,null,10928]
[null,null,null,null,null,10930]
[null,null,null,null,null,10931]
[null,null,null,null,null,10932]
[null,null,null,null,null,10933]
[null,null,null,null,null,10940]
[null,null,null,null,null,10941]
[null,null,null,null,null,10949]
[null,null,null,null,null,10950]
[null,null,null,null,null,10952]
[null,null,null,null,null,10953]
[null,null,null,null,null,10954]
[null,null,null,null,null,10956]
[null,null,null,null,null,10958]
[null,null,null,null,null,10959]
[null,null,null,null,null,10960]
[null,null,null,null,null,10962]
[null,null,null,null,null,10963]
[null,null,null,null,null,10964]
[null,null,null,null,null,10965]
[null,null,null,null,null,10968]
[null,null,null,null,null,10969]
[null,null,null,null,null,10970]
[null,null,null,null,null,10973]
[null,null,null,null,null,10974]
[null,null,null,null,null,10975]
[null,null,null,null,null,10976]
[null,null,null,null,null,10977]
[null,null,null,null,null,10979]
[null,null,null,null,null,10980]
[null,null,null,null,null,10981]
[null,null,null,null,null,10982]
[null,null,null,null,null,10983]
[null,null,null,null,null,10984]
[null,null,null,null,null,10985]
[null,null,null,null,null,10986]
[null,null,null,null,null,10987]
[null,null,null,null,null,10988]
[null,null,null,null,null,10989]
[null,null,null,null,null,10990]
[null,null,null,null,null,10992]
[null,null,null,null,null,10993]
[null,null,null,null,null,10994]
[null,null,null,null,null,10996]
[null,null,null,null,null,10997]
[null,null,null,null,null,10998]
[null,null,null,null,null,11001]
[null,null,null,null,null,11002]
[null,null,null,null,null,11003]
[null,null,null,null,null,11004]
[null,null,null,null,null,11005]
[null,null,null,null,null,11010]
[null,null,null,null,null,11020]
[null,null,null,null,null,11021]
[null,null,null,null,null,11022]
[null,null,null,null,null,11023]
[null,null,null,null,null,11024]
[null,null,null,null,null,11026]
[null,null,null,null,null,11027]
[null,null,null,null,null,11030]
[null,null,null,null,null,11040]
[null,null,null,null,null,11042]
[null,null,null,null,null,11050]
[null,null,null,null,null,11051]
[null,null,null,null,null,11052]
[null,null,null,null,null,11053]
[null,null,null,null,null,11054]
[null,null,null,null,null,11055]
[null,null,null,null,null,11096]
[null,null,null,null,null,11101]
[null,null,null,null,null,11102]
[null,null,null,null,null,11103]
[null,null,null,null,null,11104]
[null,null,null,null,null,11105]
[null,null,null,null,null,11106]
[null,null,null,null,null,11109]
[null,null,null,null,null,11120]
[null,null,null,null,null,11201]
[null,null,null,null,null,11202]
[null,null,null,null,null,11203]
[null,null,null,null,null,11204]
[null,null,null,null,null,11205]
[null,null,null,null,null,11206]
[null,null,null,null,null,11207]
[null,null,null,null,null,11208]
[null,null,null,null,null,11209]
[null,null,null,null,null,11210]
[null,null,null,null,null,11211]
[null,null,null,null,null,11212]
[null,null,null,null,null,11213]
[null,null,null,null,null,11214]
[null,null,null,null,null,11215]
[null,null,null,null,null,11216]
[null,null,null,null,null,11217]
[null,null,null,null,null,11218]
[null,null,null,null,null,11219]
[null,null,null,null,null,11220]
[null,null,null,null,null,11221]
[null,null,null,null,null,11222]
[null,null,null,null,null,11223]
[null,null,null,null,null,11224]
[null,null,null,null,null,11225]
[null,null,null,null,null,11226]
[null,null,null,null,null,11228]
[null,null,null,null,null,11229]
[null,null,null,null,null,11230]
[null,null,null,null,null,11231]
[null,null,null,null,null,11232]
[null,null,null,null,null,11233]
[null,null,null,null,null,11234]
[null,null,null,null,null,11235]
[null,null,null,null,null,11236]
[null,null,null,null,null,11237]
[null,null,null,null,null,11238]
[null,null,null,null,null,11239]
[null,null,null,null,null,11241]
[null,null,null,null,null,11242]
[null,null,null,null,null,11243]
[null,null,null,null,null,11245]
[null,null,null,null,null,11247]
[null,null,null,null,null,11249]
[null,null,null,null,null,11251]
[null,null,null,null,null,11252]
[null,null,null,null,null,11256]
[null,null,null,null,null,11351]
[null,null,null,null,null,11352]
[null,null,null,null,null,11354]
[null,null,null,null,null,11355]
[null,null,null,null,null,11356]
[null,null,null,null,null,11357]
[null,null,null,null,null,11358]
[null,null,null,null,null,11359]
[null,null,null,null,null,11360]
[null,null,null,null,null,11361]
[null,null,null,null,null,11362]
[null,null,null,null,null,11363]
[null,null,null,null,null,11364]
[null,null,null,null,null,11365]
[null,null,null,null,null,11366]
[null,null,null,null,null,11367]
[null,null,null,null,null,11368]
[null,null,null,null,null,11369]
[null,null,null,null,null,11370]
[null,null,null,null,null,11371]
[null,null,null,null,null,11372]
[null,null,null,null,null,11373]
[null,null,null,null,null,11374]
[null,null,null,null,null,11375]
[null,null,null,null,null,11377]
[null,null,null,null,null,11378]
[null,null,null,null,null,11379]
[null,null,null,null,null,11380]
[null,null,null,null,null,11381]
[null,null,null,null,null,11385]
[null,null,null,null,null,11386]
[null,null,null,null,null,11405]
[null,null,null,null,null,11411]
[null,null,null,null,null,11412]
[null,null,null,null,null,11413]
[null,null,null,null,null,11414]
[null,null,null,null,null,11415]
[null,null,null,null,null,11416]
[null,null,null,null,null,11417]
[null,null,null,null,null,11418]
[null,null,null,null,null,11419]
[null,null,null,null,null,11420]
[null,null,null,null,null,11421]
[null,null,null,null,null,11422]
[null,null,null,null,null,11423]
[null,null,null,null,null,11424]
[null,null,null,null,null,11425]
[null,null,null,null,null,11426]
[null,null,null,null,null,11427]
[null,null,null,null,null,11428]
[null,null,null,null,null,11429]
[null,null,null,null,null,11430]
[null,null,null,null,null,11431]
[null,null,null,null,null,11432]
[null,null,null,null,null,11433]
[null,null,null,null,null,11434]
[null,null,null,null,null,11435]
[null,null,null,null,null,11436]
[null,null,null,null,null,11439]
[null,null,null,null,null,11451]
[null,null,null,null,null,11499]
[null,null,null,null,null,11501]
[null,null,null,null,null,11507]
[null,null,null,null,null,11509]
[null,null,null,null,null,11510]
[null,null,null,null,null,11514]
[null,null,null,null,null,11516]
[null,null,null,null,null,11518]
[null,null,null,null,null,11520]
[null,null,null,null,null,11530]
[null,null,null,null,null,11531]
[null,null,null,null,null,11542]
[null,null,null,null,null,11545]
[null,null,null,null,null,11547]
[null,null,null,null,null,11548]
[null,null,null,null,null,11549]
[null,null,null,null,null,11550]
[null,null,null,null,null,11551]
[null,null,null,null,null,11552]
[null,null,null,null,null,11553]
[null,null,null,null,null,11554]
[null,null,null,null,null,11555]
[null,null,null,null,null,11556]
[null,null,null,null,null,11557]
[null,null,null,null,null,11558]
[null,null,null,null,null,11559]
[null,null,null,null,null,11560]
[null,null,null,null,null,11561]
[null,null,null,null,null,11563]
[null,null,null,null,null,11565]
[null,null,null,null,null,11566]
[null,null,null,null,null,11568]
[null,null,null,null,null,11569]
[null,null,null,null,null,11570]
[null,null,null,null,null,11571]
[null,null,null,null,null,11572]
[null,null,null,null,null,11575]
[null,null,null,null,null,11576]
[null,null,null,null,null,11577]
[null,null,null,null,null,11579]
[null,null,null,null,null,11580]
[null,null,null,null,null,11581]
[null,null,null,null,null,11582]
[null,null,null,null,null,11590]
[null,null,null,null,null,11596]
[null,null,null,null,null,11598]
[null,null,null,null,null,11599]
[null,null,null,null,null,11690]
[null,null,null,null,null,11691]
[null,null,null,null,null,11692]
[null,null,null,null,null,11693]
[null,null,null,null,null,11694]
[null,null,null,null,null,11695]
[null,null,null,null,null,11697]
[null,null,null,null,null,11701]
[null,null,null,null,null,11702]
[null,null,null,null,null,11703]
[null,null,null,null,null,11704]
[null,null,null,null,null,11705]
[null,null,null,null,null,11706]
[null,null,null,null,null,11707]
[null,null,null,null,null,11709]
[null,null,null,null,null,11710]
[null,null,null,null,null,11713]
[null,null,null,null,null,11714]
[null,null,null,null,null,11715]
[null,null,null,null,null,11716]
[null,null,null,null,null,11717]
[null,null,null,null,null,11718]
[null,null,null,null,null,11719]
[null,null,null,null,null,11720]
[null,null,null,null,null,11721]
[null,null,null,null,null,11722]
[null,null,null,null,null,11724]
[null,null,null,null,null,11725]
[null,null,null,null,null,11726]
[null,null,null,null,null,11727]
[null,null,null,null,null,11729]
[null,null,null,null,null,11730]
[null,null,null,null,null,11731]
[null,null,null,null,null,11732]
[null,null,null,null,null,11733]
[null,null,null,null,null,11735]
[null,null,null,null,null,11737]
[null,null,null,null,null,11738]
[null,null,null,null,null,11739]
[null,null,null,null,null,11740]
[null,null,null,null,null,11741]
[null,null,null,null,null,11742]
[null,null,null,null,null,11743]
[null,null,null,null,null,11746]
[null,null,null,null,null,11747]
[null,null,null,null,null,11749]
[null,null,null,null,null,11751]
[null,null,null,null,null,11752]
[null,null,null,null,null,11753]
[null,null,null,null,null,11754]
[null,null,null,null,null,11755]
[null,null,null,null,null,11756]
[null,null,null,null,null,11757]
[null,null,null,null,null,11758]
[null,null,null,null,null,11760]
[null,null,null,null,null,11762]
[null,null,null,null,null,11763]
[null,null,null,null,null,11764]
[null,null,null,null,null,11765]
[null,null,null,null,null,11766]
[null,null,null,null,null,11767]
[null,null,null,null,null,11768]
[null,null,null,null,null,11769]
[null,null,null,null,null,11770]
[null,null,null,null,null,11771]
[null,null,null,null,null,11772]
[null,null,null,null,null,11773]
[null,null,null,null,null,11775]
[null,null,null,null,null,11776]
[null,null,null,null,null,11777]
[null,null,null,null,null,11778]
[null,null,null,null,null,11779]
[null,null,null,null,null,11780]
[null,null,null,null,null,11782]
[null,null,null,null,null,11783]
[null,null,null,null,null,11784]
[null,null,null,null,null,11786]
[null,null,null,null,null,11787]
[null,null,null,null,null,11788]
[null,null,null,null,null,11789]
[null,null,null,null,null,11790]
[null,null,null,null,null,11791]
[null,null,null,null,null,11792]
[null,null,null,null,null,11793]
[null,null,null,null,null,11794]
[null,null,null,null,null,11795]
[null,null,null,null,null,11796]
[null,null,null,null,null,11797]
[null,null,null,null,null,11798]
[null,null,null,null,null,11801]
[null,null,null,null,null,11802]
[null,null,null,null,null,11803]
[null,null,null,null,null,11804]
[null,null,null,null,null,11815]
[null,null,null,null,null,11819]
[null,null,null,null,null,11853]
[null,null,null,null,null,11854]
[null,null,null,null,null,11901]
[null,null,null,null,null,11930]
[null,null,null,null,null,11931]
[null,null,null,null,null,11932]
[null,null,null,null,null,11933]
[null,null,null,null,null,11934]
[null,null,null,null,null,11935]
[null,null,null,null,null,11937]
[null,null,null,null,null,11939]
[null,null,null,null,null,11940]
[null,null,null,null,null,11941]
[null,null,null,null,null,11942]
[null,null,null,null,null,11944]
[null,null,null,null,null,11946]
[null,null,null,null,null,11947]
[null,null,null,null,null,11948]
[null,null,null,null,null,11949]
[null,null,null,null,null,11950]
[null,null,null,null,null,11951]
[null,null,null,null,null,11952]
[null,null,null,null,null,11953]
[null,null,null,null,null,11954]
[null,null,null,null,null,11955]
[null,null,null,null,null,11956]
[null,null,null,null,null,11957]
[null,null,null,null,null,11958]
[null,null,null,null,null,11959]
[null,null,null,null,null,11960]
[null,null,null,null,null,11961]
[null,null,null,null,null,11962]
[null,null,null,null,null,11963]
[null,null,null,null,null,11964]
[null,null,null,null,null,11965]
[null,null,null,null,null,11967]
[null,null,null,null,null,11968]
[null,null,null,null,null,11969]
[null,null,null,null,null,11970]
[null,null,null,null,null,11971]
[null,null,null,null,null,11972]
[null,null,null,null,null,11973]
[null,null,null,null,null,11975]
[null,null,null,null,null,11976]
[null,null,null,null,null,11977]
[null,null,null,null,null,11978]
[null,null,null,null,null,11980]
[null,null,null,null,null,12007]
[null,null,null,null,null,12008]
[null,null,null,null,null,12009]
[null,null,null,null,null,12010]
[null,null,null,null,null,12015]
[null,null,null,null,null,12016]
[null,null,null,null,null,12017]
[null,null,null,null,null,12018]
[null,null,null,null,null,12019]
[null,null,null,null,null,12020]
[null,null,null,null,null,12022]
[null,null,null,null,null,12023]
[null,null,null,null,null,12024]
[null,null,null,null,null,12025]
[null,null,null,null,null,12027]
[null,null,null,null,null,12028]
[null,null,null,null,null,12029]
[null,null,null,null,null,12031]
[null,null,null,null,null,12032]
[null,null,null,null,null,12033]
[null,null,null,null,null,12035]
[null,null,null,null,null,12036]
[null,null,null,null,null,12037]
[null,null,null,null,null,12040]
[null,null,null,null,null,12041]
[null,null,null,null,null,12042]
[null,null,null,null,null,12043]
[null,null,null,null,null,12045]
[null,null,null,null,null,12046]
[null,null,null,null,null,12047]
[null,null,null,null,null,12050]
[null,null,null,null,null,12051]
[null,null,null,null,null,12052]
[null,null,null,null,null,12053]
[null,null,null,null,null,12054]
[null,null,null,null,null,12055]
[null,null,null,null,null,12056]
[null,null,null,null,null,12057]
[null,null,null,null,null,12058]
[null,null,null,null,null,12059]
[null,null,null,null,null,12060]
[null,null,null,null,null,12061]
[null,null,null,null,null,12062]
[null,null,null,null,null,12063]
[null,null,null,null,null,12064]
[null,null,null,null,null,12065]
[null,null,null,null,null,12066]
[null,null,null,null,null,12067]
[null,null,null,null,null,12068]
[null,null,null,null,null,12069]
[null,null,null,null,null,12070]
[null,null,null,null,null,12071]
[null,null,null,null,null,12072]
[null,null,null,null,null,12073]
[null,null,null,null,null,12074]
[null,null,null,null,null,12075]
[null,null,null,null,null,12076]
[null,null,null,null,null,12077]
[null,null,null,null,null,12078]
[null,null,null,null,null,12082]
[null,null,null,null,null,12083]
[null,null,null,null,null,12084]
[null,null,null,null,null,12085]
[null,null,null,null,null,12086]
[null,null,null,null,null,12087]
[null,null,null,null,null,12089]
[null,null,null,null,null,12090]
[null,null,null,null,null,12092]
[null,null,null,null,null,12093]
[null,null,null,null,null,12094]
[null,null,null,null,null,12095]
[null,null,null,null,null,12106]
[null,null,null,null,null,12107]
[null,null,null,null,null,12108]
[null,null,null,null,null,12110]
[null,null,null,null,null,12115]
[null,null,null,null,null,12116]
[null,null,null,null,null,12117]
[null,null,null,null,null,12118]
[null,null,null,null,null,12120]
[null,null,null,null,null,12121]
[null,null,null,null,null,12122]
[null,null,null,null,null,12123]
[null,null,null,null,null,12124]
[null,null,null,null,null,12125]
[null,null,null,null,null,12128]
[null,null,null,null,null,12130]
[null,null,null,null,null,12131]
[null,null,null,null,null,12132]
[null,null,null,null,null,12133]
[null,null,null,null,null,12134]
[null,null,null,null,null,12136]
[null,null,null,null,null,12137]
[null,null,null,null,null,12138]
[null,null,null,null,null,12139]
[null,null,null,null,null,12140]
[null,null,null,null,null,12141]
[null,null,null,null,null,12143]
[null,null,null,null,null,12144]
[null,null,null,null,null,12147]
[null,null,null,null,null,12148]
[null,null,null,null,null,12149]
[null,null,null,null,null,12150]
[null,null,null,null,null,12151]
[null,null,null,null,null,12153]
[null,null,null,null,null,12154]
[null,null,null,null,null,12155]
[null,null,null,null,null,12156]
[null,null,null,null,null,12157]
[null,null,null,null,null,12158]
[null,null,null,null,null,12159]
[null,null,null,null,null,12160]
[null,null,null,null,null,12161]
[null,null,null,null,null,12164]
[null,null,null,null,null,12165]
[null,null,null,null,null,12166]
[null,null,null,null,null,12167]
[null,null,null,null,null,12168]
[null,null,null,null,null,12169]
[null,null,null,null,null,12170]
[null,null,null,null,null,12172]
[null,null,null,null,null,12173]
[null,null,null,null,null,12174]
[null,null,null,null,null,12175]
[null,null,null,null,null,12176]
[null,null,null,null,null,12177]
[null,null,null,null,null,12180]
[null,null,null,null,null,12181]
[null,null,null,null,null,12182]
[null,null,null,null,null,12183]
[null,null,null,null,null,12184]
[null,null,null,null,null,12185]
[null,null,null,null,null,12186]
[null,null,null,null,null,12187]
[null,null,null,null,null,12188]
[null,null,null,null,null,12189]
[null,null,null,null,null,12190]
[null,null,null,null,null,12192]
[null,null,null,null,null,12193]
[null,null,null,null,null,12194]
[null,null,null,null,null,12195]
[null,null,null,null,null,12196]
[null,null,null,null,null,12197]
[null,null,null,null,null,12198]
[null,null,null,null,null,12201]
[null,null,null,null,null,12202]
[null,null,null,null,null,12203]
[null,null,null,null,null,12204]
[null,null,null,null,null,12205]
[null,null,null,null,null,12206]
[null,null,null,null,null,12207]
[null,null,null,null,null,12208]
[null,null,null,null,null,12209]
[null,null,null,null,null,12210]
[null,null,null,null,null,12211]
[null,null,null,null,null,12212]
[null,null,null,null,null,12214]
[null,null,null,null,null,12220]
[null,null,null,null,null,12222]
[null,null,null,null,null,12223]
[null,null,null,null,null,12224]
[null,null,null,null,null,12225]
[null,null,null,null,null,12226]
[null,null,null,null,null,12227]
[null,null,null,null,null,12228]
[null,null,null,null,null,12229]
[null,null,null,null,null,12230]
[null,null,null,null,null,12231]
[null,null,null,null,null,12232]
[null,null,null,null,null,12233]
[null,null,null,null,null,12234]
[null,null,null,null,null,12235]
[null,null,null,null,null,12236]
[null,null,null,null,null,12237]
[null,null,null,null,null,12238]
[null,null,null,null,null,12239]
[null,null,null,null,null,12240]
[null,null,null,null,null,12241]
[null,null,null,null,null,12242]
[null,null,null,null,null,12243]
[null,null,null,null,null,12244]
[null,null,null,null,null,12245]
[null,null,null,null,null,12246]
[null,null,null,null,null,12247]
[null,null,null,null,null,12248]
[null,null,null,null,null,12249]
[null,null,null,null,null,12250]
[null,null,null,null,null,12252]
[null,null,null,null,null,12255]
[null,null,null,null,null,12256]
[null,null,null,null,null,12257]
[null,null,null,null,null,12260]
[null,null,null,null,null,12261]
[null,null,null,null,null,12288]
[null,null,null,null,null,12301]
[null,null,null,null,null,12302]
[null,null,null,null,null,12303]
[null,null,null,null,null,12304]
[null,null,null,null,null,12305]
[null,null,null,null,null,12306]
[null,null,null,null,null,12307]
[null,null,null,null,null,12308]
[null,null,null,null,null,12309]
[null,null,null,null,null,12325]
[null,null,null,null,null,12345]
[null,null,null,null,null,12401]
[null,null,null,null,null,12402]
[null,null,null,null,null,12404]
[null,null,null,null,null,12405]
[null,null,null,null,null,12406]
[null,null,null,null,null,12407]
[null,null,null,null,null,12409]
[null,null,null,null,null,12410]
[null,null,null,null,null,12411]
[null,null,null,null,null,12412]
[null,null,null,null,null,12413]
[null,null,null,null,null,12414]
[null,null,null,null,null,12416]
[null,null,null,null,null,12417]
[null,null,null,null,null,12418]
[null,null,null,null,null,12419]
[null,null,null,null,null,12420]
[null,null,null,null,null,12421]
[null,null,null,null,null,12422]
[null,null,null,null,null,12423]
[null,null,null,null,null,12424]
[null,null,null,null,null,12427]
[null,null,null,null,null,12428]
[null,null,null,null,null,12429]
[null,null,null,null,null,12430]
[null,null,null,null,null,12431]
[null,null,null,null,null,12432]
[null,null,null,null,null,12433]
[null,null,null,null,null,12434]
[null,null,null,null,null,12435]
[null,null,null,null,null,12436]
[null,null,null,null,null,12438]
[null,null,null,null,null,12439]
[null,null,null,null,null,12440]
[null,null,null,null,null,12441]
[null,null,null,null,null,12442]
[null,null,null,null,null,12443]
[null,null,null,null,null,12444]
[null,null,null,null,null,12446]
[null,null,null,null,null,12448]
[null,null,null,null,null,12449]
[null,null,null,null,null,12450]
[null,null,null,null,null,12451]
[null,null,null,null,null,12452]
[null,null,null,null,null,12453]
[null,null,null,null,null,12454]
[null,null,null,null,null,12455]
[null,null,null,null,null,12456]
[null,null,null,null,null,12457]
[null,null,null,null,null,12458]
[null,null,null,null,null,12459]
[null,null,null,null,null,12460]
[null,null,null,null,null,12461]
[null,null,null,null,null,12463]
[null,null,null,null,null,12464]
[null,null,null,null,null,12465]
[null,null,null,null,null,12466]
[null,null,null,null,null,12468]
[null,null,null,null,null,12469]
[null,null,null,null,null,12470]
[null,null,null,null,null,12471]
[null,null,null,null,null,12472]
[null,null,null,null,null,12473]
[null,null,null,null,null,12474]
[null,null,null,null,null,12475]
[null,null,null,null,null,12477]
[null,null,null,null,null,12480]
[null,null,null,null,null,12481]
[null,null,null,null,null,12482]
[null,null,null,null,null,12483]
[null,null,null,null,null,12484]
[null,null,null,null,null,12485]
[null,null,null,null,null,12486]
[null,null,null,null,null,12487]
[null,null,null,null,null,12489]
[null,null,null,null,null,12490]
[null,null,null,null,null,12491]
[null,null,null,null,null,12492]
[null,null,null,null,null,12493]
[null,null,null,null,null,12494]
[null,null,null,null,null,12495]
[null,null,null,null,null,12496]
[null,null,null,null,null,12498]
[null,null,null,null,null,12501]
[null,null,null,null,null,12502]
[null,null,null,null,null,12503]
[null,null,null,null,null,12504]
[null,null,null,null,null,12506]
[null,null,null,null,null,12507]
[null,null,null,null,null,12508]
[null,null,null,null,null,12510]
[null,null,null,null,null,12511]
[null,null,null,null,null,12512]
[null,null,null,null,null,12513]
[null,null,null,null,null,12514]
[null,null,null,null,null,12515]
[null,null,null,null,null,12516]
[null,null,null,null,null,12517]
[null,null,null,null,null,12518]
[null,null,null,null,null,12520]
[null,null,null,null,null,12521]
[null,null,null,null,null,12522]
[null,null,null,null,null,12523]
[null,null,null,null,null,12524]
[null,null,null,null,null,12525]
[null,null,null,null,null,12526]
[null,null,null,null,null,12527]
[null,null,null,null,null,12528]
[null,null,null,null,null,12529]
[null,null,null,null,null,12530]
[null,null,null,null,null,12531]
[null,null,null,null,null,12533]
[null,null,null,null,null,12534]
[null,null,null,null,null,12537]
[null,null,null,null,null,12538]
[null,null,null,null,null,12540]
[null,null,null,null,null,12541]
[null,null,null,null,null,12542]
[null,null,null,null,null,12543]
[null,null,null,null,null,12544]
[null,null,null,null,null,12545]
[null,null,null,null,null,12546]
[null,null,null,null,null,12547]
[null,null,null,null,null,12548]
[null,null,null,null,null,12549]
[null,null,null,null,null,12550]
[null,null,null,null,null,12551]
[null,null,null,null,null,12552]
[null,null,null,null,null,12553]
[null,null,null,null,null,12555]
[null,null,null,null,null,12561]
[null,null,null,null,null,12563]
[null,null,null,null,null,12564]
[null,null,null,null,null,12565]
[null,null,null,null,null,12566]
[null,null,null,null,null,12567]
[null,null,null,null,null,12568]
[null,null,null,null,null,12569]
[null,null,null,null,null,12570]
[null,null,null,null,null,12571]
[null,null,null,null,null,12572]
[null,null,null,null,null,12574]
[null,null,null,null,null,12575]
[null,null,null,null,null,12577]
[null,null,null,null,null,12578]
[null,null,null,null,null,12580]
[null,null,null,null,null,12581]
[null,null,null,null,null,12582]
[null,null,null,null,null,12583]
[null,null,null,null,null,12584]
[null,null,null,null,null,12585]
[null,null,null,null,null,12586]
[null,null,null,null,null,12588]
[null,null,null,null,null,12589]
[null,null,null,null,null,12590]
[null,null,null,null,null,12592]
[null,null,null,null,null,12594]
[null,null,null,null,null,12601]
[null,null,null,null,null,12602]
[null,null,null,null,null,12603]
[null,null,null,null,null,12604]
[null,null,null,null,null,12701]
[null,null,null,null,null,12719]
[null,null,null,null,null,12720]
[null,null,null,null,null,12721]
[null,null,null,null,null,12722]
[null,null,null,null,null,12723]
[null,null,null,null,null,12724]
[null,null,null,null,null,12725]
[null,null,null,null,null,12726]
[null,null,null,null,null,12727]
[null,null,null,null,null,12729]
[null,null,null,null,null,12732]
[null,null,null,null,null,12733]
[null,null,null,null,null,12734]
[null,null,null,null,null,12736]
[null,null,null,null,null,12737]
[null,null,null,null,null,12738]
[null,null,null,null,null,12740]
[null,null,null,null,null,12741]
[null,null,null,null,null,12742]
[null,null,null,null,null,12743]
[null,null,null,null,null,12745]
[null,null,null,null,null,12746]
[null,null,null,null,null,12747]
[null,null,null,null,null,12748]
[null,null,null,null,null,12749]
[null,null,null,null,null,12750]
[null,null,null,null,null,12751]
[null,null,null,null,null,12752]
[null,null,null,null,null,12754]
[null,null,null,null,null,12758]
[null,null,null,null,null,12759]
[null,null,null,null,null,12760]
[null,null,null,null,null,12762]
[null,null,null,null,null,12763]
[null,null,null,null,null,12764]
[null,null,null,null,null,12765]
[null,null,null,null,null,12766]
[null,null,null,null,null,12767]
[null,null,null,null,null,12768]
[null,null,null,null,null,12769]
[null,null,null,null,null,12770]
[null,null,null,null,null,12771]
[null,null,null,null,null,12775]
[null,null,null,null,null,12776]
[null,null,null,null,null,12777]
[null,null,null,null,null,12778]
[null,null,null,null,null,12779]
[null,null,null,null,null,12780]
[null,null,null,null,null,12781]
[null,null,null,null,null,12783]
[null,null,null,null,null,12784]
[null,null,null,null,null,12785]
[null,null,null,null,null,12786]
[null,null,null,null,null,12787]
[null,null,null,null,null,12788]
[null,null,null,null,null,12789]
[null,null,null,null,null,12790]
[null,null,null,null,null,12791]
[null,null,null,null,null,12792]
[null,null,null,null,null,12801]
[null,null,null,null,null,12803]
[null,null,null,null,null,12804]
[null,null,null,null,null,12808]
[null,null,null,null,null,12809]
[null,null,null,null,null,12810]
[null,null,null,null,null,12811]
[null,null,null,null,null,12812]
[null,null,null,null,null,12814]
[null,null,null,null,null,12815]
[null,null,null,null,null,12816]
[null,null,null,null,null,12817]
[null,null,null,null,null,12819]
[null,null,null,null,null,12820]
[null,null,null,null,null,12821]
[null,null,null,null,null,12822]
[null,null,null,null,null,12823]
[null,null,null,null,null,12824]
[null,null,null,null,null,12827]
[null,null,null,null,null,12828]
[null,null,null,null,null,12831]
[null,null,null,null,null,12832]
[null,null,null,null,null,12833]
[null,null,null,null,null,12834]
[null,null,null,null,null,12835]
[null,null,null,null,null,12836]
[null,null,null,null,null,12837]
[null,null,null,null,null,12838]
[null,null,null,null,null,12839]
[null,null,null,null,null,12841]
[null,null,null,null,null,12842]
[null,null,null,null,null,12843]
[null,null,null,null,null,12844]
[null,null,null,null,null,12845]
[null,null,null,null,null,12846]
[null,null,null,null,null,12847]
[null,null,null,null,null,12848]
[null,null,null,null,null,12849]
[null,null,null,null,null,12850]
[null,null,null,null,null,12851]
[null,null,null,null,null,12852]
[null,null,null,null,null,12853]
[null,null,null,null,null,12854]
[null,null,null,null,null,12855]
[null,null,null,null,null,12856]
[null,null,null,null,null,12857]
[null,null,null,null,null,12858]
[null,null,null,null,null,12859]
[null,null,null,null,null,12860]
[null,null,null,null,null,12861]
[null,null,null,null,null,12862]
[null,null,null,null,null,12863]
[null,null,null,null,null,12864]
[null,null,null,null,null,12865]
[null,null,null,null,null,12866]
[null,null,null,null,null,12870]
[null,null,null,null,null,12871]
[null,null,null,null,null,12872]
[null,null,null,null,null,12873]
[null,null,null,null,null,12874]
[null,null,null,null,null,12878]
[null,null,null,null,null,12879]
[null,null,null,null,null,12883]
[null,null,null,null,null,12884]
[null,null,null,null,null,12885]
[null,null,null,null,null,12886]
[null,null,null,null,null,12887]
[null,null,null,null,null,12901]
[null,null,null,null,null,12903]
[null,null,null,null,null,12910]
[null,null,null,null,null,12911]
[null,null,null,null,null,12912]
[null,null,null,null,null,12913]
[null,null,null,null,null,12914]
[null,null,null,null,null,12915]
[null,null,null,null,null,12916]
[null,null,null,null,null,12917]
[null,null,null,null,null,12918]
[null,null,null,null,null,12919]
[null,null,null,null,null,12920]
[null,null,null,null,null,12921]
[null,null,null,null,null,12922]
[null,null,null,null,null,12923]
[null,null,null,null,null,12924]
[null,null,null,null,null,12926]
[null,null,null,null,null,12927]
[null,null,null,null,null,12928]
[null,null,null,null,null,12929]
[null,null,null,null,null,12930]
[null,null,null,null,null,12932]
[null,null,null,null,null,12933]
[null,null,null,null,null,12934]
[null,null,null,null,null,12935]
[null,null,null,null,null,12936]
[null,null,null,null,null,12937]
[null,null,null,null,null,12939]
[null,null,null,null,null,12941]
[null,null,null,null,null,12942]
[null,null,null,null,null,12943]
[null,null,null,null,null,12944]
[null,null,null,null,null,12945]
[null,null,null,null,null,12946]
[null,null,null,null,null,12949]
[null,null,null,null,null,12950]
[null,null,null,null,null,12952]
[null,null,null,null,null,12953]
[null,null,null,null,null,12955]
[null,null,null,null,null,12956]
[null,null,null,null,null,12957]
[null,null,null,null,null,12958]
[null,null,null,null,null,12959]
[null,null,null,null,null,12960]
[null,null,null,null,null,12961]
[null,null,null,null,null,12962]
[null,null,null,null,null,12964]
[null,null,null,null,null,12965]
[null,null,null,null,null,12966]
[null,null,null,null,null,12967]
[null,null,null,null,null,12969]
[null,null,null,null,null,12970]
[null,null,null,null,null,12972]
[null,null,null,null,null,12973]
[null,null,null,null,null,12974]
[null,null,null,null,null,12975]
[null,null,null,null,null,12976]
[null,null,null,null,null,12977]
[null,null,null,null,null,12978]
[null,null,null,null,null,12979]
[null,null,null,null,null,12980]
[null,null,null,null,null,12981]
[null,null,null,null,null,12983]
[null,null,null,null,null,12985]
[null,null,null,null,null,12986]
[null,null,null,null,null,12987]
[null,null,null,null,null,12989]
[null,null,null,null,null,12992]
[null,null,null,null,null,12993]
[null,null,null,null,null,12995]
[null,null,null,null,null,12996]
[null,null,null,null,null,12997]
[null,null,null,null,null,12998]
[null,null,null,null,null,13020]
[null,null,null,null,null,13021]
[null,null,null,null,null,13022]
[null,null,null,null,null,13024]
[null,null,null,null,null,13026]
[null,null,null,null,null,13027]
[null,null,null,null,null,13028]
[null,null,null,null,null,13029]
[null,null,null,null,null,13030]
[null,null,null,null,null,13031]
[null,null,null,null,null,13032]
[null,null,null,null,null,13033]
[null,null,null,null,null,13034]
[null,null,null,null,null,13035]
[null,null,null,null,null,13036]
[null,null,null,null,null,13037]
[null,null,null,null,null,13039]
[null,null,null,null,null,13040]
[null,null,null,null,null,13041]
[null,null,null,null,null,13042]
[null,null,null,null,null,13043]
[null,null,null,null,null,13044]
[null,null,null,null,null,13045]
[null,null,null,null,null,13051]
[null,null,null,null,null,13052]
[null,null,null,null,null,13053]
[null,null,null,null,null,13054]
[null,null,null,null,null,13056]
[null,null,null,null,null,13057]
[null,null,null,null,null,13060]
[null,null,null,null,null,13061]
[null,null,null,null,null,13062]
[null,null,null,null,null,13063]
[null,null,null,null,null,13064]
[null,null,null,null,null,13065]
[null,null,null,null,null,13066]
[null,null,null,null,null,13068]
[null,null,null,null,null,13069]
[null,null,null,null,null,13071]
[null,null,null,null,null,13072]
[null,null,null,null,null,13073]
[null,null,null,null,null,13074]
[null,null,null,null,null,13076]
[null,null,null,null,null,13077]
[null,null,null,null,null,13078]
[null,null,null,null,null,13080]
[null,null,null,null,null,13081]
[null,null,null,null,null,13082]
[null,null,null,null,null,13083]
[null,null,null,null,null,13084]
[null,null,null,null,null,13087]
[null,null,null,null,null,13088]
[null,null,null,null,null,13089]
[null,null,null,null,null,13090]
[null,null,null,null,null,13092]
[null,null,null,null,null,13093]
[null,null,null,null,null,13101]
[null,null,null,null,null,13102]
[null,null,null,null,null,13103]
[null,null,null,null,null,13104]
[null,null,null,null,null,13107]
[null,null,null,null,null,13108]
[null,null,null,null,null,13110]
[null,null,null,null,null,13111]
[null,null,null,null,null,13112]
[null,null,null,null,null,13113]
[null,null,null,null,null,13114]
[null,null,null,null,null,13115]
[null,null,null,null,null,13116]
[null,null,null,null,null,13117]
[null,null,null,null,null,13118]
[null,null,null,null,null,13119]
[null,null,null,null,null,13120]
[null,null,null,null,null,13121]
[null,null,null,null,null,13122]
[null,null,null,null,null,13123]
[null,null,null,null,null,13124]
[null,null,null,null,null,13126]
[null,null,null,null,null,13131]
[null,null,null,null,null,13132]
[null,null,null,null,null,13134]
[null,null,null,null,null,13135]
[null,null,null,null,null,13136]
[null,null,null,null,null,13137]
[null,null,null,null,null,13138]
[null,null,null,null,null,13139]
[null,null,null,null,null,13140]
[null,null,null,null,null,13141]
[null,null,null,null,null,13142]
[null,null,null,null,null,13143]
[null,null,null,null,null,13144]
[null,null,null,null,null,13145]
[null,null,null,null,null,13146]
[null,null,null,null,null,13147]
[null,null,null,null,null,13148]
[null,null,null,null,null,13152]
[null,null,null,null,null,13153]
[null,null,null,null,null,13154]
[null,null,null,null,null,13155]
[null,null,null,null,null,13156]
[null,null,null,null,null,13157]
[null,null,null,null,null,13158]
[null,null,null,null,null,13159]
[null,null,null,null,null,13160]
[null,null,null,null,null,13162]
[null,null,null,null,null,13163]
[null,null,null,null,null,13164]
[null,null,null,null,null,13165]
[null,null,null,null,null,13166]
[null,null,null,null,null,13167]
[null,null,null,null,null,13201]
[null,null,null,null,null,13202]
[null,null,null,null,null,13203]
[null,null,null,null,null,13204]
[null,null,null,null,null,13205]
[null,null,null,null,null,13206]
[null,null,null,null,null,13207]
[null,null,null,null,null,13208]
[null,null,null,null,null,13209]
[null,null,null,null,null,13210]
[null,null,null,null,null,13211]
[null,null,null,null,null,13212]
[null,null,null,null,null,13214]
[null,null,null,null,null,13215]
[null,null,null,null,null,13217]
[null,null,null,null,null,13218]
[null,null,null,null,null,13219]
[null,null,null,null,null,13220]
[null,null,null,null,null,13221]
[null,null,null,null,null,13224]
[null,null,null,null,null,13225]
[null,null,null,null,null,13235]
[null,null,null,null,null,13244]
[null,null,null,null,null,13250]
[null,null,null,null,null,13251]
[null,null,null,null,null,13252]
[null,null,null,null,null,13261]
[null,null,null,null,null,13290]
[null,null,null,null,null,13301]
[null,null,null,null,null,13302]
[null,null,null,null,null,13303]
[null,null,null,null,null,13304]
[null,null,null,null,null,13305]
[null,null,null,null,null,13308]
[null,null,null,null,null,13309]
[null,null,null,null,null,13310]
[null,null,null,null,null,13312]
[null,null,null,null,null,13313]
[null,null,null,null,null,13314]
[null,null,null,null,null,13315]
[null,null,null,null,null,13316]
[null,null,null,null,null,13317]
[null,null,null,null,null,13318]
[null,null,null,null,null,13319]
[null,null,null,null,null,13320]
[null,null,null,null,null,13321]
[null,null,null,null,null,13322]
[null,null,null,null,null,13323]
[null,null,null,null,null,13324]
[null,null,null,null,null,13325]
[null,null,null,null,null,13326]
[null,null,null,null,null,13327]
[null,null,null,null,null,13328]
[null,null,null,null,null,13329]
[null,null,null,null,null,13331]
[null,null,null,null,null,13332]
[null,null,null,null,null,13333]
[null,null,null,null,null,13334]
[null,null,null,null,null,13335]
[null,null,null,null,null,13337]
[null,null,null,null,null,13338]
[null,null,null,null,null,13339]
[null,null,null,null,null,13340]
[null,null,null,null,null,13341]
[null,null,null,null,null,13342]
[null,null,null,null,null,13343]
[null,null,null,null,null,13345]
[null,null,null,null,null,13346]
[null,null,null,null,null,13348]
[null,null,null,null,null,13350]
[null,null,null,null,null,13352]
[null,null,null,null,null,13353]
[null,null,null,null,null,13354]
[null,null,null,null,null,13355]
[null,null,null,null,null,13357]
[null,null,null,null,null,13360]
[null,null,null,null,null,13361]
[null,null,null,null,null,13362]
[null,null,null,null,null,13363]
[null,null,null,null,null,13364]
[null,null,null,null,null,13365]
[null,null,null,null,null,13367]
[null,null,null,null,null,13368]
[null,null,null,null,null,13401]
[null,null,null,null,null,13402]
[null,null,null,null,null,13403]
[null,null,null,null,null,13404]
[null,null,null,null,null,13406]
[null,null,null,null,null,13407]
[null,null,null,null,null,13408]
[null,null,null,null,null,13409]
[null,null,null,null,null,13410]
[null,null,null,null,null,13411]
[null,null,null,null,null,13413]
[null,null,null,null,null,13415]
[null,null,null,null,null,13416]
[null,null,null,null,null,13417]
[null,null,null,null,null,13418]
[null,null,null,null,null,13420]
[null,null,null,null,null,13421]
[null,null,null,null,null,13424]
[null,null,null,null,null,13425]
[null,null,null,null,null,13426]
[null,null,null,null,null,13428]
[null,null,null,null,null,13431]
[null,null,null,null,null,13433]
[null,null,null,null,null,13435]
[null,null,null,null,null,13436]
[null,null,null,null,null,13437]
[null,null,null,null,null,13438]
[null,null,null,null,null,13439]
[null,null,null,null,null,13440]
[null,null,null,null,null,13441]
[null,null,null,null,null,13442]
[null,null,null,null,null,13449]
[null,null,null,null,null,13450]
[null,null,null,null,null,13452]
[null,null,null,null,null,13454]
[null,null,null,null,null,13455]
[null,null,null,null,null,13456]
[null,null,null,null,null,13457]
[null,null,null,null,null,13459]
[null,null,null,null,null,13460]
[null,null,null,null,null,13461]
[null,null,null,null,null,13464]
[null,null,null,null,null,13465]
[null,null,null,null,null,13468]
[null,null,null,null,null,13469]
[null,null,null,null,null,13470]
[null,null,null,null,null,13471]
[null,null,null,null,null,13472]
[null,null,null,null,null,13473]
[null,null,null,null,null,13475]
[null,null,null,null,null,13476]
[null,null,null,null,null,13477]
[null,null,null,null,null,13478]
[null,null,null,null,null,13479]
[null,null,null,null,null,13480]
[null,null,null,null,null,13482]
[null,null,null,null,null,13483]
[null,null,null,null,null,13484]
[null,null,null,null,null,13485]
[null,null,null,null,null,13486]
[null,null,null,null,null,13488]
[null,null,null,null,null,13489]
[null,null,null,null,null,13490]
[null,null,null,null,null,13491]
[null,null,null,null,null,13492]
[null,null,null,null,null,13493]
[null,null,null,null,null,13494]
[null,null,null,null,null,13495]
[null,null,null,null,null,13501]
[null,null,null,null,null,13502]
[null,null,null,null,null,13503]
[null,null,null,null,null,13504]
[null,null,null,null,null,13505]
[null,null,null,null,null,13599]
[null,null,null,null,null,13601]
[null,null,null,null,null,13602]
[null,null,null,null,null,13603]
[null,null,null,null,null,13605]
[null,null,null,null,null,13606]
[null,null,null,null,null,13607]
[null,null,null,null,null,13608]
[null,null,null,null,null,13611]
[null,null,null,null,null,13612]
[null,null,null,null,null,13613]
[null,null,null,null,null,13614]
[null,null,null,null,null,13615]
[null,null,null,null,null,13616]
[null,null,null,null,null,13617]
[null,null,null,null,null,13618]
[null,null,null,null,null,13619]
[null,null,null,null,null,13620]
[null,null,null,null,null,13621]
[null,null,null,null,null,13622]
[null,null,null,null,null,13623]
[null,null,null,null,null,13624]
[null,null,null,null,null,13625]
[null,null,null,null,null,13626]
[null,null,null,null,null,13627]
[null,null,null,null,null,13628]
[null,null,null,null,null,13630]
[null,null,null,null,null,13631]
[null,null,null,null,null,13632]
[null,null,null,null,null,13633]
[null,null,null,null,null,13634]
[null,null,null,null,null,13635]
[null,null,null,null,null,13636]
[null,null,null,null,null,13637]
[null,null,null,null,null,13638]
[null,null,null,null,null,13639]
[null,null,null,null,null,13640]
[null,null,null,null,null,13641]
[null,null,null,null,null,13642]
[null,null,null,null,null,13643]
[null,null,null,null,null,13645]
[null,null,null,null,null,13646]
[null,null,null,null,null,13647]
[null,null,null,null,null,13648]
[null,null,null,null,null,13649]
[null,null,null,null,null,13650]
[null,null,null,null,null,13651]
[null,null,null,null,null,13652]
[null,null,null,null,null,13654]
[null,null,null,null,null,13655]
[null,null,null,null,null,13656]
[null,null,null,null,null,13657]
[null,null,null,null,null,13658]
[null,null,null,null,null,13659]
[null,null,null,null,null,13660]
[null,null,null,null,null,13661]
[null,null,null,null,null,13662]
[null,null,null,null,null,13664]
[null,null,null,null,null,13665]
[null,null,null,null,null,13666]
[null,null,null,null,null,13667]
[null,null,null,null,null,13668]
[null,null,null,null,null,13669]
[null,null,null,null,null,13670]
[null,null,null,null,null,13671]
[null,null,null,null,null,13672]
[null,null,null,null,null,13673]
[null,null,null,null,null,13674]
[null,null,null,null,null,13675]
[null,null,null,null,null,13676]
[null,null,null,null,null,13677]
[null,null,null,null,null,13678]
[null,null,null,null,null,13679]
[null,null,null,null,null,13680]
[null,null,null,null,null,13681]
[null,null,null,null,null,13682]
[null,null,null,null,null,13683]
[null,null,null,null,null,13684]
[null,null,null,null,null,13685]
[null,null,null,null,null,13687]
[null,null,null,null,null,13690]
[null,null,null,null,null,13691]
[null,null,null,null,null,13692]
[null,null,null,null,null,13693]
[null,null,null,null,null,13694]
[null,null,null,null,null,13695]
[null,null,null,null,null,13696]
[null,null,null,null,null,13697]
[null,null,null,null,null,13699]
[null,null,null,null,null,13730]
[null,null,null,null,null,13731]
[null,null,null,null,null,13732]
[null,null,null,null,null,13733]
[null,null,null,null,null,13734]
[null,null,null,null,null,13736]
[null,null,null,null,null,13737]
[null,null,null,null,null,13738]
[null,null,null,null,null,13739]
[null,null,null,null,null,13740]
[null,null,null,null,null,13743]
[null,null,null,null,null,13744]
[null,null,null,null,null,13745]
[null,null,null,null,null,13746]
[null,null,null,null,null,13747]
[null,null,null,null,null,13748]
[null,null,null,null,null,13749]
[null,null,null,null,null,13750]
[null,null,null,null,null,13751]
[null,null,null,null,null,13752]
[null,null,null,null,null,13753]
[null,null,null,null,null,13754]
[null,null,null,null,null,13755]
[null,null,null,null,null,13756]
[null,null,null,null,null,13757]
[null,null,null,null,null,13758]
[null,null,null,null,null,13760]
[null,null,null,null,null,13761]
[null,null,null,null,null,13762]
[null,null,null,null,null,13763]
[null,null,null,null,null,13774]
[null,null,null,null,null,13775]
[null,null,null,null,null,13776]
[null,null,null,null,null,13777]
[null,null,null,null,null,13778]
[null,null,null,null,null,13780]
[null,null,null,null,null,13782]
[null,null,null,null,null,13783]
[null,null,null,null,null,13784]
[null,null,null,null,null,13786]
[null,null,null,null,null,13787]
[null,null,null,null,null,13788]
[null,null,null,null,null,13790]
[null,null,null,null,null,13794]
[null,null,null,null,null,13795]
[null,null,null,null,null,13796]
[null,null,null,null,null,13797]
[null,null,null,null,null,13801]
[null,null,null,null,null,13802]
[null,null,null,null,null,13803]
[null,null,null,null,null,13804]
[null,null,null,null,null,13806]
[null,null,null,null,null,13807]
[null,null,null,null,null,13808]
[null,null,null,null,null,13809]
[null,null,null,null,null,13810]
[null,null,null,null,null,13811]
[null,null,null,null,null,13812]
[null,null,null,null,null,13813]
[null,null,null,null,null,13814]
[null,null,null,null,null,13815]
[null,null,null,null,null,13820]
[null,null,null,null,null,13825]
[null,null,null,null,null,13826]
[null,null,null,null,null,13827]
[null,null,null,null,null,13830]
[null,null,null,null,null,13832]
[null,null,null,null,null,13833]
[null,null,null,null,null,13834]
[null,null,null,null,null,13835]
[null,null,null,null,null,13838]
[null,null,null,null,null,13839]
[null,null,null,null,null,13840]
[null,null,null,null,null,13841]
[null,null,null,null,null,13842]
[null,null,null,null,null,13843]
[null,null,null,null,null,13844]
[null,null,null,null,null,13845]
[null,null,null,null,null,13846]
[null,null,null,null,null,13847]
[null,null,null,null,null,13848]
[null,null,null,null,null,13849]
[null,null,null,null,null,13850]
[null,null,null,null,null,13851]
[null,null,null,null,null,13856]
[null,null,null,null,null,13859]
[null,null,null,null,null,13860]
[null,null,null,null,null,13861]
[null,null,null,null,null,13862]
[null,null,null,null,null,13863]
[null,null,null,null,null,13864]
[null,null,null,null,null,13865]
[null,null,null,null,null,13901]
[null,null,null,null,null,13902]
[null,null,null,null,null,13903]
[null,null,null,null,null,13904]
[null,null,null,null,null,13905]
[null,null,null,null,null,14001]
[null,null,null,null,null,14004]
[null,null,null,null,null,14005]
[null,null,null,null,null,14006]
[null,null,null,null,null,14008]
[null,null,null,null,null,14009]
[null,null,null,null,null,14010]
[null,null,null,null,null,14011]
[null,null,null,null,null,14012]
[null,null,null,null,null,14013]
[null,null,null,null,null,14020]
[null,null,null,null,null,14021]
[null,null,null,null,null,14024]
[null,null,null,null,null,14025]
[null,null,null,null,null,14026]
[null,null,null,null,null,14027]
[null,null,null,null,null,14028]
[null,null,null,null,null,14029]
[null,null,null,null,null,14030]
[null,null,null,null,null,14031]
[null,null,null,null,null,14032]
[null,null,null,null,null,14033]
[null,null,null,null,null,14034]
[null,null,null,null,null,14035]
[null,null,null,null,null,14036]
[null,null,null,null,null,14037]
[null,null,null,null,null,14038]
[null,null,null,null,null,14039]
[null,null,null,null,null,14040]
[null,null,null,null,null,14041]
[null,null,null,null,null,14042]
[null,null,null,null,null,14043]
[null,null,null,null,null,14047]
[null,null,null,null,null,14048]
[null,null,null,null,null,14051]
[null,null,null,null,null,14052]
[null,null,null,null,null,14054]
[null,null,null,null,null,14055]
[null,null,null,null,null,14056]
[null,null,null,null,null,14057]
[null,null,null,null,null,14058]
[null,null,null,null,null,14059]
[null,null,null,null,null,14060]
[null,null,null,null,null,14061]
[null,null,null,null,null,14062]
[null,null,null,null,null,14063]
[null,null,null,null,null,14065]
[null,null,null,null,null,14066]
[null,null,null,null,null,14067]
[null,null,null,null,null,14068]
[null,null,null,null,null,14069]
[null,null,null,null,null,14070]
[null,null,null,null,null,14072]
[null,null,null,null,null,14075]
[null,null,null,null,null,14080]
[null,null,null,null,null,14081]
[null,null,null,null,null,14082]
[null,null,null,null,null,14083]
[null,null,null,null,null,14085]
[null,null,null,null,null,14086]
[null,null,null,null,null,14091]
[null,null,null,null,null,14092]
[null,null,null,null,null,14094]
[null,null,null,null,null,14095]
[null,null,null,null,null,14098]
[null,null,null,null,null,14101]
[null,null,null,null,null,14102]
[null,null,null,null,null,14103]
[null,null,null,null,null,14105]
[null,null,null,null,null,14107]
[null,null,null,null,null,14108]
[null,null,null,null,null,14109]
[null,null,null,null,null,14110]
[null,null,null,null,null,14111]
[null,null,null,null,null,14112]
[null,null,null,null,null,14113]
[null,null,null,null,null,14120]
[null,null,null,null,null,14125]
[null,null,null,null,null,14126]
[null,null,null,null,null,14127]
[null,null,null,null,null,14129]
[null,null,null,null,null,14130]
[null,null,null,null,null,14131]
[null,null,null,null,null,14132]
[null,null,null,null,null,14133]
[null,null,null,null,null,14134]
[null,null,null,null,null,14135]
[null,null,null,null,null,14136]
[null,null,null,null,null,14138]
[null,null,null,null,null,14139]
[null,null,null,null,null,14140]
[null,null,null,null,null,14141]
[null,null,null,null,null,14143]
[null,null,null,null,null,14144]
[null,null,null,null,null,14145]
[null,null,null,null,null,14150]
[null,null,null,null,null,14151]
[null,null,null,null,null,14166]
[null,null,null,null,null,14167]
[null,null,null,null,null,14168]
[null,null,null,null,null,14169]
[null,null,null,null,null,14170]
[null,null,null,null,null,14171]
[null,null,null,null,null,14172]
[null,null,null,null,null,14173]
[null,null,null,null,null,14174]
[null,null,null,null,null,14201]
[null,null,null,null,null,14202]
[null,null,null,null,null,14203]
[null,null,null,null,null,14204]
[null,null,null,null,null,14205]
[null,null,null,null,null,14206]
[null,null,null,null,null,14207]
[null,null,null,null,null,14208]
[null,null,null,null,null,14209]
[null,null,null,null,null,14210]
[null,null,null,null,null,14211]
[null,null,null,null,null,14212]
[null,null,null,null,null,14213]
[null,null,null,null,null,14214]
[null,null,null,null,null,14215]
[null,null,null,null,null,14216]
[null,null,null,null,null,14217]
[null,null,null,null,null,14218]
[null,null,null,null,null,14219]
[null,null,null,null,null,14220]
[null,null,null,null,null,14221]
[null,null,null,null,null,14222]
[null,null,null,null,null,14223]
[null,null,null,null,null,14224]
[null,null,null,null,null,14225]
[null,null,null,null,null,14226]
[null,null,null,null,null,14227]
[null,null,null,null,null,14228]
[null,null,null,null,null,14231]
[null,null,null,null,null,14233]
[null,null,null,null,null,14240]
[null,null,null,null,null,14241]
[null,null,null,null,null,14260]
[null,null,null,null,null,14261]
[null,null,null,null,null,14263]
[null,null,null,null,null,14264]
[null,null,null,null,null,14265]
[null,null,null,null,null,14267]
[null,null,null,null,null,14269]
[null,null,null,null,null,14270]
[null,null,null,null,null,14272]
[null,null,null,null,null,14273]
[null,null,null,null,null,14276]
[null,null,null,null,null,14280]
[null,null,null,null,null,14301]
[null,null,null,null,null,14302]
[null,null,null,null,null,14303]
[null,null,null,null,null,14304]
[null,null,null,null,null,14305]
[null,null,null,null,null,14410]
[null,null,null,null,null,14411]
[null,null,null,null,null,14413]
[null,null,null,null,null,14414]
[null,null,null,null,null,14415]
[null,null,null,null,null,14416]
[null,null,null,null,null,14418]
[null,null,null,null,null,14420]
[null,null,null,null,null,14422]
[null,null,null,null,null,14423]
[null,null,null,null,null,14424]
[null,null,null,null,null,14425]
[null,null,null,null,null,14427]
[null,null,null,null,null,14428]
[null,null,null,null,null,14429]
[null,null,null,null,null,14430]
[null,null,null,null,null,14432]
[null,null,null,null,null,14433]
[null,null,null,null,null,14435]
[null,null,null,null,null,14437]
[null,null,null,null,null,14441]
[null,null,null,null,null,14443]
[null,null,null,null,null,14445]
[null,null,null,null,null,14449]
[null,null,null,null,null,14450]
[null,null,null,null,null,14452]
[null,null,null,null,null,14453]
[null,null,null,null,null,14454]
[null,null,null,null,null,14456]
[null,null,null,null,null,14461]
[null,null,null,null,null,14462]
[null,null,null,null,null,14463]
[null,null,null,null,null,14464]
[null,null,null,null,null,14466]
[null,null,null,null,null,14467]
[null,null,null,null,null,14468]
[null,null,null,null,null,14469]
[null,null,null,null,null,14470]
[null,null,null,null,null,14471]
[null,null,null,null,null,14472]
[null,null,null,null,null,14475]
[null,null,null,null,null,14476]
[null,null,null,null,null,14477]
[null,null,null,null,null,14478]
[null,null,null,null,null,14479]
[null,null,null,null,null,14480]
[null,null,null,null,null,14481]
[null,null,null,null,null,14482]
[null,null,null,null,null,14485]
[null,null,null,null,null,14486]
[null,null,null,null,null,14487]
[null,null,null,null,null,14488]
[null,null,null,null,null,14489]
[null,null,null,null,null,14502]
[null,null,null,null,null,14504]
[null,null,null,null,null,14505]
[null,null,null,null,null,14506]
[null,null,null,null,null,14507]
[null,null,null,null,null,14508]
[null,null,null,null,null,14510]
[null,null,null,null,null,14511]
[null,null,null,null,null,14512]
[null,null,null,null,null,14513]
[null,null,null,null,null,14514]
[null,null,null,null,null,14515]
[null,null,null,null,null,14516]
[null,null,null,null,null,14517]
[null,null,null,null,null,14518]
[null,null,null,null,null,14519]
[null,null,null,null,null,14520]
[null,null,null,null,null,14521]
[null,null,null,null,null,14522]
[null,null,null,null,null,14525]
[null,null,null,null,null,14526]
[null,null,null,null,null,14527]
[null,null,null,null,null,14529]
[null,null,null,null,null,14530]
[null,null,null,null,null,14532]
[null,null,null,null,null,14533]
[null,null,null,null,null,14534]
[null,null,null,null,null,14536]
[null,null,null,null,null,14537]
[null,null,null,null,null,14538]
[null,null,null,null,null,14539]
[null,null,null,null,null,14541]
[null,null,null,null,null,14542]
[null,null,null,null,null,14543]
[null,null,null,null,null,14544]
[null,null,null,null,null,14545]
[null,null,null,null,null,14546]
[null,null,null,null,null,14547]
[null,null,null,null,null,14548]
[null,null,null,null,null,14549]
[null,null,null,null,null,14550]
[null,null,null,null,null,14551]
[null,null,null,null,null,14555]
[null,null,null,null,null,14556]
[null,null,null,null,null,14557]
[null,null,null,null,null,14558]
[null,null,null,null,null,14559]
[null,null,null,null,null,14560]
[null,null,null,null,null,14561]
[null,null,null,null,null,14563]
[null,null,null,null,null,14564]
[null,null,null,null,null,14568]
[null,null,null,null,null,14569]
[null,null,null,null,null,14571]
[null,null,null,null,null,14572]
[null,null,null,null,null,14580]
[null,null,null,null,null,14585]
[null,null,null,null,null,14586]
[null,null,null,null,null,14588]
[null,null,null,null,null,14589]
[null,null,null,null,null,14590]
[null,null,null,null,null,14591]
[null,null,null,null,null,14592]
[null,null,null,null,null,14602]
[null,null,null,null,null,14603]
[null,null,null,null,null,14604]
[null,null,null,null,null,14605]
[null,null,null,null,null,14606]
[null,null,null,null,null,14607]
[null,null,null,null,null,14608]
[null,null,null,null,null,14609]
[null,null,null,null,null,14610]
[null,null,null,null,null,14611]
[null,null,null,null,null,14612]
[null,null,null,null,null,14613]
[null,null,null,null,null,14614]
[null,null,null,null,null,14615]
[null,null,null,null,null,14616]
[null,null,null,null,null,14617]
[null,null,null,null,null,14618]
[null,null,null,null,null,14619]
[null,null,null,null,null,14620]
[null,null,null,null,null,14621]
[null,null,null,null,null,14622]
[null,null,null,null,null,14623]
[null,null,null,null,null,14624]
[null,null,null,null,null,14625]
[null,null,null,null,null,14626]
[null,null,null,null,null,14627]
[null,null,null,null,null,14638]
[null,null,null,null,null,14639]
[null,null,null,null,null,14642]
[null,null,null,null,null,14643]
[null,null,null,null,null,14644]
[null,null,null,null,null,14646]
[null,null,null,null,null,14647]
[null,null,null,null,null,14649]
[null,null,null,null,null,14650]
[null,null,null,null,null,14651]
[null,null,null,null,null,14652]
[null,null,null,null,null,14653]
[null,null,null,null,null,14692]
[null,null,null,null,null,14694]
[null,null,null,null,null,14701]
[null,null,null,null,null,14702]
[null,null,null,null,null,14706]
[null,null,null,null,null,14707]
[null,null,null,null,null,14708]
[null,null,null,null,null,14709]
[null,null,null,null,null,14710]
[null,null,null,null,null,14711]
[null,null,null,null,null,14712]
[null,null,null,null,null,14714]
[null,null,null,null,null,14715]
[null,null,null,null,null,14716]
[null,null,null,null,null,14717]
[null,null,null,null,null,14718]
[null,null,null,null,null,14719]
[null,null,null,null,null,14720]
[null,null,null,null,null,14721]
[null,null,null,null,null,14722]
[null,null,null,null,null,14723]
[null,null,null,null,null,14724]
[null,null,null,null,null,14726]
[null,null,null,null,null,14727]
[null,null,null,null,null,14728]
[null,null,null,null,null,14729]
[null,null,null,null,null,14730]
[null,null,null,null,null,14731]
[null,null,null,null,null,14732]
[null,null,null,null,null,14733]
[null,null,null,null,null,14735]
[null,null,null,null,null,14736]
[null,null,null,null,null,14737]
[null,null,null,null,null,14738]
[null,null,null,null,null,14739]
[null,null,null,null,null,14740]
[null,null,null,null,null,14741]
[null,null,null,null,null,14742]
[null,null,null,null,null,14743]
[null,null,null,null,null,14744]
[null,null,null,null,null,14745]
[null,null,null,null,null,14747]
[null,null,null,null,null,14748]
[null,null,null,null,null,14750]
[null,null,null,null,null,14751]
[null,null,null,null,null,14752]
[null,null,null,null,null,14753]
[null,null,null,null,null,14754]
[null,null,null,null,null,14755]
[null,null,null,null,null,14756]
[null,null,null,null,null,14757]
[null,null,null,null,null,14758]
[null,null,null,null,null,14760]
[null,null,null,null,null,14766]
[null,null,null,null,null,14767]
[null,null,null,null,null,14769]
[null,null,null,null,null,14770]
[null,null,null,null,null,14772]
[null,null,null,null,null,14774]
[null,null,null,null,null,14775]
[null,null,null,null,null,14777]
[null,null,null,null,null,14778]
[null,null,null,null,null,14779]
[null,null,null,null,null,14781]
[null,null,null,null,null,14782]
[null,null,null,null,null,14783]
[null,null,null,null,null,14784]
[null,null,null,null,null,14785]
[null,null,null,null,null,14786]
[null,null,null,null,null,14787]
[null,null,null,null,null,14788]
[null,null,null,null,null,14801]
[null,null,null,null,null,14802]
[null,null,null,null,null,14803]
[null,null,null,null,null,14804]
[null,null,null,null,null,14805]
[null,null,null,null,null,14806]
[null,null,null,null,null,14807]
[null,null,null,null,null,14808]
[null,null,null,null,null,14809]
[null,null,null,null,null,14810]
[null,null,null,null,null,14812]
[null,null,null,null,null,14813]
[null,null,null,null,null,14814]
[null,null,null,null,null,14815]
[null,null,null,null,null,14816]
[null,null,null,null,null,14817]
[null,null,null,null,null,14818]
[null,null,null,null,null,14819]
[null,null,null,null,null,14820]
[null,null,null,null,null,14821]
[null,null,null,null,null,14822]
[null,null,null,null,null,14823]
[null,null,null,null,null,14824]
[null,null,null,null,null,14825]
[null,null,null,null,null,14826]
[null,null,null,null,null,14827]
[null,null,null,null,null,14830]
[null,null,null,null,null,14831]
[null,null,null,null,null,14836]
[null,null,null,null,null,14837]
[null,null,null,null,null,14838]
[null,null,null,null,null,14839]
[null,null,null,null,null,14840]
[null,null,null,null,null,14841]
[null,null,null,null,null,14842]
[null,null,null,null,null,14843]
[null,null,null,null,null,14845]
[null,null,null,null,null,14846]
[null,null,null,null,null,14847]
[null,null,null,null,null,14850]
[null,null,null,null,null,14851]
[null,null,null,null,null,14852]
[null,null,null,null,null,14853]
[null,null,null,null,null,14854]
[null,null,null,null,null,14855]
[null,null,null,null,null,14856]
[null,null,null,null,null,14857]
[null,null,null,null,null,14858]
[null,null,null,null,null,14859]
[null,null,null,null,null,14860]
[null,null,null,null,null,14861]
[null,null,null,null,null,14863]
[null,null,null,null,null,14864]
[null,null,null,null,null,14865]
[null,null,null,null,null,14867]
[null,null,null,null,null,14869]
[null,null,null,null,null,14870]
[null,null,null,null,null,14871]
[null,null,null,null,null,14872]
[null,null,null,null,null,14873]
[null,null,null,null,null,14874]
[null,null,null,null,null,14876]
[null,null,null,null,null,14877]
[null,null,null,null,null,14878]
[null,null,null,null,null,14879]
[null,null,null,null,null,14880]
[null,null,null,null,null,14881]
[null,null,null,null,null,14882]
[null,null,null,null,null,14883]
[null,null,null,null,null,14884]
[null,null,null,null,null,14885]
[null,null,null,null,null,14886]
[null,null,null,null,null,14887]
[null,null,null,null,null,14889]
[null,null,null,null,null,14891]
[null,null,null,null,null,14892]
[null,null,null,null,null,14893]
[null,null,null,null,null,14894]
[null,null,null,null,null,14895]
[null,null,null,null,null,14897]
[null,null,null,null,null,14898]
[null,null,null,null,null,14901]
[null,null,null,null,null,14902]
[null,null,null,null,null,14903]
[null,null,null,null,null,14904]
[null,null,null,null,null,14905]