## Ranked Triage Opportunities
[9 empty] | Building / Campus Characteristics | [17 empty] | Incumbent Heating and Cooling Systems | [9 empty] | Locational Attributes
New York Campus Community Heat Pump Opportunities | [8 empty] | Load characteristics determined by building type |  |  | Estimated Energy Loads from ICF Database |  |  |  | Age of Buildings (and renovations) | [8 empty] | Buildable Space (Google Maps) |  | Data obtained from LL87, ICF CHP/DE databases, and research; gaps filled in from trend analysis with orange text | [9 empty] | Based on Climate Zones, Average Commercial Rates (EIA) by utility, EPA eGRID territories and emission factors
[6 empty] | Weights for scoring (1-5): |  |  | 1 | 2 | 2 |  |  |  | 3 |  |  | 2 |  | 1 |  | 1 |  | 1 |  | 3 |  | 2 |  | 1 |  | 2 |  | 3 |  | 4 |  | 1 |  |  | 2 |  | 1 |  |  | 4 |  | 144 | Maximum possible score
Facility Name | Address | City | Borough / County | Upstate/ Downstate Designation | NYC Designation | Application | Lat | Lon | Heating/Cooling: Operational Loads Score (0-4) | Annual Load Factor Score (0-4) | Daily Load Factors Score (0-4) | Heating Requirement (MMBtu) | Space Cooling Requirement (MMBtu) | Building Emission Reductions (tons of CO2) | Building Size Score (1-4) | Age of Original or Primary Buildings (Year) | Major Renovations (Year) | Building Age Score (0-4) | Publicly Owned Campuses | Publicly Owned Score (0-4) | REV Campus Challenge Participant | REV Campus Challenge Score (0-4) | Planned Renovations | Planned Renovations Score (0-4) | Green / Parking Lot Space | Buildable Space Score (0-4) | Primary Heating Fuel | Heating Fuel Score (1-4) | Primary Heating Equipment Technology | Heating Technology Score (1-4) | Age of Heating Equipment | Equipment Age Score (1-4) | Distribution: Hydronic, Steam, or Forced Air | Distribution System Score (2-4) | District Energy Central Plant | District Energy Score (0-4) | Cimate Zone | Climate Zone Score (1-4) | Electric Utility | Commercial Electricity Rate (cents/kWh) | Electricity Price Score (0-4) | Local Grid Classification | Emission Reduction Impact Score (0-4) | Local Law 97 Classification | Local Law 97 Exemption | Local Law 97 Score (0-4) | Total Weighted Score
Binghamton University | 4400 Vestal Parkway East | Vestal | Broome | Upstate | Not NYC | Colleges & Universities | 42.0879 | -75.9669 | 2 | 0 | 1 | 288331.3692 | 32458.3559 | 19827.0218 | 4 | 1961 |  | 3 | Y | 4 | Yes | 4 | Rennovation of Campus Library to be completed 2024 | 4 | Plentiful | 4 | Dual Fuel | 3 | District HW | 4 | 1990 | 2 | Hydronic | 4 | HW | 4 | Zone 6 | 1 | NYS Electric and Gas | 9.6622 | 3 | Lowest Emissions | 4 | Not NYC |  | 0 | 99
Syracuse University | 900 South Crouse Ave. | Syracuse | Onondaga | Upstate | Not NYC | Colleges & Universities | 43.0402 | -76.137 | 2 | 0 | 1 | 373629.33 | 42060.6117 | 25692.511 | 4 | 1873 |  | 4 |  | 0 | Yes | 4 | https://campusframework.syr.edu/wp-content/uploads/2017/05/CF.2017.single.pdf | 4 | Plentiful | 4 | Natural Gas | 2 | District Steam | 2 | 1926 | 4 | Steam | 2 | Steam + CW | 3 | Zone 5 | 2 | National Grid | 8.6003 | 4 | Lowest Emissions | 4 | Not NYC |  | 0 | 90
SUNY at Albany - Uptown Campus | 1400 Washington Avenue | Albany | Albany | Downstate/LI/HV | Not NYC | Colleges & Universities | 42.6855 | -73.8247 | 2 | 0 | 1 | 248101 | 27930 | 17060.5923 | 4 | 1964 | 1990 | 2 | Y | 4 | No | 0 |  | 0 | Plentiful | 4 | Natural Gas | 2 | District HW | 4 | 1990 | 2 | Hydronic | 4 | HW + CW | 4 | Zone 5 | 2 | National Grid | 8.6003 | 4 | Lowest Emissions | 4 | Not NYC |  | 0 | 90
SUNY Oneonta | 108 Ravine Parkway | Oneonta | Otsego | Upstate | Not NYC | Colleges & Universities | 42.4689 | -75.0636 | 2 | 0 | 1 | 105654.4779 | 11893.852 | 7265.2991 | 3 | 1951 |  | 3 | Y | 4 | Yes | 4 |  | 0 | Plentiful | 4 | Natural Gas | 2 | District HW | 4 | 1990 | 2 | Hydronic | 4 | HW | 4 | Zone 6 | 1 | NYS Electric and Gas | 9.6622 | 3 | Lowest Emissions | 4 | Not NYC |  | 0 | 90
Westchester Medical Center | 100 Woods Road | Valhalla | Westchester | Downstate/LI/HV | Not NYC | Hospitals | 41.0825 | -73.7827 | 4 | 4 | 4 | 229708.4352 | 100163.5619 | 15795.833 | 4 | 1977 |  | 3 | Y | 4 | No | 0 | https://www.westchestermedicalcenter.org/news/project-fact-sheet-westchester-medical-center-heal-535#:~:text=The%20Westchester%20Medical%20Center%20Health,a%20new%2C%20four%2Dstory%20tower | 4 | Plentiful | 4 | Dual Fuel | 3 | Furnace | 3 | 1990 | 2 | Forced Air | 4 | No | 0 | Zone 4 | 4 | Consolidated Edison | 20.1572 | 0 | Low Emissions | 2 | Not NYC |  | 0 | 89
CUNY College of Staten Island | 2800 Victory Blvd | Staten Island | Staten Island | Downstate/LI/HV | NYC | Colleges & Universities | 40.608 | -74.1533 | 2 | 0 | 1 | 600608.959 | 67854.6734 | 41300.6984 | 4 | 1965 | 1993 | 2 | Y | 4 | Yes | 4 |  | 0 | Plentiful | 4 | Dual Fuel | 3 | District Steam | 2 | 1990 | 2 | Steam | 2 | Steam + CW | 3 | Zone 4 | 4 | Consolidated Edison | 20.1572 | 0 | Low Emissions | 2 | NYC Dual Fuel |  | 3 | 88
Rochester Institute of Technology | 1 Lomb Memorial Dr | Rochester | Monroe | Upstate | Not NYC | Colleges & Universities | 43.0842 | -77.6739 | 2 | 0 | 1 | 275585.6969 | 31023.5361 | 18950.5694 | 4 | 1968 |  | 3 |  | 0 | Yes | 4 |  | 0 | Plentiful | 4 | Natural Gas | 2 | District HW (CHP) | 4 | 2013 | 1 | Hydronic | 4 | HW + CW | 4 | Zone 5 | 2 | Rochester Gas and Electric | 10.8839 | 3 | Lowest Emissions | 4 | Not NYC |  | 0 | 88
Spring Creek Towers (WEGO & HCR) | 155 Elmira Loop | Brooklyn | Brooklyn | Downstate/LI/HV | NYC | Multifamily Housing | 40.649 | -73.8802 | 3 | 2 | 3 | 1825227.0707 | 18901.7281 | 125511.2027 | 4 | 1974 |  | 3 |  | 0 | No | 0 |  | 0 | Plentiful | 4 | Natural Gas | 2 | District Steam (CHP) | 3 | 1974 | 3 | Steam | 2 | Steam + CW | 3 | Zone 4 | 4 | Consolidated Edison | 20.1572 | 0 | Low Emissions | 2 | NYC Natural Gas |  | 2 | 88
John F Kennedy International |  | New York | Queens | Downstate/LI/HV | NYC | Airports | 40.6429 | -73.7794 | 4 | 4 | 4 | 926185.8425 | 291588.9884 | 63688.8971 | 4 | 1948 | 2018 | 0 | Y | 4 | No | 0 | Renovations and new terminals, planning/design underway | 4 | Plentiful | 4 | Natural Gas | 2 | District Steam (CHP) | 3 | 1995 | 2 | Steam | 2 | Steam + CW | 3 | Zone 4 | 4 | Consolidated Edison | 20.1572 | 0 | Low Emissions | 2 | NYC Natural Gas | Y | 0 | 87
Buffalo Psychiatric Center | 400 Forest Avenue | Buffalo | Erie | Upstate | Not NYC | Hospitals | 42.928 | -78.8831 | 4 | 4 | 4 | 67140.2181 | 29276.2579 | 4616.8773 | 2 | 1880 |  | 4 | Y | 4 | No | 0 |  | 0 | Plentiful | 4 | Dual Fuel | 3 | Steam Boiler | 2 | 2020 | 1 | Hydronic | 4 | No | 0 | Zone 5 | 2 | National Grid | 8.6003 | 4 | Lowest Emissions | 4 | Not NYC |  | 0 | 86
Parkchester North Campus | 1 Metropolitan Oval | Bronx | Bronx | Downstate/LI/HV | NYC | Multifamily Housing | 40.839 | -73.8605 | 3 | 2 | 3 | 207820.8559 | 6315.0254 | 14290.74 | 4 | 1942 | 1974 | 4 |  | 0 | No | 0 |  | 0 | Plentiful | 4 | Dual Fuel | 3 | District Steam | 2 | 1990 | 2 | Steam | 2 | Steam | 1 | Zone 4 | 4 | Consolidated Edison | 20.1572 | 0 | Low Emissions | 2 | NYC Dual Fuel |  | 3 | 85
Bronx Psychiatric Center | 1500 Waters Pl | Bronx | Bronx | Downstate/LI/HV | NYC | Hospitals | 40.8478 | -73.8398 | 4 | 4 | 4 | 132174.3671 | 55592.6877 | 9088.9315 | 3 | 1963 |  | 3 | Y | 4 | No | 0 |  | 0 | Plentiful | 4 | Oil | 4 | Furnace | 3 | 1990 | 2 | Forced Air | 4 | No | 0 | Zone 4 | 4 | Consolidated Edison | 20.1572 | 0 | Low Emissions | 2 | NYC Oil | Y | 0 | 84
Co Op City | Co Op City Boulevard | Bronx | Bronx | Downstate/LI/HV | NYC | Multifamily Housing | 40.8737 | -73.8245 | 3 | 2 | 3 | 2963613.2638 | 8323.8716 | 203791.9944 | 4 | 1966 | 2007 | 0 |  | 0 | No | 0 |  | 0 | Plentiful | 4 | Dual Fuel | 3 | District Steam (CHP) | 3 | 2007 | 1 | Steam | 2 | Steam + CW | 3 | Zone 4 | 4 | Consolidated Edison | 20.1572 | 0 | Low Emissions | 2 | NYC Dual Fuel |  | 3 | 84
Brightwater Towers Condominium | 601 Surf Avenue | Brooklyn | Brooklyn | Downstate/LI/HV | NYC | Multifamily Housing | 40.5753 | -73.9748 | 3 | 2 | 3 | 65258.7086 | 1859.3905 | 4487.4959 | 2 | 1964 |  | 3 |  | 0 | No | 0 | https://www.bwtcondos.com/_files/ugd/691b64_7e061f02213c4d039eebdeeb9051a78a.pdf | 4 | Plentiful | 4 | Dual Fuel | 3 | Steam Boiler | 2 | 1990 | 2 | Forced Air | 4 | No | 0 | Zone 4 | 4 | Consolidated Edison | 20.1572 | 0 | Low Emissions | 2 | NYC Dual Fuel |  | 3 | 83
University at Buffalo - North Campus | 12 Capen Hall | Buffalo | Erie | Upstate | Not NYC | Colleges & Universities | 43.0009 | -78.7895 | 2 | 0 | 1 | 336499 | 37880 | 23139.2548 | 4 | 1972 |  | 3 | Y | 4 | No | 0 | https://www.buffalo.edu/ubnow/stories/2021/08/construction-projects.html | 4 | Plentiful | 4 | Natural Gas | 2 | District Steam (CHP) | 3 | 2002 | 1 | Steam | 2 | Steam + CW | 3 | Zone 5 | 2 | National Grid | 8.6003 | 4 | Lowest Emissions | 4 | Not NYC |  | 0 | 83
CUNY Bronx Community College | 2155 University Ave | Bronx | Bronx | Downstate/LI/HV | NYC | Colleges & Universities | 40.859 | -73.9127 | 1 | 0 | 1 | 139702.626 | 15783.108 | 9606.61 | 3 | 1973 | 2012 | 0 | Y | 4 | Yes | 4 | https://www.cuny.edu/wp-content/uploads/sites/4/page-assets/about/administration/offices/fpcm/departments/capital-budget/individual-college-five-year-and-reso-a-capital-requests-21-22/BronxCommunitySummary.pdf | 4 | Plentiful | 4 | Dual Fuel | 3 | District HW | 4 | 2012 | 1 | Hydronic | 4 | HW + CW | 4 | Zone 4 | 4 | Consolidated Edison | 20.1572 | 0 | Low Emissions | 2 | NYC Dual Fuel | Y | 0 | 82
169-65 137th Avenue - Rochdale Village | 169-65 137th Avenue | Queens | Queens | Downstate/LI/HV | NYC | Multifamily Housing | 40.6729 | -73.7705 | 3 | 2 | 3 | 1543091.4012 | 19321.3105 | 106110.2264 | 4 | 1962 | 2013 | 0 |  | 0 | No | 0 |  | 0 | Plentiful | 4 | Natural Gas | 2 | District Steam (CHP) | 3 | 1962 | 3 | Steam | 2 | Steam + CW | 3 | Zone 4 | 4 | Consolidated Edison | 20.1572 | 0 | Low Emissions | 2 | NYC Natural Gas |  | 2 | 82
Monroe Community College | 1000 E Henrietta Rd | Rochester | Monroe | Upstate | Not NYC | Colleges & Universities | 43.101 | -77.6101 | 1 | 0 | 1 | 42896.5821 | 4829.0012 | 2949.7709 | 1 | 1961 |  | 3 | Y | 4 | Yes | 4 |  | 0 | Plentiful | 4 | Natural Gas | 2 | District HW (CHP) | 4 | 2004 | 1 | Hydronic | 4 | HW + CW | 4 | Zone 5 | 2 | Rochester Gas and Electric | 10.8839 | 3 | Lowest Emissions | 4 | Not NYC |  | 0 | 82
Concourse Village | 775 Concourse Village E | Bronx | Bronx | Downstate/LI/HV | NYC | Multifamily Housing | 40.8235 | -73.92 | 3 | 2 | 3 | 202550.7492 | 2582.3542 | 13928.3427 | 4 | 1964 |  | 3 |  | 0 | No | 0 |  | 0 | Plentiful | 4 | Dual Fuel | 3 | Steam Boiler | 2 | 2016 | 1 | Steam | 2 | Steam | 1 | Zone 4 | 4 | Consolidated Edison | 20.1572 | 0 | Low Emissions | 2 | NYC Dual Fuel |  | 3 | 81
Sunnyside Garden Apartments | 51-01 39th Ave | Queens | Queens | Downstate/LI/HV | NYC | Multifamily Housing | 40.749 | -73.9127 | 3 | 2 | 3 | 86231.3829 | 639.0009 | 5929.6757 | 2 | 1929 |  | 4 |  | 0 | No | 0 |  | 0 | Plentiful | 4 | Oil | 4 | Steam Boiler | 2 | 1980 | 2 | Steam | 2 | No | 0 | Zone 4 | 4 | Consolidated Edison | 20.1572 | 0 | Low Emissions | 2 | NYC Oil |  | 4 | 81
Manhattan Psychiatric Center-Ward's Island | Manhattan Psychiatric Center-Ward's Island | New York | Manhattan | Manhattan | NYC | Hospitals | 40.7892 | -73.9296 | 4 | 4 | 4 | 218822.0077 | 92036.783 | 15047.231 | 4 | 1863 | 1954 | 4 | Y | 4 | No | 0 |  | 0 | Plentiful | 4 | Dual Fuel | 3 | Steam Boiler | 2 | 1990 | 2 | Steam | 2 | No | 0 | Zone 4 | 4 | Consolidated Edison | 20.1572 | 0 | Low Emissions | 2 | NYC Dual Fuel | Y | 0 | 80
Olean General Hospital | 515 Main Street | Olean | Cattaraugus | Upstate | Not NYC | Hospitals | 42.0899 | -78.427 | 4 | 4 | 4 | 51348.0558 | 22390.1406 | 3530.934 | 2 | 1975 |  | 3 |  | 0 | No | 0 |  | 0 | Plentiful | 4 | Natural Gas | 2 | Furnace | 3 | 1990 | 2 | Forced Air | 4 | No | 0 | Zone 6 | 1 | National Grid | 8.6003 | 4 | Lowest Emissions | 4 | Not NYC |  | 0 | 80
Adelphi University | South Ave | Garden City | Nassau | Downstate/LI/HV | Not NYC | Colleges & Universities | 40.7214 | -73.6533 | 2 | 0 | 1 | 132574.9331 | 14924.3711 | 9116.4763 | 3 | 1929 | 2019 | 0 |  | 0 | Yes | 4 | https://facilities.umd.edu/sites/default/files/publications/2011-2030FMP.pdf | 4 | Plentiful | 4 | Dual Fuel | 3 | District HW (CHP) | 4 | 2016 | 1 | Hydronic | 4 | HW | 4 | Zone 4 | 4 | Long Island Power Authority | 18.8148 | 1 | Highest Emissions | 1 | Not NYC |  | 0 | 80
Savoy Park Apartments | 15 W 139th St, 2300 5th Ave, 22-30 141st St. | Manhattan | Manhattan | Manhattan | NYC | Multifamily Housing | 40.8159 | -73.9364 | 3 | 2 | 3 | 111241.7852 | 4203.1639 | 7649.5086 | 3 | 1959 |  | 3 |  | 0 | No | 0 | https://patch.com/new-york/fortgreene/brooklyn-hospital-center-will-start-25m-emergency-room-upgrade | 4 | Plentiful | 4 | Dual Fuel | 3 | Steam Boiler | 2 | 1990 | 2 | Steam | 2 | No | 0 | Zone 4 | 4 | Consolidated Edison | 20.1572 | 0 | Low Emissions | 2 | NYC Dual Fuel |  | 3 | 80
Parkway Village Coop- 36930 | 81-26 150th Street | Queens | Queens | Downstate/LI/HV | NYC | Multifamily Housing | 40.7177 | -73.8122 | 3 | 2 | 3 | 65983.5676 | 1188.1742 | 4537.3406 | 2 | 1947 |  | 3 |  | 0 | No | 0 |  | 0 | Plentiful | 4 | Dual Fuel | 3 | Furnace | 3 | 1990 | 2 | Forced Air | 4 | No | 0 | Zone 4 | 4 | Consolidated Edison | 20.1572 | 0 | Low Emissions | 2 | NYC Dual Fuel |  | 3 | 80
Third Housing Company Inc. | 65-52 160th Street | Queens | Queens | Downstate/LI/HV | NYC | Multifamily Housing | 40.7353 | -73.8091 | 3 | 2 | 3 | 65865.9442 | 2302.97 | 4529.2523 | 2 | 1954 |  | 3 |  | 0 | No | 0 |  | 0 | Plentiful | 4 | Dual Fuel | 3 | Furnace | 3 | 1990 | 2 | Forced Air | 4 | No | 0 | Zone 4 | 4 | Consolidated Edison | 20.1572 | 0 | Low Emissions | 2 | NYC Dual Fuel |  | 3 | 80
The Dorset - Kaled | 84-10 Main St | None | Queens | Downstate/LI/HV | NYC | Multifamily Housing | 40.7132 | -73.8173 | 3 | 2 | 3 | 53705.6466 | 1028.6506 | 3693.053 | 2 | 1956 |  | 3 |  | 0 | No | 0 |  | 0 | Plentiful | 4 | Dual Fuel | 3 | Furnace | 3 | 1990 | 2 | Forced Air | 4 | No | 0 | Zone 4 | 4 | Consolidated Edison | 20.1572 | 0 | Low Emissions | 2 | NYC Dual Fuel |  | 3 | 80
Rochester Psychiatric Center | 1111 Elmwood Avenue | Rochester | Monroe | Upstate | Not NYC | Hospitals | 43.1248 | -77.6086 | 4 | 4 | 4 | 51583.4509 | 22492.7838 | 3547.1208 | 2 | 1868 |  | 4 | Y | 4 | No | 0 |  | 0 | Plentiful | 4 | Dual Fuel | 3 | Steam Boiler | 2 | 1990 | 2 | Steam | 2 | No | 0 | Zone 5 | 2 | Rochester Gas and Electric | 10.8839 | 3 | Lowest Emissions | 4 | Not NYC |  | 0 | 80
Sisters of Charity Hospital of Buffalo | 2157 Main Street | Buffalo | Erie | Upstate | Not NYC | Hospitals | 42.929 | -78.8498 | 4 | 4 | 4 | 122626.021 | 53470.6487 | 8432.3423 | 3 | 1848 |  | 4 |  | 0 | No | 0 |  | 0 | Plentiful | 4 | Natural Gas | 2 | Steam Boiler | 2 | 1990 | 2 | Steam | 2 | No | 0 | Zone 5 | 2 | National Grid | 8.6003 | 4 | Lowest Emissions | 4 | Not NYC |  | 0 | 79
St. Catherine of Siena Medical Center | 50 Route 25-A | Smithtown | Suffolk | Downstate/LI/HV | Not NYC | Hospitals | 40.8675 | -73.2203 | 4 | 4 | 4 | 135330.7142 | 59010.4859 | 9305.9768 | 3 | 1962 |  | 3 |  | 0 | No | 0 |  | 0 | Plentiful | 4 | Dual Fuel | 3 | Furnace | 3 | 1990 | 2 | Forced Air | 4 | No | 0 | Zone 4 | 4 | Long Island Power Authority | 18.8148 | 1 | Highest Emissions | 1 | Not NYC |  | 0 | 79
Amalgamated Warbasse Houses-Block 7250 | 2800 West Fifth Street | Brooklyn | Brooklyn | Downstate/LI/HV | NYC | Multifamily Housing | 40.5813 | -73.9721 | 3 | 2 | 3 | 295233.1299 | 3413.7561 | 20301.6193 | 4 | 1963 |  | 3 |  | 0 | No | 0 |  | 0 | Plentiful | 4 | Natural Gas | 2 | Steam Boiler | 2 | 1963 | 3 | Steam | 2 | Steam | 1 | Zone 4 | 4 | Consolidated Edison | 20.1572 | 0 | Low Emissions | 2 | NYC Natural Gas |  | 2 | 79
Lafayette Boynton Apartments | 875 Boynton Ave | Bronx | Bronx | Downstate/LI/HV | NYC | Multifamily Housing | 40.821 | -73.8771 | 3 | 2 | 3 | 77002.2893 | 2042.2908 | 5295.0398 | 2 | 1971 |  | 3 |  | 0 | No | 0 |  | 0 | Plentiful | 4 | Oil | 4 | Steam Boiler | 2 | 1993 | 2 | Steam | 2 | No | 0 | Zone 4 | 4 | Consolidated Edison | 20.1572 | 0 | Low Emissions | 2 | NYC Oil |  | 4 | 79
Stony Brook University - Southampton | 70 Tuckahoe Rd | Southampton | Suffolk | Downstate/LI/HV | Not NYC | Colleges & Universities | 40.8905 | -72.4388 | 2 | 0 | 1 | 111967.3061 | 12604.5067 | 7699.3989 | 3 | 1962 |  | 3 | Y | 4 | Yes | 4 | https://sagharborexpress.com/due-to-pandemic-new-southampton-hospital-likely-still-five-years-away-at-best-but-remains-on-track/ | 4 | Plentiful | 4 | Natural Gas | 2 | District Steam (CHP) | 3 | 1995 | 2 | Steam | 2 | Steam + CW | 3 | Zone 4 | 4 | Long Island Power Authority | 18.8148 | 1 | Highest Emissions | 1 | Not NYC |  | 0 | 79
CUNY Brooklyn College | 2900 Bedford Ave | Brooklyn | Brooklyn | Downstate/LI/HV | NYC | Colleges & Universities | 40.6309 | -73.9515 | 2 | 0 | 1 | 166827.0024 | Luna | 11471.8098 | 3 | 1935 |  | 4 | Y | 4 | Yes | 4 | https://www.brooklyn.cuny.edu/web/news/bcnews/bcnews_211012.php#:~:text=The%20entire%20cost%20of%20the,gradually%20over%20approximately%20five%20years. | 4 | Plentiful | 4 | Natural Gas | 2 | District Steam | 2 | 1990 | 2 | Steam | 2 | Steam | 1 | Zone 4 | 4 | Consolidated Edison | 20.1572 | 0 | Low Emissions | 2 | NYC Natural Gas |  | 2 | 79
New York University | 70 Washington Sq South | New York | Manhattan | Manhattan | NYC | Colleges & Universities | 40.7295 | -73.9973 | 2 | 0 | 1 | 849539.7722 | 95635.3252 | 58418.3526 | 4 | 1973 |  | 3 |  | 0 | Yes | 4 |  | 0 | Very Limited | 0 | Oil | 4 | District Steam (CHP) | 3 | 2011 | 1 | Steam | 2 | Steam + CW | 3 | Zone 4 | 4 | Consolidated Edison | 20.1572 | 0 | Low Emissions | 2 | NYC Oil |  | 4 | 79
Boulevard/Linden Campus | 785 Schenk Avenue | Brooklyn | Brooklyn | Downstate/LI/HV | NYC | Multifamily Housing | 40.6612 | -73.8835 | 3 | 2 | 3 | 362271.7429 | 8699.6661 | 24911.5099 | 4 | 1970 |  | 3 | Y | 4 | No | 0 |  | 0 | Plentiful | 4 | Dual Fuel | 3 | Furnace | 3 | 1990 | 2 | Forced Air | 4 | No | 0 | Zone 4 | 4 | Consolidated Edison | 20.1572 | 0 | Low Emissions | 2 | NYC Dual Fuel | Y | 0 | 78
Faxton St. Luke's Healthcare | 1656 Champlin Avenue | Utica | Oneida | Upstate | Not NYC | Hospitals | 43.0906 | -75.2582 | 4 | 4 | 4 | 76992.8373 | 33572.4581 | 5294.3898 | 2 | 1875 |  | 4 |  | 0 | No | 0 |  | 0 | Plentiful | 4 | Natural Gas | 2 | District Steam (CHP) | 3 | 2009 | 1 | Steam | 2 | Steam | 1 | Zone 6 | 1 | National Grid | 8.6003 | 4 | Lowest Emissions | 4 | Not NYC |  | 0 | 78
Good Samaritan Hospital | 255 Lafayette Avenue | Suffern | Rockland | Downstate/LI/HV | Not NYC | Hospitals | 41.1122 | -74.1355 | 4 | 4 | 4 | 84771.2209 | 36964.1951 | 5829.2681 | 2 | 1902 |  | 4 |  | 0 | No | 0 | https://www.westchestermedicalcenter.org/news/project-fact-sheet-westchester-medical-center-heal-535#:~:text=The%20Westchester%20Medical%20Center%20Health,a%20new%2C%20four%2Dstory%20tower | 4 | Plentiful | 4 | Dual Fuel | 3 | Steam Boiler | 2 | 1990 | 2 | Steam | 2 | No | 0 | Zone 5 | 2 | Orange and Rockland Utilities | 13.6883 | 2 | Lowest Emissions | 4 | Not NYC |  | 0 | 78
Veterans Affairs Hudson Valley Health Care System | 2094 Albany Post Road | Montrose | Westchester | Downstate/LI/HV | Not NYC | Hospitals | 41.2489 | -73.9392 | 4 | 4 | 4 | 154517.3938 | 67376.7705 | 10625.3431 | 3 | 1950 |  | 3 |  | 0 | No | 0 |  | 0 | Plentiful | 4 | Dual Fuel | 3 | Furnace | 3 | 1990 | 2 | Forced Air | 4 | No | 0 | Zone 4 | 4 | Consolidated Edison | 20.1572 | 0 | Low Emissions | 2 | Not NYC |  | 0 | 78
Samaritan Hospital | 2215 Burdett Avenue | Troy | Rensselaer | Upstate | Not NYC | Hospitals | 42.7332 | -73.6717 | 4 | 4 | 4 | 59880.3934 | 26110.6366 | 4117.6576 | 2 | 1955 |  | 3 |  | 0 | No | 0 | Troy/RPI distributed energy partnership potential, "Planning for a large expansion of their facility and this will create requirements for additional power" | 4 | Plentiful | 4 | Natural Gas | 2 | Steam Boiler | 2 | 1990 | 2 | Steam | 2 | No | 0 | Zone 5 | 2 | National Grid | 8.6003 | 4 | Lowest Emissions | 4 | Not NYC |  | 0 | 78
Four Winds Hospital | 800 Cross River Road | Katonah | Westchester | Downstate/LI/HV | Not NYC | Hospitals | 41.2633 | -73.624 | 4 | 4 | 4 | 27729.7412 | 12091.4569 | 1906.8275 | 1 | 1978 |  | 3 |  | 0 | No | 0 |  | 0 | Plentiful | 4 | Dual Fuel | 3 | Furnace | 3 | 1990 | 2 | Forced Air | 4 | No | 0 | Zone 4 | 4 | NYS Electric and Gas | 9.6622 | 3 | Low Emissions | 2 | Not NYC |  | 0 | 78
Albert Einstein College of Medicine - Yeshiva University | 1300 Morris Park Ave | Bronx | Bronx | Downstate/LI/HV | NYC | Colleges & Universities | 40.8448 | -73.8648 | 2 | 0 | 1 | 2548331.892 | 287901.5133 | 175235.293 | 4 | 1955 | 1973 | 3 |  | 0 | No | 0 |  | 0 | Plentiful | 4 | Natural Gas | 2 | District Steam | 2 | 1954 | 3 | Steam | 2 | Steam + CW | 3 | Zone 4 | 4 | Consolidated Edison | 20.1572 | 0 | Low Emissions | 2 | NYC Natural Gas |  | 2 | 78
North Shore Towers | 270-10 Grand Central Parkway | Queens | Queens | Downstate/LI/HV | NYC | Multifamily Housing | 40.7568 | -73.7152 | 3 | 2 | 3 | 273887.5 | 6747.5992 | 18833.7934 | 4 | 1971 |  | 3 |  | 0 | No | 0 |  | 0 | Plentiful | 4 | Natural Gas | 2 | CHP | 3 | 2014 | 1 | Forced Air | 4 | No | 0 | Zone 4 | 4 | Consolidated Edison | 20.1572 | 0 | Low Emissions | 2 | NYC Natural Gas |  | 2 | 78
Pilgrim Psychiatric Center | 998 Crooked Hill Road | Brentwood | Suffolk | Downstate/LI/HV | Not NYC | Hospitals | 40.8027 | -73.2852 | 4 | 4 | 4 | 152443.1582 | 66472.3073 | 10482.7089 | 3 | 1931 |  | 4 | Y | 4 | No | 0 |  | 0 | Plentiful | 4 | Dual Fuel | 3 | Steam Boiler | 2 | 1990 | 2 | Steam | 2 | No | 0 | Zone 4 | 4 | Long Island Power Authority | 18.8148 | 1 | Highest Emissions | 1 | Not NYC |  | 0 | 78
State University of New York at New Paltz | 1 Hawk Drive | New Paltz | Ulster | Downstate/LI/HV | Not NYC | Colleges & Universities | 41.7409 | -74.0822 | 2 | 0 | 1 | 125711.8787 | 14151.7758 | 8644.5404 | 3 | 1909 | 2009 | 0 | Y | 4 | No | 0 |  | 0 | Plentiful | 4 | Natural Gas | 2 | District HW | 4 | 1990 | 2 | Hydronic | 4 | HW | 4 | Zone 6 | 1 | Central Hudson Gas and Electric | 13.2296 | 2 | Lowest Emissions | 4 | Not NYC |  | 0 | 78
Veterans Affairs New York Harbor Healthcare System | 800 Poly Place | Brooklyn | Brooklyn | Downstate/LI/HV | NYC | Hospitals | 40.6087 | -74.0243 | 4 | 4 | 4 | 151853.6618 | 63869.8212 | 10442.1724 | 3 | 1954 |  | 3 |  | 0 | No | 0 |  | 0 | Plentiful | 4 | Dual Fuel | 3 | Steam Boiler | 2 | 1990 | 2 | Forced Air | 4 | No | 0 | Zone 4 | 4 | Consolidated Edison | 20.1572 | 0 | Low Emissions | 2 | NYC Dual Fuel | Y | 0 | 77
Strong Memorial Hospital of the University of Rochester | 601 Elmwood Avenue | Rochester | Monroe | Upstate | Not NYC | Hospitals | 43.1244 | -77.6235 | 4 | 4 | 4 | 221411.4927 | 96545.709 | 15225.2962 | 4 | 1926 |  | 4 |  | 0 | No | 0 | Triple the size of Emergency Department and add outpatient rooms. Aim to complete by 2027 | 4 | Sufficient | 2 | Natural Gas | 2 | CHP | 3 | 2006 | 1 | Steam | 2 | No | 0 | Zone 5 | 2 | Rochester Gas and Electric | 10.8839 | 3 | Lowest Emissions | 4 | Not NYC |  | 0 | 77
Stuyvesant Town | 252 First Ave | New York | Manhattan | Manhattan | NYC | Multifamily Housing | 40.7319 | -73.9817 | 3 | 2 | 3 | 340472.5175 | 18955.6997 | 23412.4925 | 4 | 1947 |  | 3 |  | 0 | No | 0 |  | 0 | Plentiful | 4 | Natural Gas | 2 | District Steam | 2 | 1990 | 2 | Steam | 2 | Steam | 1 | Zone 4 | 4 | Consolidated Edison | 20.1572 | 0 | Low Emissions | 2 | NYC Natural Gas |  | 2 | 77
Luna Park Co-Op / Housing Corp | 2885 West 12th Street | Brooklyn | Brooklyn | Downstate/LI/HV | NYC | Multifamily Housing | 40.5771 | -73.9792 | 3 | 2 | 3 | 141879.8767 | 3451.1416 | 9756.328 | 3 | 1961 | 2015 | 0 |  | 0 | No | 0 |  | 0 | Plentiful | 4 | Dual Fuel | 3 | Furnace | 3 | 1990 | 2 | Forced Air | 4 | No | 0 | Zone 4 | 4 | Consolidated Edison | 20.1572 | 0 | Low Emissions | 2 | NYC Dual Fuel |  | 3 | 77
Parker Towers | 104-20 Queens Blvd. | Queens | Queens | Downstate/LI/HV | NYC | Multifamily Housing | 40.724 | -73.8501 | 3 | 2 | 3 | 135430.1979 | 5356.4466 | 9312.8177 | 3 | 1960 |  | 3 |  | 0 | No | 0 |  | 0 | Sufficient | 2 | Dual Fuel | 3 | Furnace | 3 | 1990 | 2 | Forced Air | 4 | No | 0 | Zone 4 | 4 | Consolidated Edison | 20.1572 | 0 | Low Emissions | 2 | NYC Dual Fuel |  | 3 | 77
KVI Mezz Corp. 12 | 30 Monroe St. | New York | Manhattan | Manhattan | NYC | Multifamily Housing | 40.7106 | -73.995 | 3 | 2 | 3 | 118767.8764 | 3506.8189 | 8167.0381 | 3 | 1935 |  | 4 |  | 0 | No | 0 |  | 0 | Limited | 1 | Oil | 4 | Steam Boiler | 2 | 1979 | 3 | Steam | 2 | No | 0 | Zone 4 | 4 | Consolidated Edison | 20.1572 | 0 | Low Emissions | 2 | NYC Oil |  | 4 | 77
Hudson Valley Community College | 80 Vandenburgh Ave | Troy | Rensselaer | Upstate | Not NYC | Colleges & Universities | 42.6965 | -73.6837 | 1 | 0 | 1 | 36625.1131 | 4123.0025 | 2518.5151 | 1 | 1953 | 2013 | 0 | Y | 4 | Yes | 4 |  | 0 | Plentiful | 4 | Natural Gas | 2 | CHP | 3 | 2005 | 1 | Hydronic | 4 | HW | 4 | Zone 5 | 2 | National Grid | 8.6003 | 4 | Lowest Emissions | 4 | Not NYC |  | 0 | 77
Fordham Hill Apartment and Garage | 4 Fordham Hill oval | Bronx | Bronx | Downstate/LI/HV | NYC | Multifamily Housing | 40.8652 | -73.908 | 3 | 2 | 3 | 121704.8462 | 2539.7354 | 8368.998 | 3 | 1950 |  | 3 |  | 0 | No | 0 |  | 0 | Plentiful | 4 | Natural Gas | 2 | Steam Boiler | 2 | 1990 | 2 | Forced Air | 4 | No | 0 | Zone 4 | 4 | Consolidated Edison | 20.1572 | 0 | Low Emissions | 2 | NYC Natural Gas |  | 2 | 76
Staten Island University Hospital | Staten Island University Hospital | Staten Island | Staten Island | Downstate/LI/HV | NYC | Hospitals | 40.5851 | -74.0853 | 4 | 4 | 4 | 194736.9009 | 81906.5599 | 13391.0257 | 3 | 1970 |  | 3 |  | 0 | No | 0 |  | 0 | Plentiful | 4 | Natural Gas | 2 | CHP | 3 | 1997 | 2 | Forced Air | 4 | No | 0 | Zone 4 | 4 | Consolidated Edison | 20.1572 | 0 | Low Emissions | 2 | NYC Natural Gas | Y | 0 | 76
F. F. Thompson Hospital | 350 Parrish Street | Canandaigua | Ontario | Upstate | Not NYC | Hospitals | 42.8748 | -77.2907 | 4 | 4 | 4 | 54510.2038 | 23768.9842 | 3748.3781 | 2 | 1904 |  | 4 |  | 0 | No | 0 |  | 0 | Plentiful | 4 | Dual Fuel | 3 | Steam Boiler | 2 | 1990 | 2 | Steam | 2 | No | 0 | Zone 5 | 2 | Rochester Gas and Electric | 10.8839 | 3 | Lowest Emissions | 4 | Not NYC |  | 0 | 76
St. Elizabeth Medical Center | 2209 Genesee Street | Utica | Oneida | Upstate | Not NYC | Hospitals | 43.0835 | -75.2672 | 4 | 4 | 4 | 51842.7303 | 22605.8417 | 3564.9501 | 2 | 1866 |  | 4 |  | 0 | No | 0 |  | 0 | Plentiful | 4 | Natural Gas | 2 | CHP | 3 | 1990 | 2 | Steam | 2 | No | 0 | Zone 6 | 1 | National Grid | 8.6003 | 4 | Lowest Emissions | 4 | Not NYC |  | 0 | 76
Cornell University | 300 Day Hall | Ithaca | Tompkins | Upstate | Not NYC | Colleges & Universities | 42.718 | -73.7107 | 2 | 0 | 1 | 382469.8745 | 43055.8192 | 26300.4284 | 4 | 1868 | 2020 | 0 |  | 0 | Yes | 4 | https://alumni.cornell.edu/cornellians/north-campus-new-buildings-shape-community/ | 4 | Plentiful | 4 | Natural Gas | 2 | District Steam (CHP) | 3 | 2009 | 1 | Steam | 2 | Steam + CW | 3 | Zone 6 | 1 | National Grid | 8.6003 | 4 | Lowest Emissions | 4 | Not NYC |  | 0 | 76
University of Rochester | Wilson Blvd. - Wallis Hall | Rochester | Monroe | Upstate | Not NYC | Colleges & Universities | 43.1264 | -77.6312 | 2 | 0 | 1 | 193561.3964 | 21789.8063 | 13310.1925 | 3 | 1817 | 1958 | 4 |  | 0 | Yes | 4 |  | 0 | Plentiful | 4 | Natural Gas | 2 | District Steam (CHP) | 3 | 2006 | 1 | Steam | 2 | Steam + CW | 3 | Zone 5 | 2 | Rochester Gas and Electric | 10.8839 | 3 | Lowest Emissions | 4 | Not NYC |  | 0 | 76
Columbia University in the City of New York | West 116 St and Broadway | New York | Manhattan | Manhattan | NYC | Colleges & Universities | 40.808 | -73.9638 | 2 | 0 | 1 | 1085045.0337 | 122584.5457 | 74612.8026 | 4 | 1754 | 1969 | 4 |  | 0 | Yes | 4 |  | 0 | Sufficient | 2 | Oil | 4 | Steam Boiler | 2 | 1990 | 2 | Steam | 2 | No | 0 | Zone 4 | 4 | Consolidated Edison | 20.1572 | 0 | Low Emissions | 2 | NYC Oil |  | 4 | 76
West Point Mil Reservation |  | West Point | Orange | Downstate/LI/HV | Not NYC | Military | 41.3952 | -73.955 | 3 | 2 | 3 | 782471.5768 | 113938.8436 | 53806.4278 | 4 | 1802 | 1902 | 4 | Y | 4 | No | 0 |  | 0 | Plentiful | 4 | Natural Gas | 2 | CHP | 3 | 1990 | 2 | Steam | 2 | No | 0 | Zone 5 | 2 | Orange and Rockland Utilities | 13.6883 | 2 | Lowest Emissions | 4 | Not NYC |  | 0 | 76
Watervliet Arsenal |  | Troy | Rensselaer | Upstate | Not NYC | Military | 42.718 | -73.7107 | 3 | 2 | 2 | 159554.0929 | 23233.3153 | 10971.6903 | 3 | 1813 |  | 4 | Y | 4 | No | 0 |  | 0 | Plentiful | 4 | Dual Fuel | 3 | Steam Boiler | 2 | 1990 | 2 | Steam | 2 | No | 0 | Zone 5 | 2 | National Grid | 8.6003 | 4 | Lowest Emissions | 4 | Not NYC |  | 0 | 76
Nassau University Medical Center | 2201 Hempstead Turnpike | East Meadow | Nassau | Downstate/LI/HV | Not NYC | Hospitals | 40.7254 | -73.5542 | 4 | 4 | 4 | 129626.5663 | 56523.212 | 8913.7327 | 3 | 1974 |  | 3 | Y | 4 | No | 0 |  | 0 | Plentiful | 4 | Natural Gas | 2 | Steam Boiler | 2 | 1974 | 3 | Steam | 2 | No | 0 | Zone 4 | 4 | Long Island Power Authority | 18.8148 | 1 | Highest Emissions | 1 | Not NYC |  | 0 | 76
CUNY York College | 94-20 Guy R. Brewer Blvd | Jamaica | Queens | Downstate/LI/HV | NYC | Colleges & Universities | 40.7023 | -73.796 | 2 | 0 | 1 | 96690.4241 | 10923.7417 | 6648.8886 | 2 | 1982 | 2009 | 0 | Y | 4 | Yes | 4 | https://www.cuny.edu/wp-content/uploads/sites/4/page-assets/about/administration/offices/fpcm/departments/capital-budget/individual-college-five-year-and-reso-a-capital-requests-21-22/YorkSummary.pdf#:~:text=With%20gratitude%20to%20our%20elected%20officials%2C%20community%20leaders%2C,Arts%20Center%20renovation%2C%20and%20the%20Track%20andField%20upgrade. | 4 | Plentiful | 4 | Dual Fuel | 3 | Steam Boiler | 2 | 1990 | 2 | Hydronic | 4 | No | 0 | Zone 4 | 4 | Consolidated Edison | 20.1572 | 0 | Low Emissions | 2 | NYC Dual Fuel |  | 3 | 76
Bronx River Campus | 1455 Harrod Avenue | Bronx | Bronx | Downstate/LI/HV | NYC | Multifamily Housing | 40.8358 | -73.8755 | 3 | 2 | 3 | 163963.3473 | 4009.3206 | 11274.8914 | 3 | 1966 |  | 3 | Y | 4 | No | 0 |  | 0 | Plentiful | 4 | Dual Fuel | 3 | Furnace | 3 | 1990 | 2 | Forced Air | 4 | No | 0 | Zone 4 | 4 | Consolidated Edison | 20.1572 | 0 | Low Emissions | 2 | NYC Dual Fuel | Y | 0 | 75
Erie County Medical Center | 462 Grider Street | Buffalo | Erie | Upstate | Not NYC | Hospitals | 42.9274 | -78.8293 | 4 | 4 | 4 | 154186.0051 | 67232.2697 | 10602.5553 | 3 | 1978 |  | 3 |  | 0 | No | 0 |  | 0 | Plentiful | 4 | Natural Gas | 1 | Steam Boiler | 2 | 1990 | 2 | Steam | 2 | No | 0 | Zone 5 | 2 | National Grid | 8.6003 | 4 | Lowest Emissions | 4 | Not NYC |  | 0 | 75
H-047 Warbasse House: Amalgamated Warbasse Houses, Inc. | 2701 West 6 St, HH | Brooklyn | Brooklyn | Downstate/LI/HV | NYC | Multifamily Housing | 40.5821 | -73.9743 | 3 | 2 | 3 | 733641.9514 | 8314.6436 | 50448.673 | 4 | 1963 |  | 3 |  | 0 | No | 0 |  | 0 | Plentiful | 4 | Natural Gas | 2 | Steam Boiler | 2 | 1963 | 3 | Steam | 2 | No | 0 | Zone 4 | 4 | Consolidated Edison | 20.1572 | 0 | Low Emissions | 2 | NYC Natural Gas |  | 2 | 75
Amalgamated Warbasse Houses-Block 7253 | 2800 West Fifth Street | Brooklyn | Brooklyn | Downstate/LI/HV | NYC | Multifamily Housing | 40.5813 | -73.9721 | 3 | 2 | 3 | 438849.6506 | 4900.8875 | 30177.3671 | 4 | 1963 |  | 3 |  | 0 | No | 0 |  | 0 | Plentiful | 4 | Natural Gas | 2 | Steam Boiler | 2 | 1963 | 3 | Steam | 2 | No | 0 | Zone 4 | 4 | Consolidated Edison | 20.1572 | 0 | Low Emissions | 2 | NYC Natural Gas |  | 2 | 75
Eastchester Heights | 3465 Fish Avenue | Bronx | Bronx | Downstate/LI/HV | NYC | Multifamily Housing | 40.8771 | -73.8506 | 3 | 2 | 3 | 79567.5754 | 1002.7693 | 5471.4409 | 2 | 1935 |  | 4 |  | 0 | No | 0 |  | 0 | Sufficient | 2 | Oil | 4 | Steam Boiler | 2 | 1990 | 2 | Steam | 2 | No | 0 | Zone 4 | 4 | Consolidated Edison | 20.1572 | 0 | Low Emissions | 2 | NYC Oil |  | 4 | 75
Eastchester Heights | 3468 Fenton Avenue | Bronx | Bronx | Downstate/LI/HV | NYC | Multifamily Housing | 40.8778 | -73.8484 | 3 | 2 | 3 | 63888.7859 | 756.6844 | 4393.2936 | 2 | 1935 |  | 4 |  | 0 | No | 0 |  | 0 | Sufficient | 2 | Oil | 4 | Steam Boiler | 2 | 1990 | 2 | Steam | 2 | No | 0 | Zone 4 | 4 | Consolidated Edison | 20.1572 | 0 | Low Emissions | 2 | NYC Oil |  | 4 | 75
United Memorial Medical Center | 127 North Street | Batavia | Genesee | Upstate | Not NYC | Hospitals | 43.0041 | -78.1774 | 4 | 4 | 4 | 35570.1329 | 15510.2324 | 2445.9697 | 1 | 2000 |  | 0 |  | 0 | No | 0 | https://www.wgrz.com/article/news/local/united-memorial-medical-center-moves-ahead-with-10-million-expansion/71-8c69e9a5-c16a-4ad8-a973-2f47949ed0d3 | 4 | Plentiful | 4 | Natural Gas | 2 | CHP | 3 | 2000 | 1 | Forced Air | 4 | No | 0 | Zone 5 | 2 | National Grid | 8.6003 | 4 | Lowest Emissions | 4 | Not NYC |  | 0 | 74
Peter Cooper Village | 360 First Avenue | New York | Manhattan | Manhattan | NYC | Multifamily Housing | 40.7356 | -73.9789 | 3 | 2 | 3 | 109640.9593 | 5793.7642 | 7539.4283 | 3 | 1947 |  | 3 |  | 0 | No | 0 |  | 0 | Plentiful | 4 | Natural Gas | 2 | District Steam | 2 | 1990 | 2 | Steam | 2 | Steam | 1 | Zone 4 | 4 | Consolidated Edison | 20.1572 | 0 | Low Emissions | 2 | NYC Natural Gas |  | 2 | 74
25 Boerum St - 44350 | 25 Boerum St | Brooklyn | Brooklyn | Downstate/LI/HV | NYC | Multifamily Housing | 40.7056 | -73.9492 | 3 | 2 | 3 | 75228.4511 | 1772.8106 | 5173.0623 | 2 | 1963 |  | 3 |  | 0 | No | 0 |  | 0 | Sufficient | 2 | Dual Fuel | 3 | Furnace | 3 | 1990 | 2 | Forced Air | 4 | No | 0 | Zone 4 | 4 | Consolidated Edison | 20.1572 | 0 | Low Emissions | 2 | NYC Dual Fuel |  | 3 | 74
Dayton Towers ( 7600 Share Front Parkway & 1-50 Beach 77th Street) | 7600 Shore Front Parkway | Queens | Queens | Downstate/LI/HV | NYC | Multifamily Housing | 40.5874 | -73.8035 | 3 | 2 | 3 | 72325.7668 | 2857.6977 | 4973.4601 | 2 | 1968 | 2013 | 0 |  | 0 | No | 0 |  | 0 | Plentiful | 4 | Dual Fuel | 3 | Furnace | 3 | 1990 | 2 | Forced Air | 4 | No | 0 | Zone 4 | 4 | Consolidated Edison | 20.1572 | 0 | Low Emissions | 2 | NYC Dual Fuel |  | 3 | 74
Ocean Park Apartments | 125 Beach 17th St | Queens | Queens | Downstate/LI/HV | NYC | Multifamily Housing | 40.5943 | -73.7521 | 3 | 2 | 3 | 67157.2141 | 1559.677 | 4618.0461 | 2 | 1971 |  | 3 |  | 0 | No | 0 |  | 0 | Sufficient | 2 | Dual Fuel | 3 | Furnace | 3 | 1990 | 2 | Forced Air | 4 | No | 0 | Zone 4 | 4 | Consolidated Edison | 20.1572 | 0 | Low Emissions | 2 | NYC Dual Fuel |  | 3 | 74
Eastchester Road Residence Complex | 1915-1925 Eastchester Avenue | Bronx | Bronx | Downstate/LI/HV | NYC | Multifamily Housing | 40.852 | -73.8442 | 3 | 2 | 3 | 64977.2588 | 1006.2835 | 4468.1421 | 2 | 1972 |  | 3 |  | 0 | No | 0 |  | 0 | Sufficient | 2 | Dual Fuel | 3 | Furnace | 3 | 1990 | 2 | Forced Air | 4 | No | 0 | Zone 4 | 4 | Consolidated Edison | 20.1572 | 0 | Low Emissions | 2 | NYC Dual Fuel |  | 3 | 74
SUNY College at Potsdam | 44 Pierrepont Ave | Potsdam | St. Lawrence | Upstate | Not NYC | Colleges & Universities | 44.6621 | -74.9738 | 2 | 0 | 1 | 59607.2054 | 6710.1679 | 4098.8719 | 2 | 1816 |  | 4 | Y | 4 | No | 0 |  | 0 | Plentiful | 4 | Natural Gas | 2 | District Steam (CHP) | 3 | 2014 | 1 | Steam | 2 | Steam + CW | 3 | Zone 6 | 1 | National Grid | 8.6003 | 4 | Lowest Emissions | 4 | Not NYC |  | 0 | 74
SUNY College of Environmental Science and Forestry | One Forestry Dr. | Syracuse | Onondaga | Upstate | Not NYC | Colleges & Universities | 43.0348 | -76.1387 | 2 | 0 | 1 | 36774.6712 | 4139.8387 | 2528.7994 | 1 | 1911 |  | 4 | Y | 4 | Yes | 4 | https://sucf.suny.edu/sites/default/files/docs/esf.pdf | 4 | Plentiful | 4 | Dual Fuel | 3 | CHP | 3 | 2013 | 1 | Steam | 2 | Steam | 1 | Zone 5 | 2 | National Grid | 8.6003 | 4 | Lowest Emissions | 4 | Not NYC |  | 0 | 74
City University of New York | 205 E 42nd Street | Manhattan | Manhattan | Manhattan | NYC | Colleges & Universities | 40.7511 | -73.9736 | 2 | 0 | 1 | 1025557.331 | 115863.8357 | 70522.1482 | 4 | 1927 | 1961 | 4 | Y | 4 | No | 0 | https://www.cuny.edu/about/administration/offices/fpcm/buildings/future/ | 4 | Very Limited | 0 | Natural Gas | 2 | District Steam | 2 | 1990 | 2 | Steam | 2 | Steam + CW | 3 | Zone 4 | 4 | Consolidated Edison | 20.1572 | 0 | Low Emissions | 2 | NYC Natural Gas |  | 2 | 74
St. Barnabas Hospital | St. Barnabas Hospital | Bronx | Bronx | Downstate/LI/HV | NYC | Hospitals | 40.8537 | -73.8902 | 4 | 4 | 4 | 193855.7384 | 81535.942 | 13330.4328 | 3 | 1874 | 1969 | 4 |  | 0 | No | 0 |  | 0 | Plentiful | 4 | Dual Fuel | 3 | Steam Boiler | 2 | 1990 | 2 | Steam | 2 | No | 0 | Zone 4 | 4 | Consolidated Edison | 20.1572 | 0 | Low Emissions | 2 | NYC Dual Fuel | Y | 0 | 73
Throggs Neck Campus | 2731 Sampson Avenue | Bronx | Bronx | Downstate/LI/HV | NYC | Multifamily Housing | 40.8186 | -73.8241 | 3 | 2 | 3 | 222379.7372 | 4759.7017 | 15291.8772 | 4 | 1873 | 1938 | 4 | Y | 4 | No | 0 |  | 0 | Plentiful | 4 | Dual Fuel | 3 | Steam Boiler | 2 | 1990 | 2 | Steam | 2 | No | 0 | Zone 4 | 4 | Consolidated Edison | 20.1572 | 0 | Low Emissions | 2 | NYC Dual Fuel | Y | 0 | 73
South Beach Psychiatric Center | 777 Seaview Ave | Staten Island | Staten Island | Downstate/LI/HV | NYC | Hospitals | 40.5827 | -74.0797 | 4 | 4 | 4 | 99865.0774 | 42003.364 | 6867.1927 | 2 | 1968 | 2019 | 0 | Y | 4 | No | 0 |  | 0 | Plentiful | 4 | Dual Fuel | 3 | Furnace | 3 | 1990 | 2 | Forced Air | 4 | No | 0 | Zone 4 | 4 | Consolidated Edison | 20.1572 | 0 | Low Emissions | 2 | NYC Dual Fuel | Y | 0 | 73
West Brighton I/West Brighton II Campus | 820 Henderson Ave | Staten Island | Staten Island | Downstate/LI/HV | NYC | Multifamily Housing | 40.6364 | -74.1196 | 3 | 2 | 3 | 68582.344 | 1729.682 | 4716.0447 | 2 | 1950 |  | 3 | Y | 4 | No | 0 | https://www.silive.com/news/2022/03/staten-island-may-be-getting-a-new-125-unit-nycha-apartment-building.html | 4 | Sufficient | 2 | Dual Fuel | 3 | District Steam | 2 | 1990 | 2 | Forced Air | 4 | Steam | 1 | Zone 4 | 4 | Consolidated Edison | 20.1572 | 0 | Low Emissions | 2 | NYC Dual Fuel | Y | 0 | 73
Canandaigua Veterans Affairs Medical Center | 400 Fort Hill Avenue | Canandaigua | Ontario | Upstate | Not NYC | Hospitals | 42.9011 | -77.2705 | 4 | 4 | 4 | 55731.9221 | 24301.7102 | 3832.3892 | 2 | 1932 |  | 4 |  | 0 | No | 0 |  | 0 | Plentiful | 4 | Biomass | 1 | CHP | 3 | 1990 | 2 | Steam | 2 | No | 0 | Zone 5 | 2 | Rochester Gas and Electric | 10.8839 | 3 | Lowest Emissions | 4 | Not NYC |  | 0 | 73
Esplanade Gardens | 700 Esplanade Gardens Plaza | Manhattan | Manhattan | Manhattan | NYC | Multifamily Housing | 40.8206 | -73.9353 | 3 | 2 | 3 | 229554.4632 | 5657.2391 | 15785.2451 | 4 | 1967 |  | 3 |  | 0 | No | 0 |  | 0 | Sufficient | 2 | Dual Fuel | 3 | Steam Boiler | 2 | 1990 | 2 | Steam | 2 | No | 0 | Zone 4 | 4 | Consolidated Edison | 20.1572 | 0 | Low Emissions | 2 | NYC Dual Fuel |  | 3 | 73
(7081) - Morningside Heights | 70 Lasalle St | New York | Manhattan | Manhattan | NYC | Multifamily Housing | 40.8126 | -73.9574 | 3 | 2 | 3 | 95426.5555 | 3212.0935 | 6561.979 | 2 | 1957 |  | 3 |  | 0 | No | 0 |  | 0 | Plentiful | 4 | Dual Fuel | 3 | Steam Boiler | 2 | 1990 | 2 | Steam | 2 | No | 0 | Zone 4 | 4 | Consolidated Edison | 20.1572 | 0 | Low Emissions | 2 | NYC Dual Fuel |  | 3 | 73
(7354-7356) - Kips Bay Towers | 300/330 E 33 && 333/343 E 30 St | New York | Manhattan | Manhattan | NYC | Multifamily Housing | 40.7432 | -73.9755 | 3 | 2 | 3 | 75324.9898 | 2750.9561 | 5179.7008 | 2 | 1962 | 2018 | 0 |  | 0 | No | 0 |  | 0 | Plentiful | 4 | Dual Fuel | 3 | Steam Boiler | 2 | 1990 | 2 | Hydronic | 4 | No | 0 | Zone 4 | 4 | Consolidated Edison | 20.1572 | 0 | Low Emissions | 2 | NYC Dual Fuel |  | 3 | 73
Yeshiva University | 500 W 185th St | New York | Manhattan | Manhattan | NYC | Colleges & Universities | 40.851 | -73.9298 | 2 | 0 | 1 | 281999.4504 | 31859.2993 | 19391.6093 | 4 | 1886 |  | 4 |  | 0 | Yes | 4 |  | 0 | Limited | 1 | Oil | 4 | Steam Boiler | 2 | 1990 | 2 | Steam | 2 | No | 0 | Zone 4 | 4 | Consolidated Edison | 20.1572 | 0 | Low Emissions | 2 | NYC Oil |  | 4 | 73
SUNY Buffalo State | 1300 Elmwood Ave | Buffalo | Erie | Upstate | Not NYC | Colleges & Universities | 42.9338 | -78.8821 | 2 | 0 | 1 | 158132.7479 | 17801.4936 | 10873.9519 | 3 | 1871 |  | 4 | Y | 4 | Yes | 4 |  | 0 | Plentiful | 4 | Natural Gas | 2 | District Steam | 2 | 2016 | 1 | Steam | 2 | Steam | 1 | Zone 5 | 2 | National Grid | 8.6003 | 4 | Lowest Emissions | 4 | Not NYC |  | 0 | 73
Niagara Falls |  | Niagara Falls | Niagara | Upstate | Not NYC | Military | 43.1197 | -78.9426 | 3 | 2 | 2 | 75943.8076 | 11058.4843 | 5222.2536 | 2 | 1942 |  | 4 | Y | 4 | No | 0 |  | 0 | Plentiful | 4 | Dual Fuel | 3 | Steam Boiler | 2 | 1990 | 2 | Steam | 2 | No | 0 | Zone 5 | 2 | National Grid | 8.6003 | 4 | Lowest Emissions | 4 | Not NYC |  | 0 | 73
Central New York Psychiatric Center | 9005 Old River Road | Marcy | Oneida | Upstate | Not NYC | Hospitals | 43.1551 | -75.2751 | 4 | 4 | 4 | 63510.3057 | 27693.4473 | 4367.2675 | 2 | 1889 | 2021 | 0 | Y | 4 | No | 0 |  | 0 | Plentiful | 4 | Dual Fuel | 3 | Steam Boiler | 2 | 1990 | 2 | Steam | 2 | No | 0 | Zone 6 | 1 | National Grid | 8.6003 | 4 | Lowest Emissions | 4 | Not NYC |  | 0 | 73
Stewart IAP |  | Newburgh | Orange | Downstate/LI/HV | Not NYC | Military | 41.5071 | -74.0815 | 3 | 2 | 3 | 60597.1674 | 8823.7981 | 4166.9464 | 2 | 1930 |  | 4 | Y | 4 | No | 0 |  | 0 | Plentiful | 4 | Natural Gas | 2 | Steam Boiler | 2 | 1990 | 2 | Steam | 2 | No | 0 | Zone 5 | 2 | National Grid | 8.6003 | 4 | Lowest Emissions | 4 | Not NYC |  | 0 | 73
Richard H. Hutchings Psychiatric Center | 620 Madison Street | Syracuse | Onondaga | Upstate | Not NYC | Hospitals | 43.0452 | -76.1396 | 4 | 4 | 4 | 38878.7577 | 16952.9467 | 2673.4863 | 1 | 1972 |  | 3 | Y | 4 | No | 0 |  | 0 | Limited | 1 | Natural Gas | 2 | Furnace | 3 | 1990 | 2 | Forced Air | 4 | No | 0 | Zone 5 | 2 | National Grid | 8.6003 | 4 | Lowest Emissions | 4 | Not NYC |  | 0 | 73
SUNY College at Brockport | 350 New Campus Dr | Brockport | Monroe | Upstate | Not NYC | Colleges & Universities | 43.2119 | -77.9472 | 2 | 0 | 1 | 138141.8173 | 15551.0525 | 9499.2814 | 3 | 1841 |  | 4 | Y | 4 | Yes | 4 |  | 0 | Plentiful | 4 | Dual Fuel | 3 | Steam Boiler | 2 | 1990 | 2 | Steam | 2 | No | 0 | Zone 5 | 2 | National Grid | 8.6003 | 4 | Lowest Emissions | 4 | Not NYC |  | 0 | 73
CUNY Queens College | 65-30 Kissena Blvd | Flushing | Queens | Downstate/LI/HV | NYC | Colleges & Universities | 40.7362 | -73.8161 | 2 | 0 | 1 | 199148.0418 | 22499.0406 | 13694.3565 | 3 | 1937 | 2000 | 0 | Y | 4 | Yes | 4 | https://www.qc.cuny.edu/CS/2021/Queens_College_Strategic_Plan_2021_2026.pdf | 4 | Plentiful | 4 | Dual Fuel | 3 | Steam Boiler | 2 | 1990 | 2 | Steam | 2 | No | 0 | Zone 4 | 4 | Consolidated Edison | 20.1572 | 0 | Low Emissions | 2 | NYC Dual Fuel |  | 3 | 73
Clason Point Gardens/Soundview Campus | 865 Noble Avenue | Bronx | Bronx | Downstate/LI/HV | NYC | Multifamily Housing | 40.8224 | -73.8684 | 3 | 2 | 3 | 261119.7556 | 5137.7206 | 17955.8232 | 4 | 1946 |  | 3 | Y | 4 | No | 0 |  | 0 | Sufficient | 2 | Dual Fuel | 3 | Furnace | 3 | 1990 | 2 | Forced Air | 4 | No | 0 | Zone 4 | 4 | Consolidated Edison | 20.1572 | 0 | Low Emissions | 2 | NYC Dual Fuel | Y | 0 | 72
Albany/Albany II Campus | 180 Troy Avenue | Brooklyn | Brooklyn | Downstate/LI/HV | NYC | Multifamily Housing | 40.6732 | -73.9369 | 3 | 2 | 3 | 97264.8922 | 3127.553 | 6688.3917 | 2 | 1950 |  | 3 | Y | 4 | No | 0 |  | 0 | Plentiful | 4 | Dual Fuel | 3 | Furnace | 3 | 1990 | 2 | Forced Air | 4 | No | 0 | Zone 4 | 4 | Consolidated Edison | 20.1572 | 0 | Low Emissions | 2 | NYC Dual Fuel | Y | 0 | 72
West Farms Square | 1 West Farms Square Plaza | Bronx | Bronx | Downstate/LI/HV | NYC | Multifamily Housing | 40.8407 | -73.8811 | 3 | 2 | 3 | 90212.3425 | 1145.3314 | 6203.4252 | 2 | 1971 |  | 3 | Y | 4 | No | 0 |  | 0 | Plentiful | 4 | Dual Fuel | 3 | Furnace | 3 | 1990 | 2 | Forced Air | 4 | No | 0 | Zone 4 | 4 | Consolidated Edison | 20.1572 | 0 | Low Emissions | 2 | NYC Dual Fuel | Y | 0 | 72
Creedmoor Psychiatric Center | 79-25 Winchester Boulevard | Jamaica | Queens | Downstate/LI/HV | NYC | Hospitals | 40.7396 | -73.7334 | 4 | 4 | 4 | 88401.1332 | 38547.0058 | 6078.8779 | 2 | 1957 |  | 3 | Y | 4 | No | 0 |  | 0 | Plentiful | 4 | Dual Fuel | 3 | Steam Boiler | 2 | 1990 | 2 | Steam | 2 | No | 0 | Zone 4 | 4 | Consolidated Edison | 20.1572 | 0 | Low Emissions | 2 | NYC Dual Fuel | Y | 0 | 72
Rome Memorial Hospital | 1500 North James Street | Rome | Oneida | Upstate | Not NYC | Hospitals | 43.229 | -75.444 | 4 | 4 | 4 | 32608.4489 | 14218.8004 | 2242.3104 | 1 | 1884 |  | 4 |  | 0 | No | 0 | https://www.uticaod.com/story/news/2021/02/16/rome-health-build-13-1-million-physician-center-main-campus/6766423002/ | 4 | Limited | 1 | Natural Gas | 2 | CHP | 3 | 2011 | 1 | Hydronic | 4 | No | 0 | Zone 6 | 1 | National Grid | 8.6003 | 4 | Lowest Emissions | 4 | Not NYC |  | 0 | 72
KALEIDA Health | 100 High Street | Buffalo | Erie | Upstate | Not NYC | Hospitals | 42.9005 | -78.8656 | 4 | 4 | 4 | 343670.5933 | 149856.3634 | 23632.4073 | 4 | 1855 | 1986 | 2 |  | 0 | No | 0 |  | 0 | Sufficient | 2 | Natural Gas | 2 | Steam Boiler | 2 | 1990 | 2 | Steam | 2 | No | 0 | Zone 5 | 2 | National Grid | 8.6003 | 4 | Lowest Emissions | 4 | Not NYC |  | 0 | 72
Upstate University Hospital | 750 East Adams Street | Syracuse | Onondaga | Upstate | Not NYC | Hospitals | 43.0425 | -76.1405 | 4 | 4 | 4 | 168259.2048 | 73368.8393 | 11570.2947 | 3 | 1964 |  | 3 |  | 0 | No | 0 |  | 0 | Very Limited | 0 | Natural Gas | 2 | Furnace | 3 | 1990 | 2 | Forced Air | 4 | No | 0 | Zone 5 | 2 | National Grid | 8.6003 | 4 | Lowest Emissions | 4 | Not NYC |  | 0 | 72
Orange Regional Medical Center | 707 East Main Street | Middletown | Orange | Downstate/LI/HV | Not NYC | Hospitals | 41.4427 | -74.4099 | 4 | 4 | 4 | 67593.209 | 29473.783 | 4648.0271 | 2 | 2016 |  | 0 |  | 0 | No | 0 |  | 0 | Plentiful | 4 | Natural Gas | 2 | HW Boiler | 4 | 1990 | 2 | Hydronic | 4 | No | 0 | Zone 5 | 2 | Orange and Rockland Utilities | 13.6883 | 2 | Lowest Emissions | 4 | Not NYC |  | 0 | 72
Putnam Hospital Center | 670 Stoneleigh Avenue | Carmel | Putnam | Downstate/LI/HV | Not NYC | Hospitals | 41.3864 | -73.6639 | 4 | 4 | 4 | 32385.847 | 14121.7356 | 2227.0032 | 1 | 1962 | 2001 | 0 |  | 0 | No | 0 |  | 0 | Plentiful | 4 | Dual Fuel | 3 | Furnace | 3 | 1990 | 2 | Forced Air | 4 | No | 0 | Zone 5 | 2 | NYS Electric and Gas | 9.6622 | 3 | Lowest Emissions | 4 | Not NYC |  | 0 | 72
Ithaca College | 953 Danby Road | Ithaca | Tompkins | Upstate | Not NYC | Colleges & Universities | 42.4222 | -76.4941 | 2 | 0 | 1 | 108280.0531 | 12189.4212 | 7445.846 | 3 | 1963 |  | 3 |  | 0 | Yes | 4 |  | 0 | Plentiful | 4 | Natural Gas | 2 | HW Boiler | 4 | 1990 | 2 | Hydronic | 4 | No | 0 | Zone 6 | 1 | National Grid | 8.6003 | 4 | Lowest Emissions | 4 | Not NYC |  | 0 | 72
25 Moore Street - 44353 | 25 Moore Street | Brooklyn | Brooklyn | Downstate/LI/HV | NYC | Multifamily Housing | 40.7039 | -73.9454 | 3 | 2 | 3 | 108421.9778 | 1732.76 | 7455.6054 | 3 | 1973 |  | 3 |  | 0 | No | 0 |  | 0 | Plentiful | 4 | Natural Gas | 2 | Steam Boiler | 2 | 1973 | 3 | Steam | 2 | No | 0 | Zone 4 | 4 | Consolidated Edison | 20.1572 | 0 | Low Emissions | 2 | NYC Natural Gas |  | 2 | 72
University at Buffalo - South Campus | 12 Capen Hall | Buffalo | Erie | Upstate | Not NYC | Colleges & Universities | 42.9544 | -78.8183 | 2 | 0 | 1 | 142481.3757 | 16039.5701 | 9797.6899 | 3 | 1921 |  | 4 | Y | 4 | No | 0 | https://www.buffalo.edu/content/dam/www/administrative-services/facilities/Facilities-Master-Plan/UB_FMP_PhaseV-Facilities-Master-Plan-Final-Recommendation-D-South-Campus.pdf | 4 | Plentiful | 4 | Natural Gas | 2 | District Steam | 1 | 2004 | 1 | Steam | 2 | Steam | 1 | Zone 5 | 2 | National Grid | 8.6003 | 4 | Lowest Emissions | 4 | Not NYC |  | 0 | 72
Green Haven Correctional Facility | 594 State Route 216 | Stormville | Dutchess | Downstate/LI/HV | Not NYC | Correctional Facilities | 41.5824 | -73.7168 | 3 | 1 | 1 | 77109.5265 | 42303.143 | 5302.4139 | 2 | 1949 |  | 3 | Y | 4 | No | 0 |  | 0 | Plentiful | 4 | Dual Fuel | 3 | Furnace | 3 | 1990 | 2 | Forced Air | 4 | No | 0 | Zone 5 | 2 | NYS Electric and Gas | 9.6622 | 3 | Lowest Emissions | 4 | Not NYC |  | 0 | 72
St. Lawrence Psychiatric Center | 1 Chimney Point Drive | Ogdensburg | St. Lawrence | Upstate | Not NYC | Hospitals | 44.7161 | -75.4509 | 4 | 4 | 4 | 42767.9495 | 18648.8152 | 2940.9255 | 1 | 1887 |  | 4 | Y | 4 | No | 0 |  | 0 | Sufficient | 2 | Dual Fuel | 3 | Steam Boiler | 2 | 1990 | 2 | Steam | 2 | No | 0 | Zone 6 | 1 | National Grid | 8.6003 | 4 | Lowest Emissions | 4 | Not NYC |  | 0 | 72
5901 Palisade Ave (Nursing Home & Maintenance Building) | 5901 Palisade Avenue | Bronx | Bronx | Downstate/LI/HV | NYC | Nursing Homes | 40.9101 | -73.9092 | 4 | 3 | 4 | 67948.6504 | 4249.1607 | 4672.469 | 2 | 1985 | 2012 | 0 |  | 0 | No | 0 |  | 0 | Sufficient | 2 | Dual Fuel | 3 | Steam Boiler | 2 | 1990 | 2 | Hydronic | 4 | No | 0 | Zone 4 | 4 | Consolidated Edison | 20.1572 | 0 | Low Emissions | 2 | NYC Dual Fuel |  | 3 | 72
Douglass I/Douglass II Campus | 825 Columbus Avenue | Manhattan | Manhattan | Manhattan | NYC | Multifamily Housing | 40.7957 | -73.9649 | 3 | 2 | 3 | 237765.4911 | 5266.1344 | 16349.8741 | 4 | 1958 |  | 3 | Y | 4 | No | 0 |  | 0 | Plentiful | 4 | Dual Fuel | 3 | Steam Boiler | 2 | 1990 | 2 | Steam | 2 | No | 0 | Zone 4 | 4 | Consolidated Edison | 20.1572 | 0 | Low Emissions | 2 | NYC Dual Fuel | Y | 0 | 71
Brownsville/Van Dyke I/Van Dyke II/Woodson Campus | 284 Sutter Avenue | Brooklyn | Brooklyn | Downstate/LI/HV | NYC | Multifamily Housing | 40.667 | -73.9096 | 3 | 2 | 3 | 449563.9399 | 8940.9682 | 30914.1321 | 4 | 1954 |  | 3 | Y | 4 | No | 0 |  | 0 | Plentiful | 4 | Natural Gas | 2 | Steam Boiler | 2 | 1954 | 3 | Steam | 2 | No | 0 | Zone 4 | 4 | Consolidated Edison | 20.1572 | 0 | Low Emissions | 2 | NYC Natural Gas | Y | 0 | 71
NYU Winthrop Hospital | 259 First Street | Mineola | Nassau | Downstate/LI/HV | Not NYC | Hospitals | 40.7416 | -73.6433 | 4 | 4 | 4 | 137404.9499 | 59914.9491 | 9448.611 | 3 | 1896 |  | 4 |  | 0 | No | 0 |  | 0 | Plentiful | 4 | Natural Gas | 2 | CHP | 3 | 2016 | 1 | Steam | 2 | No | 0 | Zone 4 | 4 | Long Island Power Authority | 18.8148 | 1 | Highest Emissions | 1 | Not NYC |  | 0 | 71
Oneida Healthcare | 321 Genesee Street | Oneida | Madison | Upstate | Not NYC | Hospitals | 43.0786 | -75.6543 | 4 | 4 | 4 | 31840.9675 | 13884.1428 | 2189.5348 | 1 | 1972 | 2012 | 0 |  | 0 | No | 0 |  | 0 | Plentiful | 4 | Natural Gas | 2 | Furnace | 3 | 1990 | 2 | Forced Air | 4 | No | 0 | Zone 6 | 1 | National Grid | 8.6003 | 4 | Lowest Emissions | 4 | Not NYC |  | 0 | 71
Canton-Potsdam Hospital | 50 Leroy Street | Potsdam | St. Lawrence | Upstate | Not NYC | Hospitals | 44.6762 | -74.9816 | 4 | 4 | 4 | 27470.4617 | 11978.399 | 1888.9982 | 1 | 1985 | 2018 | 0 |  | 0 | No | 0 |  | 0 | Plentiful | 4 | Natural Gas | 2 | Furnace | 3 | 1990 | 2 | Forced Air | 4 | No | 0 | Zone 6 | 1 | National Grid | 8.6003 | 4 | Lowest Emissions | 4 | Not NYC |  | 0 | 71
Nathan Littauer Hospital and Nursing Home | 99 East State Street | Gloversville | Fulton | Upstate | Not NYC | Hospitals | 43.0682 | -74.331 | 4 | 4 | 4 | 26230.9776 | 11437.9263 | 1803.7655 | 1 | 1968 | 2020 | 0 |  | 0 | No | 0 |  | 0 | Plentiful | 4 | Natural Gas | 2 | Furnace | 3 | 1990 | 2 | Forced Air | 4 | No | 0 | Zone 6 | 1 | National Grid | 8.6003 | 4 | Lowest Emissions | 4 | Not NYC |  | 0 | 71
New York Institute of Technology - Long Island | Northern Blvd | Old Westbury | Nassau | Downstate/LI/HV | Not NYC | Colleges & Universities | 40.8124 | -73.6078 | 2 | 0 | 1 | 123019.8332 | 13848.7239 | 8459.4226 | 3 | 1965 |  | 3 |  | 0 | Yes | 4 | http://www.urbanstrategies.com/wp-content/uploads/2019/06/NYIT-Long-Island-Campus-Plan-Report_20180914.pdf | 4 | Plentiful | 4 | Dual Fuel | 3 | Furnace | 3 | 1990 | 2 | Forced Air | 4 | No | 0 | Zone 4 | 4 | Long Island Power Authority | 18.8148 | 1 | Highest Emissions | 1 | Not NYC |  | 0 | 71
Clinton Hill North Campus Scorecard / Clinton Hill Co-ops | 165-210 Clinton Ave | Brooklyn | Brooklyn | Downstate/LI/HV | NYC | Multifamily Housing | 40.6928 | -73.9682 | 3 | 2 | 3 | 93079.1564 | 927.1958 | 6400.5608 | 2 | 1954 |  | 3 |  | 0 | No | 0 |  | 0 | Sufficient | 2 | Dual Fuel | 3 | Steam Boiler | 2 | 2010 | 1 | Forced Air | 4 | No | 0 | Zone 4 | 4 | Consolidated Edison | 20.1572 | 0 | Low Emissions | 2 | NYC Dual Fuel |  | 3 | 71
Mid-Hudson Forensic Psychiatric Center | 2834 NY-17M | New Hampton | Orange | Downstate/LI/HV | Not NYC | Hospitals | 41.3913 | -74.4237 | 4 | 4 | 4 | 38237.0168 | 16673.1178 | 2629.3572 | 1 | 1973 | 2014 | 0 | Y | 4 | No | 0 |  | 0 | Plentiful | 4 | Dual Fuel | 3 | District Steam | 2 | 1990 | 2 | Steam | 2 | Steam | 1 | Zone 5 | 2 | Orange and Rockland Utilities | 13.6883 | 2 | Lowest Emissions | 4 | Not NYC |  | 0 | 71
Fashion Institute of Technology | 227 W 27th St | New York | Manhattan | Manhattan | NYC | Colleges & Universities | 40.7472 | -73.9949 | 2 | 0 | 1 | 131299.3878 | 14833.7399 | 9028.7638 | 3 | 1954 | 2018 | 0 | Y | 4 | Yes | 4 |  | 0 | Very Limited | 0 | Natural Gas | 2 | District Steam | 2 | 1974 | 3 | Hydronic | 4 | Steam + CW | 3 | Zone 4 | 4 | Consolidated Edison | 20.1572 | 0 | Low Emissions | 2 | NYC Natural Gas |  | 2 | 71
Kingsbrook Jewish Medical Center | 585 Schenectady Avenue | Brooklyn | Brooklyn | Downstate/LI/HV | NYC | Hospitals | 40.6597 | -73.934 | 4 | 4 | 4 | 196779.9447 | 85805.2084 | 13531.515 | 3 | 1975 |  | 3 |  | 0 | No | 0 |  | 0 | Sufficient | 2 | Natural Gas | 2 | CHP | 3 | 1991 | 2 | Forced Air | 4 | No | 0 | Zone 4 | 4 | Consolidated Edison | 20.1572 | 0 | Low Emissions | 2 | NYC Natural Gas | Y | 0 | 70
South Jamaica I/South Jamaica II Campus | 106-24 159TH Street | Queens | Queens | Downstate/LI/HV | NYC | Multifamily Housing | 40.6975 | -73.796 | 3 | 2 | 3 | 160701.798 | 2910.7818 | 11050.6119 | 3 | 1940 |  | 4 | Y | 4 | No | 0 |  | 0 | Plentiful | 4 | Dual Fuel | 3 | Steam Boiler | 2 | 1990 | 2 | Steam | 2 | No | 0 | Zone 4 | 4 | Consolidated Edison | 20.1572 | 0 | Low Emissions | 2 | NYC Dual Fuel | Y | 0 | 70
Kingsboro Psychiatric Center | 681 Clarkson Ave | Brooklyn | Brooklyn | Downstate/LI/HV | NYC | Hospitals | 40.6563 | -73.9367 | 4 | 4 | 4 | 85179.0366 | 35826.3987 | 5857.3114 | 2 | 1937 | 2019 | 0 | Y | 4 | No | 0 | https://hcr.ny.gov/governor-cuomo-announces-redevelopment-plans-western-portion-kingsboro-psychiatric-center-campus | 4 | Plentiful | 4 | Dual Fuel | 3 | Steam Boiler | 2 | 1990 | 2 | Steam | 2 | No | 0 | Zone 4 | 4 | Consolidated Edison | 20.1572 | 0 | Low Emissions | 2 | NYC Dual Fuel | Y | 0 | 70
Bellevue Hospital Center | Bellevue Hospital Center | New York | Manhattan | Manhattan | NYC | Hospitals | 40.7389 | -73.9753 | 4 | 4 | 4 | 243200.8355 | 102290.5454 | 16723.6339 | 4 | 1879 |  | 4 | Y | 4 | No | 0 |  | 0 | Very Limited | 0 | Natural Gas | 2 | District Steam | 2 | 1990 | 2 | Steam | 2 | Steam | 1 | Zone 4 | 4 | Consolidated Edison | 20.1572 | 0 | Low Emissions | 2 | NYC Natural Gas | Y | 0 | 70
Ellis Hospital | 1101 Nott Street | Schenectady | Schenectady | Upstate | Not NYC | Hospitals | 42.82 | -73.9192 | 4 | 4 | 4 | 117958.9909 | 51435.6065 | 8111.4153 | 3 | 1906 |  | 4 |  | 0 | No | 0 | https://www.bizjournals.com/albany/news/2022/02/11/ellis-medicine-new-parking-garage.html | 4 | Sufficient | 0 | Natural Gas | 2 | CHP | 3 | 2001 | 1 | Steam | 2 | No | 0 | Zone 5 | 2 | National Grid | 8.6003 | 4 | Lowest Emissions | 4 | Not NYC |  | 0 | 70
Clifton Springs Hospital and Clinic | 2 Coulter Road | Clifton Springs | Ontario | Upstate | Not NYC | Hospitals | 42.9606 | -77.139 | 4 | 4 | 4 | 40023.0603 | 17451.9158 | 2752.174 | 1 | 1972 | 2021 | 0 |  | 0 | No | 0 |  | 0 | Plentiful | 4 | Natural Gas | 2 | CHP | 3 | 1994 | 2 | Forced Air | 4 | No | 0 | Zone 5 | 2 | NYS Electric and Gas | 9.6622 | 3 | Lowest Emissions | 4 | Not NYC |  | 0 | 70
510 Quincy Street - 35123 | 510 Quincy Street | Brooklyn | Brooklyn | Downstate/LI/HV | NYC | Multifamily Housing | 40.6878 | -73.9402 | 3 | 2 | 3 | 5705383.8345 | 578.4616 | 392329.0413 | 4 | 1974 |  | 3 |  | 0 | No | 0 |  | 0 | Very Limited | 0 | Natural Gas | 2 | Furnace | 3 | 1974 | 3 | Forced Air | 4 | No | 0 | Zone 4 | 4 | Consolidated Edison | 20.1572 | 0 | Low Emissions | 2 | NYC Natural Gas |  | 2 | 70
Fordham University | 441 E Fordham Rd | Bronx | Bronx | Downstate/LI/HV | NYC | Colleges & Universities | 40.8612 | -73.8892 | 2 | 0 | 1 | 616770.9829 | 69680.6016 | 42412.0752 | 4 | 1841 | 2014 | 0 |  | 0 | Yes | 4 | New library, grad school buildings planned | 4 | Plentiful | 4 | Natural Gas | 2 | District Steam | 2 | 1990 | 2 | Steam | 2 | Steam | 1 | Zone 4 | 4 | Consolidated Edison | 20.1572 | 0 | Low Emissions | 2 | NYC Natural Gas |  | 2 | 70
Stony Brook University - Main | 310 Administration Building | Stony Brook | Suffolk | Downstate/LI/HV | Not NYC | Colleges & Universities | 40.9148 | -73.1205 | 2 | 0 | 1 | 319907 | 36012 | 21998.3108 | 4 | 1962 | 2017 | 0 | Y | 4 | No | 0 |  | 0 | Plentiful | 4 | Natural Gas | 2 | District Steam (CHP) | 3 | 1968 | 3 | Steam | 2 | Steam + CW | 3 | Zone 4 | 4 | Long Island Power Authority | 18.8148 | 1 | Highest Emissions | 1 | Not NYC |  | 0 | 70
Hancock Field |  | Syracuse | Onondaga | Upstate | Not NYC | Military | 43.1242 | -76.0867 | 3 | 2 | 2 | 42797.5742 | 6231.9275 | 2942.9626 | 1 | 1941 |  | 4 | Y | 4 | No | 0 |  | 0 | Plentiful | 4 | Dual Fuel | 3 | Steam Boiler | 2 | 1990 | 2 | Steam | 2 | No | 0 | Zone 5 | 2 | National Grid | 8.6003 | 4 | Lowest Emissions | 4 | Not NYC |  | 0 | 70
Taxation and Finance Department, New York State | W A Harriman Campus Bldg 8 | Albany | Albany | Downstate/LI/HV | Not NYC | Office | 42.6835 | -73.8106 | 0 | 1 | 2 | 35730.0815 | 15611.2971 | 2456.9685 | 1 | 1964 |  | 3 | Y | 4 | No | 0 |  | 0 | Plentiful | 4 | Dual Fuel | 3 | Furnace | 3 | 1990 | 2 | Forced Air | 4 | No | 0 | Zone 5 | 2 | National Grid | 8.6003 | 4 | Lowest Emissions | 4 | Not NYC |  | 0 | 70
SUNY Downstate Medical Center University Hospital | 450 Clarkson Avenue | Brooklyn | Brooklyn | Downstate/LI/HV | NYC | Hospitals | 40.6552 | -73.9457 | 4 | 4 | 4 | 105739.4937 | 44474.1502 | 7271.1452 | 3 | 1950 | 2019 | 0 | Y | 4 | No | 0 | https://sucf.suny.edu/sites/default/files/docs/DownstateHealthSciencesUniversity_UniversityHospital.pdf | 4 | Very Limited | 0 | Oil | 4 | Steam Boiler | 2 | 1990 | 2 | Forced Air | 4 | No | 0 | Zone 4 | 4 | Consolidated Edison | 20.1572 | 0 | Low Emissions | 2 | NYC Oil | Y | 0 | 69
CUNY Kingsborough Community College | 2001 Oriental Blvd | Brooklyn | Brooklyn | Downstate/LI/HV | NYC | Colleges & Universities | 40.5778 | -73.9356 | 1 | 0 | 1 | 198799.9215 | 22459.7112 | 13670.4181 | 3 | 1963 |  | 3 | Y | 4 | Yes | 4 |  | 0 | Plentiful | 4 | Dual Fuel | 3 | Furnace | 3 | 1990 | 2 | Forced Air | 4 | No | 0 | Zone 4 | 4 | Consolidated Edison | 20.1572 | 0 | Low Emissions | 2 | NYC Dual Fuel | Y | 0 | 69
CUNY Queensborough Community College | 222-05 56th Ave | Queens | Queens | Downstate/LI/HV | NYC | Colleges & Universities | 0 | 0 | 1 | 0 | 1 | 158425.6982 | 17898.3744 | 10894.0965 | 3 | 1959 |  | 3 | Y | 4 | Yes | 4 |  | 0 | Plentiful | 4 | Dual Fuel | 3 | Furnace | 3 | 1990 | 2 | Forced Air | 4 | No | 0 | Zone 4 | 4 | Consolidated Edison | 20.1572 | 0 | Low Emissions | 2 | NYC Dual Fuel | Y | 0 | 69
Bushwick/Hylan Campus | 811 Flushing Avenue | Brooklyn | Brooklyn | Downstate/LI/HV | NYC | Multifamily Housing | 40.7014 | -73.9401 | 3 | 2 | 3 | 184563.0192 | 4248.2537 | 12691.4217 | 3 | 1960 |  | 3 | Y | 4 | No | 0 |  | 0 | Sufficient | 2 | Dual Fuel | 3 | Furnace | 3 | 1990 | 2 | Forced Air | 4 | No | 0 | Zone 4 | 4 | Consolidated Edison | 20.1572 | 0 | Low Emissions | 2 | NYC Dual Fuel | Y | 0 | 69
Jacobi Medical Center | 1400 Pelham Pkwys | Bronx | Bronx | Downstate/LI/HV | NYC | Hospitals | 40.856 | -73.8464 | 4 | 4 | 4 | 134230.4128 | 56457.4629 | 9230.3149 | 3 | 1957 | 2008 | 0 | Y | 4 | No | 0 |  | 0 | Sufficient | 2 | Dual Fuel | 3 | Steam Boiler | 2 | 1990 | 2 | Forced Air | 4 | No | 0 | Zone 4 | 4 | Consolidated Edison | 20.1572 | 0 | Low Emissions | 2 | NYC Dual Fuel | Y | 0 | 69
Albany Medical Center | 43 New Scotland Avenue | Albany | Albany | Downstate/LI/HV | Not NYC | Hospitals | 42.6532 | -73.7742 | 4 | 4 | 4 | 177516.2611 | 77405.3464 | 12206.8535 | 3 | 1851 |  | 4 |  | 0 | No | 0 |  | 0 | Limited | 1 | Natural Gas | 2 | CHP | 3 | 2013 | 1 | Steam | 2 | No | 0 | Zone 5 | 2 | National Grid | 8.6003 | 4 | Lowest Emissions | 4 | Not NYC |  | 0 | 69
United Health Services Hospitals-Binghamton | 10-42 Mitchell Avenue | Binghamton | Broome | Upstate | Not NYC | Hospitals | 42.0876 | -75.9143 | 4 | 4 | 4 | 125218.8156 | 54601.2277 | 8610.635 | 3 | 1981 |  | 1 |  | 0 | No | 0 | https://www.pressconnects.com/story/news/local/2020/02/19/united-health-services-planning-120-m-renovation-johnson-city-campus/4808400002/ | 4 | Sufficient | 0 | Natural Gas | 2 | Furnace | 3 | 1990 | 2 | Forced Air | 4 | No | 0 | Zone 6 | 1 | NYS Electric and Gas | 9.6622 | 3 | Lowest Emissions | 4 | Not NYC |  | 0 | 69
Mercy Hospital | 565 Abbott Road | Buffalo | Erie | Upstate | Not NYC | Hospitals | 42.8484 | -78.8128 | 4 | 4 | 4 | 96396.6232 | 42033.4113 | 6628.6854 | 2 | 1904 |  | 4 |  | 0 | No | 0 |  | 0 | Limited | 1 | Dual Fuel | 3 | Steam Boiler | 2 | 1990 | 2 | Steam | 2 | No | 0 | Zone 5 | 2 | National Grid | 8.6003 | 4 | Lowest Emissions | 4 | Not NYC |  | 0 | 69
Saratoga Hospital | 211 Church Street | Saratoga Springs | Saratoga | Upstate | Not NYC | Hospitals | 43.0849 | -73.7963 | 4 | 4 | 4 | 58583.9961 | 25545.3471 | 4028.5113 | 2 | 1913 |  | 4 |  | 0 | No | 0 |  | 0 | Limited | 1 | Dual Fuel | 3 | Steam Boiler | 2 | 1990 | 2 | Steam | 2 | No | 0 | Zone 5 | 2 | National Grid | 8.6003 | 4 | Lowest Emissions | 4 | Not NYC |  | 0 | 69
UPMC Chautauqua WCA | 207 Foote Avenue | Jamestown | Chautauqua | Upstate | Not NYC | Hospitals | 42.0915 | -79.2328 | 4 | 4 | 4 | 55125.1679 | 24037.1372 | 3790.666 | 2 | 1890 |  | 4 |  | 0 | No | 0 |  | 0 | Limited | 1 | Dual Fuel | 3 | Steam Boiler | 2 | 1990 | 2 | Steam | 2 | No | 0 | Zone 5 | 2 | Municipal Utility: JAMESTOWN | 8.818 | 4 | Lowest Emissions | 4 | Not NYC |  | 0 | 69
Helen Hayes Hospital | Route 9W | West Haverstraw | Rockland | Downstate/LI/HV | Not NYC | Hospitals | 41.2087 | -73.9803 | 4 | 4 | 4 | 45101.4645 | 19666.3363 | 3101.3889 | 1 | 1905 |  | 4 |  | 0 | No | 0 | https://www.dasny.org/index.php/opportunities/rfps-bids/2021/new-york-state-department-health-helen-hayes-hospital-stone-wall | 4 | Sufficient | 2 | Dual Fuel | 3 | Steam Boiler | 2 | 1990 | 2 | Steam | 2 | No | 0 | Zone 5 | 2 | Orange and Rockland Utilities | 13.6883 | 2 | Lowest Emissions | 4 | Not NYC |  | 0 | 69
Marist College | 3399 North Rd | Poughkeepsie | Dutchess | Downstate/LI/HV | Not NYC | Colleges & Universities | 41.7209 | -73.9355 | 2 | 0 | 1 | 110623.1298 | 12453.1886 | 7606.967 | 3 | 1908 |  | 4 |  | 0 | Yes | 4 | https://www.maristcircle.com/home/2022/2/22/60-million-dyson-center-renovation-approved#:~:text=The%20Marist%20College%20Board%20of,begin%20in%20June%20following%20Commencement. | 4 | Plentiful | 4 | Dual Fuel | 3 | Steam Boiler | 2 | 1990 | 2 | Steam | 2 | No | 0 | Zone 5 | 2 | Central Hudson Gas and Electric | 13.2296 | 2 | Lowest Emissions | 4 | Not NYC |  | 0 | 69
Skidmore College | 815 N Broadway | Saratoga Springs | Saratoga | Upstate | Not NYC | Colleges & Universities | 43.097 | -73.7853 | 2 | 0 | 1 | 44601.5443 | 5020.9341 | 3067.0121 | 1 | 1966 |  | 3 |  | 0 | Yes | 4 | https://www.skidmore.edu/planning/2025/StrategicPlan-CPE-15.5-final.pdf | 4 | Plentiful | 4 | Natural Gas | 2 | Steam Boiler | 2 | 1990 | 2 | Hydronic | 4 | No | 0 | Zone 5 | 2 | National Grid | 8.6003 | 4 | Lowest Emissions | 4 | Not NYC |  | 0 | 69
75 Columbia Street - 41109 | 75 Columbia Street | New York | Manhattan | Manhattan | NYC | Multifamily Housing | 40.7178 | -73.9802 | 3 | 2 | 3 | 240002.7242 | 2775.6057 | 16503.7167 | 4 | 1966 | 2010 | 0 |  | 0 | No | 0 |  | 0 | Plentiful | 4 | Natural Gas | 2 | District Steam | 2 | 2010 | 1 | Steam | 2 | Steam | 1 | Zone 4 | 4 | Consolidated Edison | 20.1572 | 0 | Low Emissions | 2 | NYC Natural Gas |  | 2 | 69
Section A BLK 7842 LOT 33 / Alley Pond Owners Corp. | 78-09 Springfield Blvd | Queens | Queens | Downstate/LI/HV | NYC | Multifamily Housing | 40.7371 | -73.7473 | 3 | 2 | 3 | 94570.3882 | 70.8066 | 6503.1049 | 2 | 1950 |  | 0 |  | 0 | No | 0 |  | 0 | Plentiful | 4 | Natural Gas | 2 | HW Boiler | 4 | 1990 | 2 | Hydronic | 4 | No | 0 | Zone 4 | 4 | Consolidated Edison | 20.1572 | 0 | Low Emissions | 2 | NYC Natural Gas |  | 2 | 69
54 Boerum St - 44352 | 54 Boerum St | Brooklyn | Brooklyn | Downstate/LI/HV | NYC | Multifamily Housing | 40.7054 | -73.9471 | 3 | 2 | 3 | 80206.9371 | 1702.5151 | 5515.4064 | 2 | 1965 |  | 3 |  | 0 | No | 0 |  | 0 | Plentiful | 4 | Natural Gas | 2 | Steam Boiler | 2 | 1965 | 3 | Steam | 2 | No | 0 | Zone 4 | 4 | Consolidated Edison | 20.1572 | 0 | Low Emissions | 2 | NYC Natural Gas |  | 2 | 69
Southbridge Towers | 80 Beekman Street | New York | Manhattan | Manhattan | NYC | Multifamily Housing | 40.7089 | -74.0039 | 3 | 2 | 3 | 106500.7691 | 4731.0423 | 7323.4941 | 3 | 1971 |  | 3 |  | 0 | No | 0 |  | 0 | Limited | 1 | Dual Fuel | 3 | Steam Boiler | 2 | 1971 | 3 | Steam | 2 | No | 0 | Zone 4 | 4 | Consolidated Edison | 20.1572 | 0 | Low Emissions | 2 | NYC Dual Fuel |  | 3 | 69
Erie Community College | 121 Ellicott St | Buffalo | Erie | Upstate | Not NYC | Colleges & Universities | 42.8818 | -78.8727 | 1 | 0 | 1 | 37007.3171 | 4166.0284 | 2544.7973 | 1 | 1971 |  | 3 | Y | 4 | Yes | 4 |  | 0 | Plentiful | 4 | Natural Gas | 2 | Furnace | 3 | 1990 | 2 | Forced Air | 4 | No | 0 | Zone 5 | 2 | National Grid | 8.6003 | 4 | Lowest Emissions | 4 | Not NYC |  | 0 | 69
Taxation and Finance Department, New York State | State Campus Bldg 9 | Albany | Albany | Downstate/LI/HV | Not NYC | Office | 42.6734 | -73.8127 | 0 | 1 | 2 | 48283.8939 | 21096.3475 | 3320.2278 | 1 | 1961 |  | 3 | Y | 4 | No | 0 |  | 0 | Plentiful | 4 | Dual Fuel | 3 | Steam Boiler | 2 | 1990 | 2 | Forced Air | 4 | No | 0 | Zone 5 | 2 | National Grid | 8.6003 | 4 | Lowest Emissions | 4 | Not NYC |  | 0 | 69
SUNY Polytechnic Institute - Utica | 100 Seymour Rd | Utica | Oneida | Upstate | Not NYC | Colleges & Universities | 43.1377 | -75.2298 | 2 | 0 | 1 | 33372 | 3756 | 2294.8158 | 1 | 1966 |  | 3 | Y | 4 | Yes | 4 |  | 0 | Plentiful | 4 | Natural Gas | 2 | Furnace | 3 | 1990 | 2 | Forced Air | 4 | No | 0 | Zone 6 | 1 | National Grid | 8.6003 | 4 | Lowest Emissions | 4 | Not NYC |  | 0 | 69
CUNY City College | 160 Convent Ave | New York | Manhattan | Manhattan | NYC | Colleges & Universities | 40.8216 | -73.9479 | 2 | 0 | 1 | 184116.9792 | 20800.8843 | 12660.7499 | 3 | 1907 |  | 4 | Y | 4 | Yes | 4 |  | 0 | Sufficient | 0 | Dual Fuel | 3 | District Steam | 2 | 1990 | 2 | Steam | 2 | Steam | 1 | Zone 4 | 4 | Consolidated Edison | 20.1572 | 0 | Low Emissions | 2 | NYC Dual Fuel |  | 3 | 69
SUNY Downstate Medical Center | 450 Clarkson Ave | Brooklyn | Brooklyn | Downstate/LI/HV | NYC | Colleges & Universities | 40.6539 | -73.9455 | 2 | 0 | 1 | 29778.6764 | 3352.2779 | 2047.7219 | 1 | 1956 |  | 3 | Y | 4 | Yes | 4 |  | 0 | Very Limited | 0 | Oil | 4 | Steam Boiler | 2 | 1990 | 2 | Forced Air | 4 | No | 0 | Zone 4 | 4 | Consolidated Edison | 20.1572 | 0 | Low Emissions | 2 | NYC Oil |  | 4 | 69
Montefiore Medical Center | Montefiore Medical Center | Bronx | Bronx | Downstate/LI/HV | NYC | Hospitals | 40.8804 | -73.88 | 4 | 4 | 4 | 416496.1168 | 175178.7359 | 28640.233 | 4 | 1913 |  | 4 |  | 0 | No | 0 |  | 0 | Limited | 1 | Natural Gas | 2 | District Steam (CHP) | 3 | 2001 | 1 | Steam | 2 | Steam | 1 | Zone 4 | 4 | Consolidated Edison | 20.1572 | 0 | Low Emissions | 2 | NYC Natural Gas | Y | 0 | 68
La Guardia |  | Queens | Queens | Downstate/LI/HV | NYC | Airports | 40.7745 | -73.873 | 4 | 4 | 4 | 469230.1348 | 147726.6592 | 32266.4722 | 4 | 1939 | 2022 | 0 | Y | 4 | No | 0 |  | 0 | Plentiful | 4 | Natural Gas | 2 | Steam Boiler | 2 | 2022 | 1 | Steam | 2 | No | 0 | Zone 4 | 4 | Consolidated Edison | 20.1572 | 0 | Low Emissions | 2 | NYC Natural Gas | Y | 0 | 68
Albany Stratton Veterans Affairs Medical Center | 113 Holland Avenue | Albany | Albany | Downstate/LI/HV | Not NYC | Hospitals | 42.6516 | -73.7762 | 4 | 4 | 4 | 36285.9631 | 15822.3676 | 2495.1936 | 1 | 1951 |  | 3 |  | 0 | No | 0 |  | 0 | Sufficient | 2 | Natural Gas | 2 | CHP | 3 | 2018 | 1 | Steam | 2 | Steam | 1 | Zone 5 | 2 | National Grid | 8.6003 | 4 | Lowest Emissions | 4 | Not NYC |  | 0 | 68
Samaritan Medical Center | 830 Washington Street | Watertown | Jefferson | Upstate | Not NYC | Hospitals | 43.965 | -75.9129 | 4 | 4 | 4 | 36124.4683 | 15751.9484 | 2484.0884 | 1 | 1881 |  | 4 |  | 0 | No | 0 |  | 0 | Sufficient | 2 | Dual Fuel | 3 | Steam Boiler | 2 | 1990 | 2 | Steam | 2 | No | 0 | Zone 6 | 1 | National Grid | 8.6003 | 4 | Lowest Emissions | 4 | Not NYC |  | 0 | 68
Health Alliance Hospital - Mary's Avenue Campus | 105 Marys Avenue | Kingston | Ulster | Downstate/LI/HV | Not NYC | Hospitals | 41.9223 | -73.9994 | 4 | 4 | 4 | 36026.6837 | 15709.3097 | 2477.3643 | 1 | 2009 | 2021 | 0 |  | 0 | No | 0 |  | 0 | Plentiful | 4 | Natural Gas | 2 | HW Boiler | 4 | 1990 | 2 | Hydronic | 4 | No | 0 | Zone 6 | 1 | Central Hudson Gas and Electric | 13.2296 | 2 | Lowest Emissions | 4 | Not NYC |  | 0 | 68
Rensselaer Polytechnic Institute | 110 8th St | Troy | Rensselaer | Upstate | Not NYC | Colleges & Universities | 42.73 | -73.6766 | 2 | 0 | 1 | 126160.553 | 14202.2845 | 8675.3933 | 3 | 1864 |  | 4 |  | 0 | Yes | 4 |  | 0 | Plentiful | 4 | Digester Gas | 1 | District Steam (CHP) | 3 | 2012 | 1 | Steam | 2 | Steam | 1 | Zone 5 | 2 | National Grid | 8.6003 | 4 | Lowest Emissions | 4 | Not NYC |  | 0 | 68
Penn South | 321 Eighth Ave | Manhattan | Manhattan | Manhattan | NYC | Multifamily Housing | 40.747 | -73.9978 | 3 | 2 | 3 | 345187.9739 | 1273.9727 | 23736.7495 | 4 | 1962 |  | 3 |  | 0 | No | 0 |  | 0 | Sufficient | 2 | Natural Gas | 2 | CHP | 3 | 1990 | 2 | Steam | 2 | No | 0 | Zone 4 | 4 | Consolidated Edison | 20.1572 | 0 | Low Emissions | 2 | NYC Natural Gas |  | 2 | 68
Cooperative Village | 530 Grand Street | Manhattan | Manhattan | Manhattan | NYC | Multifamily Housing | 40.7148 | -73.981 | 3 | 2 | 3 | 277641.5126 | 3086.4772 | 19091.937 | 4 | 1951 |  | 3 |  | 0 | No | 0 |  | 0 | Limited | 1 | Natural Gas | 2 | District Steam | 2 | 1990 | 2 | Steam | 2 | Steam | 1 | Zone 4 | 4 | Consolidated Edison | 20.1572 | 0 | Low Emissions | 2 | NYC Natural Gas |  | 2 | 68
Strycker's Bay | 689 Columbus Ave | New York | Manhattan | Manhattan | NYC | Multifamily Housing | 40.7911 | -73.9685 | 3 | 2 | 3 | 71909.1197 | 753.7226 | 4944.8095 | 2 | 1965 |  | 3 |  | 0 | No | 0 |  | 0 | Limited | 1 | Natural Gas | 2 | Steam Boiler | 2 | 1990 | 2 | Hydronic | 4 | Steam | 1 | Zone 4 | 4 | Consolidated Edison | 20.1572 | 0 | Low Emissions | 2 | NYC Natural Gas |  | 2 | 68
Cadman Towers | 10 Clinton Street | Brooklyn | Brooklyn | Downstate/LI/HV | NYC | Multifamily Housing | 40.6962 | -73.9918 | 3 | 2 | 3 | 53771.7654 | 1949.8137 | 3697.5996 | 2 | 1971 |  | 3 |  | 0 | No | 0 |  | 0 | Very Limited | 0 | Dual Fuel | 3 | Furnace | 3 | 1990 | 2 | Forced Air | 4 | No | 0 | Zone 4 | 4 | Consolidated Edison | 20.1572 | 0 | Low Emissions | 2 | NYC Dual Fuel |  | 3 | 68
United States Military Academy | 646 Swift Rd | West Point | Orange | Downstate/LI/HV | Not NYC | Colleges & Universities | 41.3905 | -73.9566 | 2 | 0 | 1 | 74629.4841 | 8401.2723 | 5131.8745 | 2 | 1802 |  | 4 | Y | 4 | No | 0 | https://www.southnassau.org/sn/southwest-addition-central-utility-plant) | 4 | Plentiful | 4 | Natural Gas | 2 | District Steam | 2 | 1990 | 2 | Steam | 2 | Steam | 1 | Zone 5 | 2 | Orange and Rockland Utilities | 13.6883 | 2 | Lowest Emissions | 4 | Not NYC |  | 0 | 68
4th MAW PPV Housing |  | New Windsor | Orange | Downstate/LI/HV | Not NYC | Military | 41.4774 | -74.0227 | 3 | 2 | 3 | 43027.9819 | 6265.4781 | 2958.8065 | 1 | 1900 |  | 4 | Y | 4 | No | 0 |  | 0 | Plentiful | 4 | Dual Fuel | 3 | Steam Boiler | 2 | 1990 | 2 | Steam | 2 | No | 0 | Zone 5 | 2 | Central Hudson Gas and Electric | 13.2296 | 2 | Lowest Emissions | 4 | Not NYC |  | 0 | 68
CUNY Graduate School and University Center | 365 Fifth Ave | New York | Manhattan | Manhattan | NYC | Colleges & Universities | 40.7486 | -73.9839 | 2 | 0 | 1 | 74729.8327 | 8442.7119 | 5138.775 | 2 | 1906 |  | 4 | Y | 4 | No | 0 | https://www.cuny.edu/wp-content/uploads/sites/4/page-assets/about/administration/offices/fpcm/departments/capital-budget/individual-college-five-year-and-reso-a-capital-requests-21-22/GraduateCenterSummary.pdf | 4 | Very Limited | 0 | Oil | 4 | Steam Boiler | 2 | 1990 | 2 | Steam | 2 | No | 0 | Zone 4 | 4 | Consolidated Edison | 20.1572 | 0 | Low Emissions | 2 | NYC Oil |  | 4 | 68
St. Luke's-Roosevelt Hospital Center | St. Luke's-Roosevelt Hospital Center | New York | Manhattan | Manhattan | NYC | Hospitals | 40.8056 | -73.9613 | 4 | 4 | 4 | 208835.5 | 87836.4466 | 14360.5117 | 4 | 1896 | 1928 | 4 |  | 0 | No | 0 |  | 0 | Limited | 1 | Dual Fuel | 3 | Steam Boiler | 2 | 1990 | 2 | Steam | 2 | No | 0 | Zone 4 | 4 | Consolidated Edison | 20.1572 | 0 | Low Emissions | 2 | NYC Dual Fuel | Y | 0 | 67
NYC Health + Hospitals / Woodhull | 760 Broadway | Brooklyn | Brooklyn | Downstate/LI/HV | NYC | Hospitals | 40.7004 | -73.9417 | 4 | 4 | 4 | 83993.3825 | 36625.0214 | 5775.7802 | 2 | 1972 | 2020 | 0 | Y | 4 | No | 0 | https://www.nychealthandhospitals.org/pressrelease/woodhull-plans-emergency-department-expansion/ | 4 | Limited | 1 | Dual Fuel | 3 | Steam Boiler | 2 | 1990 | 2 | Forced Air | 4 | No | 0 | Zone 4 | 4 | Consolidated Edison | 20.1572 | 0 | Low Emissions | 2 | NYC Dual Fuel | Y | 0 | 67
Rochester General Hospital | 1425 Portland Avenue | Rochester | Monroe | Upstate | Not NYC | Hospitals | 43.1927 | -77.5846 | 4 | 4 | 4 | 135816.4002 | 59222.2675 | 9339.3748 | 3 | 1864 |  | 4 |  | 0 | No | 0 |  | 0 | Sufficient | 0 | Dual Fuel | 3 | Steam Boiler | 2 | 1990 | 2 | Steam | 2 | No | 0 | Zone 5 | 2 | Rochester Gas and Electric | 10.8839 | 3 | Lowest Emissions | 4 | Not NYC |  | 0 | 67
North Shore University Hospital | 300 Community Drive | Manhasset | Nassau | Downstate/LI/HV | Not NYC | Hospitals | 40.7844 | -73.7049 | 4 | 4 | 4 | 104681.8404 | 45646.1513 | 7198.416 | 3 | 1953 |  | 3 |  | 0 | No | 0 | https://nsuh.northwell.edu/news/the-latest/north-shore-university-hospital-unveils-325m-surgical-pavilion#:~:text=Northwell%20broke%20ground%20on%20the,by%20the%20end%20of%202023.&text=We're%20on%20an%20ambitious,the%20people%20in%20our%20communities. | 4 | Sufficient | 0 | Natural Gas | 2 | CHP | 3 | 2003 | 1 | Forced Air | 4 | No | 0 | Zone 4 | 4 | Long Island Power Authority | 18.8148 | 1 | Highest Emissions | 1 | Not NYC |  | 0 | 67
Arnot Ogden Medical Center | 600 Roe Avenue | Elmira | Chemung | Upstate | Not NYC | Hospitals | 42.0993 | -76.8269 | 4 | 4 | 4 | 47953.5385 | 20909.9732 | 3297.511 | 1 | 1888 | 1954 | 4 |  | 0 | No | 0 |  | 0 | Plentiful | 4 | Biomass | 1 | Steam Boiler | 2 | 2008 | 1 | Steam | 2 | No | 0 | Zone 5 | 2 | NYS Electric and Gas | 9.6622 | 3 | Lowest Emissions | 4 | Not NYC |  | 0 | 67
St. Joseph's Hospital | 555 St. Joseph's Boulevard | Elmira | Chemung | Upstate | Not NYC | Hospitals | 42.0902 | -76.7945 | 4 | 4 | 4 | 41471.5522 | 18083.5257 | 2851.7791 | 1 | 1908 |  | 4 |  | 0 | No | 0 |  | 0 | Sufficient | 2 | Dual Fuel | 3 | Steam Boiler | 2 | 1990 | 2 | Steam | 2 | No | 0 | Zone 5 | 2 | NYS Electric and Gas | 9.6622 | 3 | Lowest Emissions | 4 | Not NYC |  | 0 | 67
Rustic Village | 999 E Henrietta Rd | Rochester | Monroe | Upstate | Not NYC | Multifamily Housing | 43.1 | -77.6146 | 3 | 2 | 2 | 34778.2369 | 5022.1281 | 2391.5152 | 1 | 1969 |  | 3 |  | 0 | No | 0 |  | 0 | Plentiful | 4 | Natural Gas | 2 | Furnace | 3 | 1990 | 2 | Forced Air | 4 | No | 0 | Zone 5 | 2 | Rochester Gas and Electric | 10.8839 | 3 | Lowest Emissions | 4 | Not NYC |  | 0 | 67
St Lawrence University | 23 Romoda Drive | Canton | St. Lawrence | Upstate | Not NYC | Colleges & Universities | 44.5899 | -75.1613 | 2 | 0 | 1 | 41427.5894 | 4663.6321 | 2848.756 | 1 | 1856 |  | 4 |  | 0 | Yes | 4 | https://www.stlawu.edu/offices/green-pages/energy-master-plan-summary | 4 | Plentiful | 4 | Dual Fuel | 3 | CHP | 3 | 1982 | 2 | Steam | 2 | No | 0 | Zone 6 | 1 | National Grid | 8.6003 | 4 | Lowest Emissions | 4 | Not NYC |  | 0 | 67
Amalgamated Housing Corporation | Tower I-II, Building 6,7,8,9,10,11,12,13,14 | Bronx | Bronx | Downstate/LI/HV | NYC | Multifamily Housing | 40.8848 | -73.8915 | 3 | 2 | 3 | 159259.7336 | 3186.3207 | 10951.4487 | 3 | 1927 |  | 4 |  | 0 | No | 0 |  | 0 | Limited | 1 | Natural Gas | 2 | District Steam | 2 | 1990 | 2 | Steam | 2 | Steam | 1 | Zone 4 | 4 | Consolidated Edison | 20.1572 | 0 | Low Emissions | 2 | NYC Natural Gas |  | 2 | 67
Long Island University-Brooklyn Campus | 1 University Plaza | Brooklyn | Brooklyn | Downstate/LI/HV | NYC | Colleges & Universities | 40.6913 | -73.9812 | 2 | 0 | 1 | 388963.3864 | 43943.706 | 26746.9529 | 4 | 1926 |  | 4 |  | 0 | Yes | 4 |  | 0 | Limited | 1 | Dual Fuel | 3 | Steam Boiler | 2 | 1990 | 2 | Steam | 2 | No | 0 | Zone 4 | 4 | Consolidated Edison | 20.1572 | 0 | Low Emissions | 2 | NYC Dual Fuel |  | 3 | 67
Saint Joseph's College-New York | 245 Clinton Ave | Brooklyn | Brooklyn | Downstate/LI/HV | NYC | Colleges & Universities | 40.6905 | -73.9678 | 2 | 0 | 1 | 64847.0831 | 7326.1938 | 4459.1906 | 2 | 1928 |  | 4 |  | 0 | No | 0 |  | 0 | Limited | 1 | Coal | 4 | Steam Boiler | 2 | 1921 | 4 | Steam | 2 | No | 0 | Zone 4 | 4 | Consolidated Edison | 20.1572 | 0 | Low Emissions | 2 | NYC Coal |  | 4 | 67
Fort Drum |  | Evans Mills | Jefferson | Upstate | Not NYC | Military | 44.0727 | -75.7745 | 3 | 2 | 2 | 1457873.1958 | 212286.7987 | 100250.2215 | 4 | 1986 | 1992 | 1 | Y | 4 | No | 0 |  | 0 | Plentiful | 4 | Electricity | 1 | Electric Heat Pump | 1 | 2004 | 1 | Forced Air | 4 | No | 0 | Zone 6 | 1 | National Grid | 8.6003 | 4 | Lowest Emissions | 0 | Not NYC |  | 0 | 67
Elmira Correctional Facility | 1879 Davis Street | Elmira | Chemung | Upstate | Not NYC | Correctional Facilities | 42.1161 | -76.8273 | 3 | 1 | 1 | 68104.5867 | 37362.933 | 4683.1919 | 2 | 1876 |  | 4 | Y | 4 | No | 0 |  | 0 | Plentiful | 4 | Dual Fuel | 3 | Steam Boiler | 2 | 1990 | 2 | Steam | 2 | No | 0 | Zone 5 | 2 | NYS Electric and Gas | 9.6622 | 3 | Lowest Emissions | 4 | Not NYC |  | 0 | 67
Mid-State Correctional Facility | 9005 Old River Road | Marcy | Oneida | Upstate | Not NYC | Correctional Facilities | 43.1615 | -75.3062 | 3 | 1 | 1 | 59932.0363 | 32879.381 | 4121.2089 | 2 | 1983 |  | 1 | Y | 4 | No | 0 |  | 0 | Plentiful | 4 | Natural Gas | 2 | Furnace | 3 | 1990 | 2 | Forced Air | 4 | No | 0 | Zone 6 | 1 | National Grid | 8.6003 | 4 | Lowest Emissions | 4 | Not NYC |  | 0 | 67
Franklin Correctional Facility | 62 Bare Hill Rd | Malone | Franklin | Upstate | Not NYC | Correctional Facilities | 44.8699 | -74.3168 | 3 | 1 | 1 | 54975.5358 | 30160.1898 | 3780.3766 | 2 | 1986 |  | 1 | Y | 4 | No | 0 |  | 0 | Plentiful | 4 | Natural Gas | 2 | Furnace | 3 | 1990 | 2 | Forced Air | 4 | No | 0 | Zone 6 | 1 | National Grid | 8.6003 | 4 | Lowest Emissions | 4 | Not NYC |  | 0 | 67
Bare Hill Correctional Facility | 181 Brand Rd | Malone | Franklin | Upstate | Not NYC | Correctional Facilities | 44.8751 | -74.3255 | 3 | 1 | 1 | 53878.2953 | 29558.2314 | 3704.9251 | 2 | 1988 |  | 1 | Y | 4 | No | 0 |  | 0 | Plentiful | 4 | Natural Gas | 2 | Furnace | 3 | 1990 | 2 | Forced Air | 4 | No | 0 | Zone 6 | 1 | National Grid | 8.6003 | 4 | Lowest Emissions | 4 | Not NYC |  | 0 | 67
Wyoming Correctional Facility | 3203 Dunbar Rd | Attica | Wyoming | Upstate | Not NYC | Correctional Facilities | 42.8454 | -78.2675 | 3 | 1 | 1 | 52667.5471 | 28894.0015 | 3621.6684 | 2 | 1984 |  | 1 | Y | 4 | No | 0 |  | 0 | Plentiful | 4 | Natural Gas | 2 | CHP | 3 | 1990 | 2 | Forced Air | 4 | No | 0 | Zone 6 | 1 | National Grid | 8.6003 | 4 | Lowest Emissions | 4 | Not NYC |  | 0 | 67
Mohawk Correctional Facility | 6514 Route 26 | Rome | Oneida | Upstate | Not NYC | Correctional Facilities | 43.1775 | -75.4858 | 3 | 1 | 1 | 52554.0394 | 28831.73 | 3613.8631 | 2 | 1988 |  | 1 | Y | 4 | No | 0 |  | 0 | Plentiful | 4 | Natural Gas | 2 | Furnace | 3 | 1990 | 2 | Forced Air | 4 | No | 0 | Zone 6 | 1 | National Grid | 8.6003 | 4 | Lowest Emissions | 4 | Not NYC |  | 0 | 67
SUNY College of Technology at Delhi - Main campus | 2 Main Street | Delhi | Delaware | Upstate | Not NYC | Colleges & Universities | 42.2699 | -74.9246 | 2 | 0 | 1 | 50388 | 5672 | 3464.916 | 2 | 1913 | 2010 | 0 | Y | 4 | No | 0 | https://sucf.suny.edu/sites/default/files/docs/delhi.pdf | 4 | Plentiful | 4 | Dual Fuel | 3 | HW Boiler | 4 | 1990 | 2 | Hydronic | 4 | No | 0 | Zone 6 | 1 | NYS Electric and Gas | 9.6622 | 3 | Lowest Emissions | 4 | Not NYC |  | 0 | 67
Upstate Correctional Facility | 309 Bare Hill Rd | MALONE | Franklin | Upstate | Not NYC | Correctional Facilities | 44.8884 | -74.3208 | 3 | 1 | 1 | 46197.6113 | 25344.5229 | 3176.7652 | 1 | 1998 |  | 1 | Y | 4 | No | 0 |  | 0 | Plentiful | 4 | Oil | 4 | Steam Boiler | 2 | 1990 | 2 | Forced Air | 4 | No | 0 | Zone 6 | 1 | National Grid | 8.6003 | 4 | Lowest Emissions | 4 | Not NYC |  | 0 | 67
Greater Binghamton Health Center | 425 Robinson Street | Binghamton | Broome | Upstate | Not NYC | Hospitals | 42.1092 | -75.868 | 4 | 4 | 4 | 27989.0206 | 12204.5148 | 1924.6568 | 1 | 1950 | 2019 | 0 | Y | 4 | No | 0 |  | 0 | Sufficient | 2 | Natural Gas | 2 | Furnace | 3 | 1990 | 2 | Forced Air | 4 | No | 0 | Zone 6 | 1 | NYS Electric and Gas | 9.6622 | 3 | Lowest Emissions | 4 | Not NYC |  | 0 | 67
SUNY at Fredonia | 280 Central Ave | Fredonia | Chautauqua | Upstate | Not NYC | Colleges & Universities | 42.4522 | -79.3374 | 2 | 0 | 1 | 76939.3256 | 8661.2984 | 5290.7101 | 2 | 1990 | 2021 | 0 | Y | 4 | Yes | 4 |  | 0 | Plentiful | 4 | Natural Gas | 2 | Furnace | 3 | 1990 | 2 | Forced Air | 4 | No | 0 | Zone 5 | 2 | National Grid | 8.6003 | 4 | Lowest Emissions | 4 | Not NYC |  | 0 | 67
NYC Health + Hospitals / Jacobi | 1400 Pelham Parkway South | Bronx | Bronx | Downstate/LI/HV | NYC | Hospitals | 40.8573 | -73.8466 | 4 | 4 | 4 | 119255.3881 | 52000.896 | 8200.5617 | 3 | 1957 | 2008 | 0 | Y | 4 | No | 0 |  | 0 | Limited | 1 | Dual Fuel | 3 | Steam Boiler | 2 | 1990 | 2 | Forced Air | 4 | No | 0 | Zone 4 | 4 | Consolidated Edison | 20.1572 | 0 | Low Emissions | 2 | NYC Dual Fuel | Y | 0 | 66
Columbia Memorial Hospital | 71 Prospect Avenue | Hudson | Columbia | Downstate/LI/HV | Not NYC | Hospitals | 42.2463 | -73.7764 | 4 | 4 | 4 | 54694.8043 | 23849.4786 | 3761.0721 | 2 | 1880 |  | 4 |  | 0 | No | 0 |  | 0 | Sufficient | 0 | Dual Fuel | 3 | Steam Boiler | 2 | 1990 | 2 | Steam | 2 | No | 0 | Zone 5 | 2 | National Grid | 8.6003 | 4 | Lowest Emissions | 4 | Not NYC |  | 0 | 66
BryLin Hospitals | 1263 Delaware Avenue | Buffalo | Erie | Upstate | Not NYC | Hospitals | 42.9185 | -78.8682 | 4 | 4 | 4 | 27729.7412 | 12091.4569 | 1906.8275 | 1 | 1955 | 1958 | 3 |  | 0 | No | 0 |  | 0 | Very Limited | 0 | Natural Gas | 2 | Furnace | 3 | 1990 | 2 | Forced Air | 4 | No | 0 | Zone 5 | 2 | National Grid | 8.6003 | 4 | Lowest Emissions | 4 | Not NYC |  | 0 | 66
Hofstra University | 100 Hofstra University | Hempstead | Nassau | Downstate/LI/HV | Not NYC | Colleges & Universities | 40.716 | -73.6008 | 2 | 0 | 1 | 184970.1153 | 20822.6592 | 12719.4156 | 3 | 1935 |  | 4 |  | 0 | Yes | 4 | https://www.hofstra.edu/pdf/about/iraa/iraa-master-plan.pdf | 4 | Plentiful | 4 | Dual Fuel | 3 | Steam Boiler | 2 | 1990 | 2 | Steam | 2 | No | 0 | Zone 4 | 4 | Long Island Power Authority | 18.8148 | 1 | Highest Emissions | 1 | Not NYC |  | 0 | 66
Mercy College - Dobbs Ferry | 555 Broadway | Dobbs Ferry | Westchester | Downstate/LI/HV | Not NYC | Colleges & Universities | 41.0216 | -73.8744 | 2 | 0 | 1 | 157966.5723 | 17782.7866 | 10862.5249 | 3 | 1950 |  | 3 |  | 0 | Yes | 4 |  | 0 | Plentiful | 4 | Dual Fuel | 3 | Furnace | 3 | 1990 | 2 | Forced Air | 4 | No | 0 | Zone 4 | 4 | Consolidated Edison | 20.1572 | 0 | Low Emissions | 2 | Not NYC |  | 0 | 66
Niagara University | Lewiston Road | Niagara University | Niagara | Upstate | Not NYC | Colleges & Universities | 43.1373 | -79.0367 | 2 | 0 | 1 | 65622.7639 | 7387.3579 | 4512.5301 | 2 | 1927 | 1967 | 4 |  | 0 | Yes | 4 |  | 0 | Plentiful | 4 | Dual Fuel | 3 | Steam Boiler | 2 | 1990 | 2 | Steam | 2 | No | 0 | Zone 5 | 2 | National Grid | 8.6003 | 4 | Lowest Emissions | 4 | Not NYC |  | 0 | 66
Clinton Hill South Campus Scorecard | 325-365 Clinton Ave | Brooklyn | Brooklyn | Downstate/LI/HV | NYC | Multifamily Housing | 40.6883 | -73.9672 | 3 | 2 | 3 | 59287.8482 | 926.2799 | 4076.9114 | 2 | 1946 |  | 3 |  | 0 | No | 0 |  | 0 | Sufficient | 2 | Natural Gas | 2 | CHP | 3 | 2006 | 1 | Forced Air | 4 | No | 0 | Zone 4 | 4 | Consolidated Edison | 20.1572 | 0 | Low Emissions | 2 | NYC Natural Gas |  | 2 | 66
Clinton Correctional Facility | 1156 RT. 374 | Dannemora | Clinton | Upstate | Not NYC | Correctional Facilities | 44.7219 | -73.7235 | 3 | 1 | 1 | 132085.0624 | 72463.3328 | 9082.7905 | 3 | 1844 |  | 4 | Y | 4 | No | 0 |  | 0 | Plentiful | 4 | Natural Gas | 2 | CHP | 3 | 2009 | 1 | Steam | 2 | No | 0 | Zone 6 | 1 | NYS Electric and Gas | 9.6622 | 3 | Lowest Emissions | 4 | Not NYC |  | 0 | 66
Orleans Correctional Facility | 3531 Gaines Basin Rd | Albion | Orleans | Upstate | Not NYC | Correctional Facilities | 43.2454 | -78.2236 | 3 | 1 | 1 | 37571.0303 | 20611.8847 | 2583.5609 | 1 | 1984 |  | 1 | Y | 4 | No | 0 |  | 0 | Plentiful | 4 | Dual Fuel | 3 | Steam Boiler | 2 | 1990 | 2 | Forced Air | 4 | No | 0 | Zone 5 | 2 | National Grid | 8.6003 | 4 | Lowest Emissions | 4 | Not NYC |  | 0 | 66
CUNY Medgar Evers College | 1650 Bedford Ave | Brooklyn | Brooklyn | Downstate/LI/HV | NYC | Colleges & Universities | 40.6665 | -73.9579 | 2 | 0 | 1 | 87794.0154 | 9918.657 | 6037.1297 | 2 | 2010 | 2014 | 0 | Y | 4 | Yes | 4 | https://www.cuny.edu/wp-content/uploads/sites/4/page-assets/about/administration/offices/fpcm/departments/capital-budget/individual-college-five-year-and-reso-a-capital-requests-21-22/MedgarSummary.pdf | 4 | Sufficient | 2 | Natural Gas | 2 | HW Boiler | 4 | 1990 | 2 | Hydronic | 4 | No | 0 | Zone 4 | 4 | Consolidated Edison | 20.1572 | 0 | Low Emissions | 2 | NYC Natural Gas |  | 2 | 66
Flushing Hospital Medical Center | 4500 Parsons Boulevard | Flushing | Queens | Downstate/LI/HV | NYC | Hospitals | 40.7554 | -73.8156 | 4 | 4 | 4 | 65926.8654 | 28747.1797 | 4533.4415 | 2 | 1958 | 2020 | 0 |  | 0 | No | 0 | https://foresthillspost.com/rep-meng-secures-nearly-10-million-for-local-queens-projects | 4 | Limited | 1 | Oil | 4 | Steam Boiler | 2 | 1990 | 2 | Forced Air | 4 | No | 0 | Zone 4 | 4 | Consolidated Edison | 20.1572 | 0 | Low Emissions | 2 | NYC Oil | Y | 0 | 65
New York-Presbyterian Hospital | New York-Presbyterian Hospital | New York | Manhattan | Manhattan | NYC | Hospitals | 40.7643 | -73.9543 | 4 | 4 | 4 | 664983.9269 | 279692.9888 | 45727.4241 | 4 | 1932 | 1998 | 2 |  | 0 | No | 0 |  | 0 | Limited | 1 | Natural Gas | 2 | District Steam | 2 | 1990 | 2 | Steam | 2 | Steam | 1 | Zone 4 | 4 | Consolidated Edison | 20.1572 | 0 | Low Emissions | 2 | NYC Natural Gas | Y | 0 | 65
Beth Israel Medical Center | Beth Israel Medical Center | New York | Manhattan | Manhattan | NYC | Hospitals | 40.7332 | -73.9825 | 4 | 4 | 4 | 246725.4852 | 103773.0171 | 16966.0054 | 4 | 1929 |  | 4 |  | 0 | No | 0 |  | 0 | Very Limited | 0 | Natural Gas | 2 | District Steam (CHP) | 3 | 2013 | 1 | Steam | 2 | Steam | 1 | Zone 4 | 4 | Consolidated Edison | 20.1572 | 0 | Low Emissions | 2 | NYC Natural Gas | Y | 0 | 65
Long Island Jewish Medical Center | 270-05 76th Avenue | New Hyde Park | Queens | Downstate/LI/HV | NYC | Hospitals | 40.7534 | -73.7069 | 4 | 4 | 4 | 184488.1162 | 80445.3995 | 12686.271 | 3 | 1959 |  | 3 |  | 0 | No | 0 |  | 0 | Limited | 1 | Natural Gas | 2 | CHP | 3 | 2009 | 1 | Forced Air | 4 | No | 0 | Zone 4 | 4 | Consolidated Edison | 20.1572 | 0 | Low Emissions | 2 | NYC Natural Gas | Y | 0 | 65
Elmhurst Hospital Center | Elmhurst Hospital Center | Elmhurst | Queens | Downstate/LI/HV | NYC | Hospitals | 40.7452 | -73.8857 | 4 | 4 | 4 | 161840.1695 | 68070.1576 | 11128.8917 | 3 | 1957 | 1998 | 2 | Y | 4 | No | 0 |  | 0 | Very Limited | 0 | Dual Fuel | 3 | Steam Boiler | 2 | 2017 | 1 | Forced Air | 4 | No | 0 | Zone 4 | 4 | Consolidated Edison | 20.1572 | 0 | Low Emissions | 2 | NYC Dual Fuel | Y | 0 | 65
Whitman/Ingersol Campus | 131 Cumberland Walk | Brooklyn | Brooklyn | Downstate/LI/HV | NYC | Multifamily Housing | 40.6938 | -73.9733 | 3 | 2 | 3 | 431341.7854 | 7645.435 | 29661.091 | 4 | 1944 | 2019 | 0 | Y | 4 | No | 0 |  | 0 | Plentiful | 4 | Natural Gas | 2 | District Steam | 2 | 2019 | 1 | Steam | 2 | Steam | 1 | Zone 4 | 4 | Consolidated Edison | 20.1572 | 0 | Low Emissions | 2 | NYC Natural Gas | Y | 0 | 65
St. Mary's Healthcare | 427 Guy Park Avenue | Amsterdam | Montgomery | Upstate | Not NYC | Hospitals | 42.9539 | -74.2165 | 4 | 4 | 4 | 50704.6129 | 22109.5696 | 3486.6878 | 2 | 1903 |  | 4 |  | 0 | No | 0 |  | 0 | Sufficient | 0 | Dual Fuel | 3 | Steam Boiler | 2 | 1990 | 2 | Steam | 2 | No | 0 | Zone 6 | 1 | National Grid | 8.6003 | 4 | Lowest Emissions | 4 | Not NYC |  | 0 | 65
Cuba Memorial Hospital | 140 West Main Street | Cuba | Allegany | Upstate | Not NYC | Hospitals | 42.2134 | -78.2875 | 4 | 4 | 4 | 25914.785 | 11300.0516 | 1782.0226 | 1 | 1923 |  | 4 |  | 0 | No | 0 |  | 0 | Limited | 1 | Dual Fuel | 3 | Steam Boiler | 2 | 1990 | 2 | Steam | 2 | No | 0 | Zone 6 | 1 | National Grid | 8.6003 | 4 | Lowest Emissions | 4 | Not NYC |  | 0 | 65
Keuka College | 141 Central Avenue | Keuka Park | Yates | Upstate | Not NYC | Colleges & Universities | 42.6153 | -77.0906 | 2 | 0 | 1 | 32454.1043 | 3653.4591 | 2231.6969 | 1 | 1924 |  | 4 |  | 0 | Yes | 4 | https://www.keuka.edu/thenext125 | 4 | Plentiful | 4 | Dual Fuel | 3 | Steam Boiler | 2 | 1990 | 2 | Steam | 2 | No | 0 | Zone 5 | 2 | NYS Electric and Gas | 9.6622 | 3 | Lowest Emissions | 4 | Not NYC |  | 0 | 65
The New School | 66 West 12th Street | New York | Manhattan | Manhattan | NYC | Colleges & Universities | 40.7355 | -73.9971 | 2 | 0 | 1 | 172639.8821 | 19434.6066 | 11871.5307 | 3 | 1931 |  | 4 |  | 0 | Yes | 4 |  | 0 | Very Limited | 0 | Oil | 4 | Steam Boiler | 2 | 2010 | 1 | Steam | 2 | No | 0 | Zone 4 | 4 | Consolidated Edison | 20.1572 | 0 | Low Emissions | 2 | NYC Oil |  | 4 | 65
NAVSUBASE New London Mitchel Manor 1 |  | Hempstead | Nassau | Downstate/LI/HV | Not NYC | Military | 41.3885 | -72.086 | 3 | 2 | 3 | 44759.2452 | 6517.5743 | 3077.8563 | 1 | 1900 |  | 4 | Y | 4 | No | 0 |  | 0 | Plentiful | 4 | Dual Fuel | 3 | Steam Boiler | 2 | 1990 | 2 | Steam | 2 | No | 0 | Zone 4 | 4 | Long Island Power Authority | 18.8148 | 1 | Highest Emissions | 1 | Not NYC |  | 0 | 65
Collins Correctional Facility | P.O. BOX 490, Middle Rd | Collins | Erie | Upstate | Not NYC | Correctional Facilities | 42.4906 | -78.9329 | 3 | 1 | 1 | 40068.1985 | 21981.8589 | 2755.2779 | 1 | 1982 |  | 1 | Y | 4 | No | 0 |  | 0 | Plentiful | 4 | Natural Gas | 2 | Furnace | 3 | 1990 | 2 | Forced Air | 4 | No | 0 | Zone 5 | 2 | National Grid | 8.6003 | 4 | Lowest Emissions | 4 | Not NYC |  | 0 | 65
James J. Peters Veterans Affairs Medical Center | 130 West Kingsbridge Road | Bronx | Bronx | Downstate/LI/HV | NYC | Hospitals | 40.8675 | -73.9051 | 4 | 4 | 4 | 95459.2651 | 40150.2745 | 6564.2283 | 2 | 1905 |  | 4 |  | 0 | No | 0 |  | 0 | Sufficient | 2 | Dual Fuel | 3 | Steam Boiler | 2 | 1990 | 2 | Steam | 2 | No | 0 | Zone 4 | 4 | Consolidated Edison | 20.1572 | 0 | Low Emissions | 2 | NYC Dual Fuel | Y | 0 | 64
Brooklyn Hospital Center | 121 DeKalb Ave | Brooklyn | Brooklyn | Downstate/LI/HV | NYC | Hospitals | 40.6909 | -73.978 | 4 | 4 | 4 | 109851.5851 | 46203.7005 | 7553.9119 | 3 | 1982 |  | 1 |  | 0 | No | 0 |  | 0 | Limited | 1 | Natural Gas | 2 | HW Boiler | 4 | 1990 | 2 | Hydronic | 4 | No | 0 | Zone 4 | 4 | Consolidated Edison | 20.1572 | 0 | Low Emissions | 2 | NYC Natural Gas | Y | 0 | 64
Ira Davenport Memorial Hospital | 7571 State Route 54 | Bath | Steuben | Upstate | Not NYC | Hospitals | 42.369 | -77.2854 | 4 | 4 | 4 | 39138.0371 | 17066.0046 | 2691.3156 | 1 | 1937 | 2013 | 0 |  | 0 | No | 0 |  | 0 | Plentiful | 4 | Dual Fuel | 3 | Steam Boiler | 2 | 1990 | 2 | Steam | 2 | No | 0 | Zone 6 | 1 | NYS Electric and Gas | 9.6622 | 3 | Lowest Emissions | 4 | Not NYC |  | 0 | 64
Brookhaven Memorial Hospital Medical Center | 101 Hospital Road | Patchogue | Suffolk | Downstate/LI/HV | Not NYC | Hospitals | 40.7777 | -72.9778 | 4 | 4 | 4 | 34491.2759 | 15039.8005 | 2371.7824 | 1 | 1956 |  | 3 |  | 0 | No | 0 | https://buffalonews.com/business/local/st-bonaventure-pursues-25m-campus-renovation-and-expansion-project/article_39db5b3c-8eae-11ec-86d7-ff1f561d5c5a.html | 4 | Sufficient | 0 | Dual Fuel | 3 | Steam Boiler | 2 | 1990 | 2 | Forced Air | 4 | No | 0 | Zone 4 | 4 | Long Island Power Authority | 18.8148 | 1 | Highest Emissions | 1 | Not NYC |  | 0 | 64
Siena College | 515 Loudon Rd | Loudonville | Albany | Downstate/LI/HV | Not NYC | Colleges & Universities | 42.7176 | -73.7526 | 2 | 0 | 1 | 53608.2645 | 6034.8485 | 3686.3565 | 2 | 1938 |  | 4 |  | 0 | Yes | 4 |  | 0 | Plentiful | 4 | Natural Gas | 2 | Steam Boiler | 2 | 1990 | 2 | Steam | 2 | No | 0 | Zone 5 | 2 | National Grid | 8.6003 | 4 | Lowest Emissions | 4 | Not NYC |  | 0 | 64
Union College | 807 Union St | Schenectady | Schenectady | Upstate | Not NYC | Colleges & Universities | 42.8181 | -73.9288 | 2 | 0 | 1 | 37672.0197 | 4240.856 | 2590.5054 | 1 | 1875 |  | 4 |  | 0 | Yes | 4 |  | 0 | Plentiful | 4 | Natural Gas | 2 | District Steam (CHP) | 3 | 2016 | 1 | Steam | 2 | Steam | 1 | Zone 5 | 2 | National Grid | 8.6003 | 4 | Lowest Emissions | 4 | Not NYC |  | 0 | 64
Dominican College of Blauvelt | 470 Western Highway | Orangeburg | Rockland | Downstate/LI/HV | Not NYC | Colleges & Universities | 41.0474 | -73.9506 | 2 | 0 | 1 | 32470.7219 | 3655.3298 | 2232.8396 | 1 | 1952 |  | 3 |  | 0 | Yes | 4 |  | 0 | Plentiful | 4 | Dual Fuel | 3 | Furnace | 3 | 1990 | 2 | Forced Air | 4 | No | 0 | Zone 5 | 2 | Orange and Rockland Utilities | 13.6883 | 2 | Lowest Emissions | 4 | Not NYC |  | 0 | 64
Independence Plaza North Apartments | 310 Greenwich Street | New York | Manhattan | Manhattan | NYC | Multifamily Housing | 40.7176 | -74.011 | 3 | 2 | 3 | 121181.316 | 3269.3922 | 8332.9976 | 3 | 1975 |  | 3 |  | 0 | No | 0 |  | 0 | Very Limited | 0 | Dual Fuel | 3 | Steam Boiler | 2 | 1990 | 2 | Steam | 2 | No | 0 | Zone 4 | 4 | Consolidated Edison | 20.1572 | 0 | Low Emissions | 2 | NYC Dual Fuel |  | 3 | 64
Village View | 40 First Avenue | Manhattan | Manhattan | Manhattan | NYC | Multifamily Housing | 40.7241 | -73.9873 | 3 | 2 | 3 | 119170.4667 | 2557.8987 | 8194.7221 | 3 | 1964 |  | 3 |  | 0 | No | 0 |  | 0 | Sufficient | 0 | Dual Fuel | 3 | Steam Boiler | 2 | 1990 | 2 | Steam | 2 | No | 0 | Zone 4 | 4 | Consolidated Edison | 20.1572 | 0 | Low Emissions | 2 | NYC Dual Fuel |  | 3 | 64
Taxation and Finance Department, New York State | State Campus Bldg 8 | Albany | Albany | Downstate/LI/HV | Not NYC | Office | 42.6734 | -73.8127 | 0 | 1 | 2 | 42919.0168 | 18752.3089 | 2951.3136 | 1 | 1964 |  | 3 | Y | 4 | No | 0 |  | 0 | Sufficient | 2 | Dual Fuel | 3 | Furnace | 3 | 1990 | 2 | Forced Air | 4 | No | 0 | Zone 5 | 2 | National Grid | 8.6003 | 4 | Lowest Emissions | 4 | Not NYC |  | 0 | 64
Taxation and Finance Department, New York State | State Campus Bldg 9 | Albany | Albany | Downstate/LI/HV | Not NYC | Office | 42.6734 | -73.8127 | 0 | 1 | 2 | 37554.1397 | 16408.2703 | 2582.3994 | 1 | 1961 |  | 3 | Y | 4 | No | 0 |  | 0 | Sufficient | 2 | Dual Fuel | 3 | Furnace | 3 | 1990 | 2 | Forced Air | 4 | No | 0 | Zone 5 | 2 | National Grid | 8.6003 | 4 | Lowest Emissions | 4 | Not NYC |  | 0 | 64
Gouverneur Correctional Facility | 112 Scotch Settlement Rd | Gouverneur | St. Lawrence | Upstate | Not NYC | Correctional Facilities | 44.343 | -75.4429 | 3 | 1 | 1 | 36927.8204 | 20259.0126 | 2539.3307 | 1 | 1990 |  | 1 | Y | 4 | No | 0 |  | 0 | Plentiful | 4 | Natural Gas | 2 | Furnace | 3 | 1990 | 2 | Forced Air | 4 | No | 0 | Zone 6 | 1 | National Grid | 8.6003 | 4 | Lowest Emissions | 4 | Not NYC |  | 0 | 64
Cayuga Correctional Facility | 2202 State Route 38A | Moravia | Cayuga | Upstate | Not NYC | Correctional Facilities | 42.724 | -76.3983 | 3 | 1 | 1 | 35036.0263 | 19221.1533 | 2409.242 | 1 | 1926 |  | 4 | Y | 4 | No | 0 |  | 0 | Plentiful | 4 | Dual Fuel | 3 | Steam Boiler | 2 | 1990 | 2 | Steam | 2 | No | 0 | Zone 5 | 2 | NYS Electric and Gas | 9.6622 | 3 | Lowest Emissions | 4 | Not NYC |  | 0 | 64
Cape Vincent Correctional Facility | 36560 State Route 12E | Cape Vincent | Jefferson | Upstate | Not NYC | Correctional Facilities | 44.199 | -76.1942 | 3 | 1 | 1 | 32387.5146 | 17768.1504 | 2227.1179 | 1 | 1988 |  | 1 | Y | 4 | No | 0 |  | 0 | Plentiful | 4 | Natural Gas | 2 | Furnace | 3 | 1990 | 2 | Forced Air | 4 | No | 0 | Zone 6 | 1 | National Grid | 8.6003 | 4 | Lowest Emissions | 4 | Not NYC |  | 0 | 64
Riverview Correctional Facility | 1110 Tibbits Dr | Ogdensburg | St. Lawrence | Upstate | Not NYC | Correctional Facilities | 44.7183 | -75.4379 | 3 | 1 | 1 | 32274.0069 | 17705.8788 | 2219.3126 | 1 | 1988 |  | 1 | Y | 4 | No | 0 |  | 0 | Plentiful | 4 | Natural Gas | 2 | Furnace | 3 | 1990 | 2 | Forced Air | 4 | No | 0 | Zone 6 | 1 | National Grid | 8.6003 | 4 | Lowest Emissions | 4 | Not NYC |  | 0 | 64
SUNY College at Old Westbury | 223 Store Hill Rd | Old Westbury | Nassau | Downstate/LI/HV | Not NYC | Colleges & Universities | 40.799 | -73.5719 | 2 | 0 | 1 | 81592.2438 | 9185.0918 | 5610.6666 | 2 | 1971 | 2017 | 0 | Y | 4 | Yes | 4 | https://www.oldwestbury.edu/division/division-business-finance/capital-planning/current-projects | 4 | Plentiful | 4 | Natural Gas | 2 | CHP | 3 | 1990 | 2 | Forced Air | 4 | No | 0 | Zone 4 | 4 | Long Island Power Authority | 18.8148 | 1 | Highest Emissions | 1 | Not NYC |  | 0 | 64
Marcy Correctional Facility | 9000 Old River Rd | MARCY | Oneida | Upstate | Not NYC | Correctional Facilities | 43.1613 | -75.3065 | 3 | 1 | 1 | 43435.592 | 23829.2484 | 2986.8357 | 1 | 1989 |  | 1 | Y | 4 | No | 0 |  | 0 | Plentiful | 4 | Natural Gas | 2 | Furnace | 3 | 1990 | 2 | Hydronic | 4 | No | 0 | Zone 6 | 1 | National Grid | 8.6003 | 4 | Lowest Emissions | 4 | Not NYC |  | 0 | 64
Memorial Sloan-Kettering Cancer Center | 1275 York Ave | New York | Manhattan | Manhattan | NYC | Hospitals | 40.7642 | -73.9562 | 4 | 4 | 4 | 138048.7834 | 58063.4738 | 9492.884 | 3 | 1940 |  | 4 |  | 0 | No | 0 | https://www.mskcc.org/news-releases/msk-plans-new-pavilion-ensure-greater-access-care-all-people-new-york-and-beyond | 4 | Very Limited | 0 | Natural Gas | 2 | Steam Boiler | 2 | 1990 | 2 | Steam | 2 | No | 0 | Zone 4 | 4 | Consolidated Edison | 20.1572 | 0 | Low Emissions | 2 | NYC Natural Gas | Y | 0 | 63
Unity Plaza/Long Island Baptist House Campus | 360 Williams Avenue | Brooklyn | Brooklyn | Downstate/LI/HV | NYC | Multifamily Housing | 40.6669 | -73.8986 | 3 | 2 | 3 | 119724.6002 | 2523.9759 | 8232.8269 | 3 | 1948 |  | 3 | Y | 4 | No | 0 |  | 0 | Sufficient | 0 | Dual Fuel | 3 | Furnace | 3 | 1990 | 2 | Forced Air | 4 | No | 0 | Zone 4 | 4 | Consolidated Edison | 20.1572 | 0 | Low Emissions | 2 | NYC Dual Fuel | Y | 0 | 63
LIU Post | 720 Northern Blvd | Brookville | Nassau | Downstate/LI/HV | Not NYC | Colleges & Universities | 40.8207 | -73.5937 | 2 | 0 | 1 | 141232.6844 | 15899.001 | 9711.824 | 3 | 1954 |  | 3 |  | 0 | No | 0 |  | 0 | Plentiful | 4 | Dual Fuel | 3 | Furnace | 3 | 1990 | 2 | Forced Air | 4 | No | 0 | Zone 4 | 4 | Long Island Power Authority | 18.8148 | 1 | Highest Emissions | 1 | Not NYC |  | 0 | 63
Auburn Community Hospital | 17 Lansing Street | Auburn | Cayuga | Upstate | Not NYC | Hospitals | 42.9409 | -76.5649 | 4 | 4 | 4 | 41049.5208 | 17899.5004 | 2822.7582 | 1 | 1927 | 2017 | 0 |  | 0 | No | 0 | https://auburnpub.com/news/records/city-of-auburn-building-permits-march-6-2022/article_b7efd220-d75c-56fa-831e-6d491470a869.html#:~:text=%E2%80%A2%20Auburn%20Community%20Hospital%2C%20complete%20renovation%20of%20second,owner%20Frank%20Sigona%20at%2087%20Throop%20Ave.%2C%20%241%2C500. | 4 | Sufficient | 2 | Dual Fuel | 3 | Steam Boiler | 2 | 1990 | 2 | Steam | 2 | No | 0 | Zone 5 | 2 | NYS Electric and Gas | 9.6622 | 3 | Lowest Emissions | 4 | Not NYC |  | 0 | 63
Le Moyne College | 1419 Salt Springs Rd | Syracuse | Onondaga | Upstate | Not NYC | Colleges & Universities | 43.0492 | -76.0904 | 2 | 0 | 1 | 57014.8653 | 6418.3401 | 3920.6104 | 2 | 1946 |  | 3 |  | 0 | Yes | 4 |  | 0 | Plentiful | 4 | Natural Gas | 2 | Electric Heat Pump | 1 | 1995 | 2 | Forced Air | 4 | No | 0 | Zone 5 | 2 | National Grid | 8.6003 | 4 | Lowest Emissions | 0 | Not NYC |  | 0 | 63
Polytechnic Institute of New York University | Six Metrotech Ctr | Brooklyn | Brooklyn | Downstate/LI/HV | NYC | Colleges & Universities | 40.6943 | -73.9865 | 2 | 0 | 1 | 193187.9351 | 21825.6888 | 13284.5115 | 3 | 1957 |  | 3 |  | 0 | No | 0 |  | 0 | Limited | 1 | Dual Fuel | 3 | CHP | 3 | 2017 | 1 | Forced Air | 4 | No | 0 | Zone 4 | 4 | Consolidated Edison | 20.1572 | 0 | Low Emissions | 2 | NYC Dual Fuel |  | 3 | 63
4-00946-7501 (Multifamily Campus) | 24-50 78th St | Queens | Queens | Downstate/LI/HV | NYC | Multifamily Housing | 40.763 | -73.8908 | 3 | 2 | 3 | 69120.6208 | 150.3381 | 4753.0592 | 2 | 1925 |  | 4 |  | 0 | No | 0 |  | 0 | Very Limited | 0 | Dual Fuel | 3 | Steam Boiler | 2 | 1990 | 2 | Steam | 2 | No | 0 | Zone 4 | 4 | Consolidated Edison | 20.1572 | 0 | Low Emissions | 2 | NYC Dual Fuel |  | 3 | 63
London Terrace Towers | 435 West 23rd Street | New York | Manhattan | Manhattan | NYC | Multifamily Housing | 40.7472 | -74.0023 | 3 | 2 | 3 | 64127.3865 | 1696.6737 | 4409.7009 | 2 | 1934 |  | 4 |  | 0 | No | 0 |  | 0 | Very Limited | 0 | Dual Fuel | 3 | Steam Boiler | 2 | 1990 | 2 | Steam | 2 | No | 0 | Zone 4 | 4 | Consolidated Edison | 20.1572 | 0 | Low Emissions | 2 | NYC Dual Fuel |  | 3 | 63
Multifamily Campus | 1114 Avenue J | Brooklyn | Brooklyn | Downstate/LI/HV | NYC | Multifamily Housing | 40.6246 | -73.9648 | 3 | 2 | 3 | 54545.4 | 1343.8017 | 3750.7984 | 2 | 1920 |  | 4 |  | 0 | No | 0 |  | 0 | Very Limited | 0 | Dual Fuel | 3 | Steam Boiler | 2 | 1990 | 2 | Steam | 2 | No | 0 | Zone 4 | 4 | Consolidated Edison | 20.1572 | 0 | Low Emissions | 2 | NYC Dual Fuel |  | 3 | 63
Manhattan College | 4513 Manhattan College Parkway | Riverdale | Bronx | Downstate/LI/HV | NYC | Colleges & Universities | 40.8897 | -73.9027 | 2 | 0 | 1 | 34212.4933 | 3865.2063 | 2352.612 | 1 | 1923 | 2021 | 0 |  | 0 | Yes | 4 | https://manhattan.edu/news/archive/2021/04/manhattan-college-receives-5m-hecap-grant-leo-hall-renovations.php | 4 | Sufficient | 2 | Oil | 4 | Steam Boiler | 2 | 1980 | 2 | Steam | 2 | No | 0 | Zone 4 | 4 | Consolidated Edison | 20.1572 | 0 | Low Emissions | 2 | NYC Oil |  | 4 | 63
Suffolk County Community College | 533 College Rd | Selden | Suffolk | Downstate/LI/HV | Not NYC | Colleges & Universities | 40.849 | -73.0562 | 1 | 0 | 1 | 88923.9135 | 10010.4406 | 6114.8268 | 2 | 1961 |  | 3 | Y | 4 | No | 0 |  | 0 | Plentiful | 4 | Dual Fuel | 3 | Furnace | 3 | 1990 | 2 | Forced Air | 4 | No | 0 | Zone 4 | 4 | Long Island Power Authority | 18.8148 | 1 | Highest Emissions | 1 | Not NYC |  | 0 | 63
SUNY College of Technology at Canton | 34 Cornell Drive | Canton | St. Lawrence | Upstate | Not NYC | Colleges & Universities | 44.6041 | -75.1829 | 2 | 0 | 1 | 52843.8565 | 5948.7967 | 3633.7922 | 2 | 1906 |  | 4 | Y | 4 | No | 0 |  | 0 | Plentiful | 4 | Natural Gas | 2 | Steam Boiler | 2 | 1990 | 2 | Steam | 2 | No | 0 | Zone 6 | 1 | National Grid | 8.6003 | 4 | Lowest Emissions | 4 | Not NYC |  | 0 | 63
CUNY Lehman College | 250 Bedford Park Blvd W | Bronx | Bronx | Downstate/LI/HV | NYC | Colleges & Universities | 40.8732 | -73.8934 | 2 | 0 | 1 | 155532.4314 | 17571.5033 | 10695.1419 | 3 | 1931 |  | 4 | Y | 4 | Yes | 4 |  | 0 | Sufficient | 0 | Natural Gas | 2 | District Steam | 2 | 1990 | 2 | Steam | 2 | Steam | 1 | Zone 4 | 4 | Consolidated Edison | 20.1572 | 0 | Low Emissions | 2 | NYC Natural Gas |  | 2 | 63
CUNY John Jay College of Criminal Justice | 899 Tenth Ave | New York | Manhattan | Manhattan | NYC | Colleges & Universities | 40.7703 | -73.9882 | 2 | 0 | 1 | 174446.9698 | 19708.4009 | 11995.7946 | 3 | 1964 |  | 3 | Y | 4 | Yes | 4 |  | 0 | Sufficient | 0 | Dual Fuel | 3 | Steam Boiler | 2 | 1990 | 2 | Steam | 2 | No | 0 | Zone 4 | 4 | Consolidated Edison | 20.1572 | 0 | Low Emissions | 2 | NYC Dual Fuel |  | 3 | 63
SUNY Maritime College | 6 Pennyfield Avenue | Throggs Neck | Bronx | Downstate/LI/HV | NYC | Colleges & Universities | 40.8072 | -73.7953 | 2 | 0 | 1 | 29811.9115 | 3356.0193 | 2050.0073 | 1 | 1934 |  | 4 | Y | 4 | Yes | 4 | https://sucf.suny.edu/sites/default/files/docs/maritime.pdf | 4 | Suficient | 0 | Dual Fuel | 3 | Steam Boiler | 2 | 1990 | 2 | Steam | 2 | No | 0 | Zone 4 | 4 | Consolidated Edison | 20.1572 | 0 | Low Emissions | 2 | NYC Dual Fuel |  | 3 | 63
Brookdale Hospital Medical Center | Brookdale Hospital Medical Center | Brooklyn | Brooklyn | Downstate/LI/HV | NYC | Hospitals | 40.655 | -73.9124 | 4 | 4 | 4 | 215591.0788 | 90677.8506 | 14825.0571 | 4 | 1921 | 2004 | 0 |  | 0 | No | 0 |  | 0 | Sufficient | 2 | Dual Fuel | 3 | Steam Boiler | 2 | 1990 | 2 | Steam | 2 | No | 0 | Zone 4 | 4 | Consolidated Edison | 20.1572 | 0 | Low Emissions | 2 | NYC Dual Fuel | Y | 0 | 62
Jamaica Hospital Medical Center | 8900 Van Wyck Expy | Jamaica | Queens | Downstate/LI/HV | NYC | Hospitals | 40.7004 | -73.8166 | 4 | 4 | 4 | 124537.6259 | 52380.6658 | 8563.7932 | 3 | 1987 | 2017 | 0 |  | 0 | No | 0 |  | 0 | Limited | 1 | Dual Fuel | 3 | Steam Boiler | 2 | 1990 | 2 | Hydronic | 4 | No | 0 | Zone 4 | 4 | Consolidated Edison | 20.1572 | 0 | Low Emissions | 2 | NYC Dual Fuel | Y | 0 | 62
St. Mary's Hospital | 1300 Massachusetts Avenue | Troy | Rensselaer | Upstate | Not NYC | Hospitals | 42.7435 | -73.6758 | 4 | 4 | 4 | 49768.4947 | 21701.3785 | 3422.3159 | 1 | 1850 | 2020 | 0 |  | 0 | No | 0 |  | 0 | Plentiful | 4 | Dual Fuel | 3 | Electric Heat Pump | 1 | 1990 | 2 | Steam | 2 | No | 0 | Zone 5 | 2 | National Grid | 8.6003 | 4 | Lowest Emissions | 0 | Not NYC |  | 0 | 62
Burke Rehabilitation Hospital | 785 Mamaroneck Avenue | White Plains | Westchester | Downstate/LI/HV | Not NYC | Hospitals | 41.0147 | -73.7553 | 4 | 4 | 4 | 30946.4439 | 13494.0889 | 2128.0231 | 1 | 1915 | 2021 | 0 |  | 0 | No | 0 |  | 0 | Plentiful | 4 | Natural gas | 2 | CHP | 3 | 1990 | 2 | Steam | 2 | Steam | 1 | Zone 4 | 4 | Consolidated Edison | 20.1572 | 0 | Low Emissions | 2 | Not NYC |  | 0 | 62
Franklin Plaza (WW) - Compliance | 2085-2086 2nd Ave | Manhattan | Manhattan | Manhattan | NYC | Multifamily Housing | 40.7916 | -73.9422 | 3 | 2 | 3 | 188010.4992 | 4758.7886 | 12928.4867 | 3 | 1960 | 2013 | 0 |  | 0 | No | 0 |  | 0 | Limited | 1 | Dual Fuel | 3 | Disrtict Steam | 1 | 2013 | 1 | Steam | 2 | Steam | 1 | Zone 4 | 4 | Consolidated Edison | 20.1572 | 0 | Low Emissions | 2 | NYC Dual Fuel |  | 3 | 62
Utica College | 1600 Burrstone Rd | Utica | Oneida | Upstate | Not NYC | Colleges & Universities | 43.0962 | -75.2729 | 2 | 0 | 1 | 87375.1564 | 9836.0922 | 6008.3269 | 2 | 1961 | 2021 | 0 |  | 0 | Yes | 4 |  | 0 | Plentiful | 4 | Natural Gas | 2 | Furnace | 3 | 1990 | 2 | Forced Air | 4 | No | 0 | Zone 6 | 1 | National Grid | 8.6003 | 4 | Lowest Emissions | 4 | Not NYC |  | 0 | 62
Coxsackie Correctional Facility | 11260 Route 9W | Coxsackie | Greene | Downstate/LI/HV | Not NYC | Correctional Facilities | 42.3491 | -73.8484 | 3 | 1 | 1 | 34090.1292 | 18702.2237 | 2344.1977 | 1 | 1935 |  | 4 | Y | 4 | No | 0 |  | 0 | Plentiful | 4 | Dual Fuel | 3 | Steam Boiler | 2 | 1990 | 2 | Steam | 2 | No | 0 | Zone 5 | 2 | Central Hudson Gas and Electric | 13.2296 | 2 | Lowest Emissions | 4 | Not NYC |  | 0 | 62
Wende Correctional Facility | 3040 Wende Rd | Alden | Erie | Upstate | Not NYC | Correctional Facilities | 42.9318 | -78.5401 | 3 | 1 | 1 | 32992.8887 | 18100.2653 | 2268.7463 | 1 | 1983 | 2008 | 0 | Y | 4 | No | 0 |  | 0 | Plentiful | 4 | Dual Fuel | 3 | Steam Boiler | 2 | 1987 | 2 | Forced Air | 4 | No | 0 | Zone 5 | 2 | NYS Electric and Gas | 9.6622 | 3 | Lowest Emissions | 4 | Not NYC |  | 0 | 62
Washington Correctional Facility | 72 Lock 11 Lane | Comstock | Washington | Upstate | Not NYC | Correctional Facilities | 43.4643 | -73.434 | 3 | 1 | 1 | 32841.5452 | 18017.2366 | 2258.3392 | 1 | 1985 |  | 1 | Y | 4 | No | 0 |  | 0 | Plentiful | 4 | Oil | 4 | Steam Boiler | 2 | 1990 | 2 | Steam | 2 | No | 0 | Zone 5 | 2 | National Grid | 8.6003 | 4 | Lowest Emissions | 4 | Not NYC |  | 0 | 62
SUNY at Purchase College | 735 Anderson Hill Rd | Purchase | Westchester | Downstate/LI/HV | Not NYC | Colleges & Universities | 41.0472 | -73.702 | 2 | 0 | 1 | 69245.3931 | 7795.1685 | 4761.6391 | 2 | 1967 |  | 3 | Y | 4 | Yes | 4 | https://www.purchase.edu/live/news/6346-combined-heat-and-power-energy-storage-project | 4 | Plentiful | 4 | Natural Gas | 2 | Steam Boiler | 2 | 1990 | 2 | Steam | 2 | No | 0 | Zone 4 | 4 | Consolidated Edison | 20.1572 | 0 | Low Emissions | 2 | Not NYC |  | 0 | 62
Mount Sinai Hospital | 1000 10th Avenue | New York | Manhattan | Manhattan | NYC | Hospitals | 40.79 | -73.9527 | 4 | 4 | 4 | 302826.1611 | 127369.0245 | 20823.7519 | 4 | 1852 | 1904 | 4 |  | 0 | No | 0 |  | 0 | Very Limited | 0 | Natural Gas | 2 | CHP | 3 | 2013 | 1 | Steam | 2 | No | 0 | Zone 4 | 4 | Consolidated Edison | 20.1572 | 0 | Low Emissions | 2 | NYC Natural Gas | Y | 0 | 61
Interfaith Medical Center | 1545 Atlantic Avenue | Brooklyn | Brooklyn | Downstate/LI/HV | NYC | Hospitals | 40.678 | -73.9375 | 4 | 4 | 4 | 76733.5578 | 33459.4002 | 5276.5605 | 2 | 1928 |  | 4 |  | 0 | No | 0 |  | 0 | Sufficient | 2 | Natural Gas | 2 | CHP | 3 | 2018 | 1 | Steam | 2 | No | 0 | Zone 4 | 4 | Consolidated Edison | 20.1572 | 0 | Low Emissions | 2 | NYC Natural Gas | Y | 0 | 61
NYU Langone Hospitals | 550 First Avenue | New York | Manhattan | Manhattan | NYC | Hospitals | 40.7429 | -73.974 | 4 | 4 | 4 | 291157.6656 | 126958.2844 | 20021.3712 | 4 | 1900 |  | 4 |  | 0 | No | 0 |  | 0 | Very Limited | 0 | Natural Gas | 2 | CHP | 3 | 2016 | 1 | Steam | 2 | No | 0 | Zone 4 | 4 | Consolidated Edison | 20.1572 | 0 | Low Emissions | 2 | NYC Natural Gas | Y | 0 | 61
St. Joseph's Hospital Health Center | 301 Prospect Avenue | Syracuse | Onondaga | Upstate | Not NYC | Hospitals | 43.0557 | -76.1495 | 4 | 4 | 4 | 116662.5936 | 50870.317 | 8022.2689 | 3 | 1869 | 2012 | 0 |  | 0 | No | 0 |  | 0 | Limited | 1 | Natural Gas | 2 | CHP | 3 | 2014 | 1 | Steam | 2 | No | 0 | Zone 5 | 2 | National Grid | 8.6003 | 4 | Lowest Emissions | 4 | Not NYC |  | 0 | 61
Mount Saint Mary College | 330 Powell Avenue | Newburgh | Orange | Downstate/LI/HV | Not NYC | Colleges & Universities | 41.5139 | -74.0127 | 2 | 0 | 1 | 39300.5411 | 4424.1837 | 2702.4901 | 1 | 1960 | 2008 | 0 |  | 0 | No | 0 | https://www.msmc.edu/msmc-magazine/bringing-service-home/ | 4 | Plentiful | 4 | Dual Fuel | 3 | Steam Boiler | 2 | 1990 | 2 | Forced Air | 4 | No | 0 | Zone 5 | 2 | National Grid | 8.6003 | 4 | Lowest Emissions | 4 | Not NYC |  | 0 | 61
Brunswick Psych Center | 81 Louden Avenue | Amityville | Suffolk | Downstate/LI/HV | Not NYC | Hospitals | 40.6849 | -73.4213 | 4 | 4 | 4 | 37063.8015 | 16161.5413 | 2548.6814 | 1 | 1978 | 2016 | 0 |  | 0 | No | 0 |  | 0 | Sufficient | 2 | Dual Fuel | 3 | Furnace | 3 | 1990 | 2 | Forced Air | 4 | No | 0 | Zone 4 | 4 | Long Island Power Authority | 18.8148 | 1 | Highest Emissions | 1 | Not NYC |  | 0 | 61
Cortland Regional Medical Center | 134 Homer Avenue | Cortland | Cortland | Upstate | Not NYC | Hospitals | 42.6086 | -76.1863 | 4 | 4 | 4 | 32870.9879 | 14333.2796 | 2260.3638 | 1 | 1891 |  | 4 |  | 0 | No | 0 |  | 0 | Sufficient | 0 | Dual Fuel | 3 | Steam Boiler | 2 | 2014 | 1 | Steam | 2 | No | 0 | Zone 5 | 2 | National Grid | 8.6003 | 4 | Lowest Emissions | 4 | Not NYC |  | 0 | 61
Guthrie Corning Hospital | One Guthrie Drive | Corning | Steuben | Upstate | Not NYC | Hospitals | 42.1412 | -77.0476 | 4 | 4 | 4 | 26174.0645 | 11413.1095 | 1799.8518 | 1 | 1900 | 2014 | 0 |  | 0 | No | 0 |  | 0 | Plentiful | 4 | Natural gas | 2 | CHP | 3 | 2014 | 1 | Steam | 2 | No | 0 | Zone 6 | 1 | NYS Electric and Gas | 9.6622 | 3 | Lowest Emissions | 4 | Not NYC |  | 0 | 61
Cold Spring Hills Center for Nursing & Rehab | 378 Syosset Woodbury Rd | Woodbury | Orange | Downstate/LI/HV | Not NYC | Nursing Homes | 40.8256 | -73.47 | 4 | 3 | 4 | 25188.8649 | 9851.0907 | 1732.1049 | 1 | 1868 |  | 4 |  | 0 | No | 0 |  | 0 | Sufficient | 2 | Dual Fuel | 3 | Steam Boiler | 2 | 1990 | 2 | Steam | 2 | No | 0 | Zone 5 | 2 | Long Island Power Authority | 18.8148 | 1 | Lowest Emissions | 4 | Not NYC |  | 0 | 61
Hobart William Smith Colleges | 337 Pulteney Street | Geneva | Ontario | Upstate | Not NYC | Colleges & Universities | 42.8581 | -76.9855 | 2 | 0 | 1 | 37289.8157 | 4197.8301 | 2564.2232 | 1 | 1822 |  | 4 |  | 0 | Yes | 4 |  | 0 | Plentiful | 4 | Dual Fuel | 3 | Steam Boiler | 2 | 1990 | 2 | Steam | 2 | No | 0 | Zone 5 | 2 | NYS Electric and Gas | 9.6622 | 3 | Lowest Emissions | 4 | Not NYC |  | 0 | 61
Lefrak City Section 2/3, Part 1 | 97-05 Horace Harding Expressway | Queens | Queens | Downstate/LI/HV | NYC | Multifamily Housing | 40.7352 | -73.8625 | 3 | 2 | 3 | 66318.1219 | 2178.3845 | 4560.3461 | 2 | 1963 | 2017 | 0 |  | 0 | No | 0 |  | 0 | Sufficient | 2 | Natural Gas | 2 | Steam Boiler | 2 | 1990 | 2 | Forced Air | 4 | No | 0 | Zone 4 | 4 | Consolidated Edison | 20.1572 | 0 | Low Emissions | 2 | NYC Natural Gas |  | 2 | 61
Lefrak City Section 1 | 5705 JUNCTION BLVD | Queens | Queens | Downstate/LI/HV | NYC | Multifamily Housing | 40.7363 | -73.8655 | 3 | 2 | 3 | 59409.8853 | 1595.3794 | 4085.3033 | 2 | 1962 | 2017 | 0 |  | 0 | No | 0 |  | 0 | Sufficient | 2 | Natural Gas | 2 | Steam Boiler | 2 | 1990 | 2 | Forced Air | 4 | No | 0 | Zone 4 | 4 | Consolidated Edison | 20.1572 | 0 | Low Emissions | 2 | NYC Natural Gas |  | 2 | 61
Kips Bay Court - Pinnacle City - 460-520 2nd Avenue | 460-520 2nd Avenue | New York | Manhattan | Manhattan | NYC | Multifamily Housing | 40.7402 | -73.9788 | 3 | 2 | 3 | 56651.7749 | 2445.6435 | 3895.6426 | 2 | 1975 |  | 3 |  | 0 | No | 0 |  | 0 | Very Limited | 0 | Dual Fuel | 3 | Steam Boiler | 2 | 1990 | 2 | Steam | 2 | No | 0 | Zone 4 | 4 | Consolidated Edison | 20.1572 | 0 | Low Emissions | 2 | NYC Dual Fuel |  | 3 | 61
Nazareth College | 4245 East Ave | Rochester | Monroe | Upstate | Not NYC | Colleges & Universities | 43.1016 | -77.5186 | 2 | 0 | 1 | 48190.9383 | 5425.0033 | 3313.8357 | 1 | 1924 |  | 4 | Y | 4 | No | 0 |  | 0 | Plentiful | 4 | Dual Fuel | 3 | Steam Boiler | 2 | 1990 | 2 | Steam | 2 | No | 0 | Zone 5 | 2 | Rochester Gas and Electric | 10.8839 | 3 | Lowest Emissions | 4 | Not NYC |  | 0 | 61
Eastern NY Correctional Facility | 30 Institution Rd | Napanoch | Ulster | Downstate/LI/HV | Not NYC | Correctional Facilities | 41.7427 | -74.3642 | 3 | 1 | 1 | 34052.2934 | 18681.4665 | 2341.5959 | 1 | 1900 |  | 4 | Y | 4 | No | 0 |  | 0 | Plentiful | 4 | Dual Fuel | 3 | Steam Boiler | 2 | 1990 | 2 | Steam | 2 | No | 0 | Zone 6 | 1 | Central Hudson Gas and Electric | 13.2296 | 2 | Lowest Emissions | 4 | Not NYC |  | 0 | 61
FCI Ray Brook | 128 Ray Brook Rd | Ray Brook | Essex | Upstate | Not NYC | Correctional Facilities | 44.2942 | -74.0998 | 3 | 1 | 1 | 27658.0294 | 15173.5022 | 1901.8963 | 1 | 1932 | 1980 | 2 | Y | 4 | No | 0 |  | 0 | Plentiful | 4 | Dual Fuel | 3 | Steam Boiler | 2 | 1990 | 2 | Steam | 2 | No | 0 | Zone 6 | 1 | National Grid | 8.6003 | 4 | Lowest Emissions | 4 | Not NYC |  | 0 | 61
CUNY New York City College of Technology | 300 Jay St | Brooklyn | Brooklyn | Downstate/LI/HV | NYC | Colleges & Universities | 40.6955 | -73.9876 | 2 | 0 | 1 | 154232.7821 | 17424.6736 | 10605.7719 | 3 | 1946 |  | 3 | Y | 4 | Yes | 4 |  | 0 | Very Limited | 0 | Natural Gas | 2 | District Steam | 2 | 1990 | 2 | Steam | 2 | Steam | 1 | Zone 4 | 4 | Consolidated Edison | 20.1572 | 0 | Low Emissions | 2 | NYC Natural Gas |  | 2 | 61
Vladeck/Vladeck II Campus | 70 Gouverneur Street | Manhattan | Manhattan | Manhattan | NYC | Multifamily Housing | 40.7118 | -73.9834 | 3 | 2 | 3 | 199907.1307 | 4306.2405 | 13746.555 | 3 | 1940 |  | 4 | Y | 4 | No | 0 |  | 0 | Very Limited | 0 | Natural Gas | 2 | District Steam | 2 | 1990 | 2 | Steam | 2 | Steam | 1 | Zone 4 | 4 | Consolidated Edison | 20.1572 | 0 | Low Emissions | 2 | NYC Natural Gas | Y | 0 | 60
Clarkson University - Potsdam (Main) | 8 Clarkson Ave | Potsdam | St. Lawrence | Upstate | Not NYC | Colleges & Universities | 44.6627 | -74.9994 | 2 | 0 | 1 | 70342.1524 | 7918.6341 | 4837.0574 | 2 | 1896 |  | 4 |  | 0 | No | 0 |  | 0 | Plentiful | 4 | Natural Gas | 2 | District Steam (CHP) | 3 | 1990 | 2 | Steam | 2 | No | 0 | Zone 6 | 1 | National Grid | 8.6003 | 4 | Lowest Emissions | 4 | Not NYC |  | 0 | 60
St. Joseph's College-Long Island | 155 W Roe Blvd | Patchogue | Suffolk | Downstate/LI/HV | Not NYC | Colleges & Universities | 40.7759 | -73.0247 | 2 | 0 | 1 | 65905.2625 | 7419.1597 | 4531.956 | 2 | 1979 |  | 3 |  | 0 | No | 0 |  | 0 | Plentiful | 4 | Dual Fuel | 3 | Furnace | 3 | 1990 | 2 | Forced Air | 4 | No | 0 | Zone 4 | 4 | Long Island Power Authority | 18.8148 | 1 | Highest Emissions | 1 | Not NYC |  | 0 | 60
John T. Mather Memorial Hospital | 75 North Country Road | Port Jefferson | Suffolk | Downstate/LI/HV | Not NYC | Hospitals | 40.9383 | -73.0534 | 4 | 4 | 4 | 37450.6237 | 16330.2138 | 2575.2811 | 1 | 1929 | 2020 | 0 |  | 0 | No | 0 |  | 0 | Plentiful | 4 | Dual Fuel | 3 | Steam Boiler | 2 | 1990 | 2 | Steam | 2 | No | 0 | Zone 4 | 4 | Long Island Power Authority | 18.8148 | 1 | Highest Emissions | 1 | Not NYC |  | 0 | 60
Saint John Fisher College | 3690 East Ave | Rochester | Monroe | Upstate | Not NYC | Colleges & Universities | 43.1163 | -77.5131 | 2 | 0 | 1 | 62747.9252 | 7063.7284 | 4314.8426 | 2 | 1955 |  | 3 |  | 0 | Yes | 4 |  | 0 | Plentiful | 4 | Natural Gas | 2 | Steam Boiler | 2 | 1990 | 2 | Steam | 2 | No | 0 | Zone 5 | 2 | Rochester Gas and Electric | 10.8839 | 3 | Lowest Emissions | 4 | Not NYC |  | 0 | 60
Village East Towers | 411 E 10th Street | New York | Manhattan | Manhattan | NYC | Multifamily Housing | 40.7258 | -73.9762 | 3 | 2 | 3 | 73491.9245 | 1493.3519 | 5053.6506 | 2 | 1950 |  | 3 |  | 0 | No | 0 |  | 0 | Sufficient | 2 | Natural Gas | 2 | CHP | 3 | 2019 | 1 | Steam | 2 | No | 0 | Zone 4 | 4 | Consolidated Edison | 20.1572 | 0 | Low Emissions | 2 | NYC Natural Gas |  | 2 | 60
Berkeley College-New York | 3 East 43 Street | New York | Manhattan | Manhattan | NYC | Colleges & Universities | 40.7539 | -73.9795 | 2 | 0 | 1 | 71548.3996 | 8083.2848 | 4920.0047 | 2 | 1909 |  | 4 |  | 0 | No | 0 |  | 0 | Very Limited | 0 | Oil | 4 | Steam Boiler | 2 | 1990 | 2 | Steam | 2 | No | 0 | Zone 4 | 4 | Consolidated Edison | 20.1572 | 0 | Low Emissions | 2 | NYC Oil |  | 4 | 60
SUNY College at Oswego | 7060 State Route 104 | Oswego | Oswego | Upstate | Not NYC | Colleges & Universities | 43.4543 | -76.5408 | 2 | 0 | 1 | 133372.5762 | 15014.1643 | 9171.326 | 3 | 1913 | 2021 | 0 | Y | 4 | Yes | 4 | https://www.oswego.edu/news/story/suny-oswego-create-nation%E2%80%99s-premiere-broadcasting-and-graphic-design-facility#:~:text=SUNY%20Oswego%20officially%20launched%20this,Communication%2C%20Media%20and%20the%20Arts. | 4 | Plentiful | 4 | Electricity | 1 | Electric Heat Pump | 1 | 1990 | 2 | Steam | 2 | No | 0 | Zone 5 | 2 | National Grid | 8.6003 | 4 | Lowest Emissions | 0 | Not NYC |  | 0 | 60
Attica Correctional Facility | 639 Exchange Street | Attica | Wyoming | Upstate | Not NYC | Correctional Facilities | 42.8508 | -78.2758 | 3 | 1 | 1 | 76012.286 | 41701.1847 | 5226.9625 | 2 | 1931 | 2016 | 0 | Y | 4 | No | 0 |  | 0 | Plentiful | 4 | Dual Fuel | 3 | Steam Boiler | 2 | 1990 | 2 | Steam | 2 | No | 0 | Zone 6 | 1 | National Grid | 8.6003 | 4 | Lowest Emissions | 4 | Not NYC |  | 0 | 60
SUNY Farmingdale | 2350 Broadhollow Road | Farmingdale | Suffolk | Downstate/LI/HV | Not NYC | Colleges & Universities | 40.7542 | -73.4283 | 2 | 0 | 1 | 159096.5667 | 17909.9936 | 10940.2286 | 3 | 1914 | 2022 | 0 | Y | 4 | Yes | 4 |  | 0 | Plentiful | 4 | Natural Gas | 2 | District Steam | 2 | 1990 | 2 | Steam | 2 | Steam | 1 | Zone 4 | 4 | Long Island Power Authority | 18.8148 | 1 | Highest Emissions | 1 | Not NYC |  | 0 | 60
New York-Presbyterian Queens | 56-45 Main Street | Flushing | Queens | Downstate/LI/HV | NYC | Hospitals | 40.7475 | -73.8259 | 4 | 4 | 4 | 114449.5127 | 49905.3108 | 7870.0871 | 3 | 1957 | 2010 | 0 |  | 0 | No | 0 |  | 0 | Very Limited | 0 | Dual Fuel | 3 | Steam Boiler | 2 | 1990 | 2 | Forced Air | 4 | No | 0 | Zone 4 | 4 | Consolidated Edison | 20.1572 | 0 | Low Emissions | 2 | NYC Dual Fuel | Y | 0 | 59
Northport Veterans Affairs Medical Center | 79 Middleville Road | Northport | Suffolk | Downstate/LI/HV | Not NYC | Hospitals | 40.8991 | -73.306 | 4 | 4 | 4 | 70770.1304 | 30859.0685 | 4866.4872 | 2 | 1937 | 2018 | 0 |  | 0 | No | 0 |  | 0 | Plentiful | 4 | Natural Gas | 2 | Steam Boiler | 2 | 2018 | 1 | Steam | 2 | No | 0 | Zone 4 | 4 | Long Island Power Authority | 18.8148 | 1 | Highest Emissions | 1 | Not NYC |  | 0 | 59
Phelps Memorial Hospital Center | 701 North Broadway | Sleepy Hollow | Westchester | Downstate/LI/HV | Not NYC | Hospitals | 41.1077 | -73.8597 | 4 | 4 | 4 | 41494.5021 | 18093.5329 | 2853.3572 | 1 | 1951 | 2015 | 0 |  | 0 | No | 0 |  | 0 | Sufficient | 2 | Dual Fuel | 3 | Steam Boiler | 2 | 1990 | 2 | Hydronic | 4 | No | 0 | Zone 4 | 4 | Consolidated Edison | 20.1572 | 0 | Low Emissions | 2 | Not NYC |  | 0 | 59
294 Rt 100 | 294 Rt-100 | Somers | Westchester | Downstate/LI/HV | Not NYC | Office | 41.3076 | -73.6948 | 0 | 1 | 2 | 35460.3205 | 15493.4323 | 2438.4185 | 1 | 1983 |  | 1 |  | 0 | No | 0 |  | 0 | Plentiful | 4 | Natural Gas | 2 | HW Boiler | 4 | 1990 | 2 | Hydronic | 4 | No | 0 | Zone 4 | 4 | NYS Electric and Gas | 9.6622 | 3 | Low Emissions | 2 | Not NYC |  | 0 | 59
D'Youville College | 320 Porter Ave | Buffalo | Erie | Upstate | Not NYC | Colleges & Universities | 42.9026 | -78.8909 | 2 | 0 | 1 | 50201.6637 | 5651.3569 | 3452.1026 | 2 | 1908 | 2015 | 0 |  | 0 | Yes | 4 | http://www.dyc.edu/news/2013/0204_nyserda.aspx | 4 | Limited | 1 | Natural Gas | 2 | District HW | 4 | 1990 | 2 | Hydronic | 4 | No | 0 | Zone 5 | 2 | National Grid | 8.6003 | 4 | Lowest Emissions | 4 | Not NYC |  | 0 | 59
Daemen College | 4380 Main St | Amherst | Erie | Upstate | Not NYC | Colleges & Universities | 42.9656 | -78.7881 | 2 | 0 | 1 | 43787.2836 | 4929.2702 | 3011.0197 | 1 | 1947 | 2015 | 0 |  | 0 | Yes | 4 |  | 0 | Plentiful | 4 | Natural Gas | 2 | Steam Boiler | 2 | 1990 | 2 | Forced Air | 4 | No | 0 | Zone 5 | 2 | National Grid | 8.6003 | 4 | Lowest Emissions | 4 | Not NYC |  | 0 | 59
College of Mount Saint Vincent | 6301 Riverdale Ave | Bronx | Bronx | Downstate/LI/HV | NYC | Colleges & Universities | 40.9137 | -73.9089 | 2 | 0 | 1 | 31739.549 | 3573.0194 | 2182.5608 | 1 | 1848 |  | 4 |  | 0 | Yes | 4 | https://mountsaintvincent.edu/about/the-college/strategic-plan/ | 4 | Sufficient | 2 | Natural Gas | 2 | Steam Boiler | 2 | 1990 | 2 | Steam | 2 | No | 0 | Zone 4 | 4 | Consolidated Edison | 20.1572 | 0 | Low Emissions | 2 | NYC Natural Gas |  | 2 | 59
Wagner College | One Campus Rd | Staten Island | Staten Island | Downstate/LI/HV | NYC | Colleges & Universities | 40.6156 | -74.0929 | 2 | 0 | 1 | 37738.49 | 4248.3388 | 2595.0762 | 1 | 1921 | 2013 | 0 |  | 0 | Yes | 4 |  | 0 | Plentiful | 4 | Dual Fuel | 3 | Steam Boiler | 2 | 1990 | 2 | Steam | 2 | No | 0 | Zone 4 | 4 | Consolidated Edison | 20.1572 | 0 | Low Emissions | 2 | NYC Dual Fuel |  | 3 | 59
SUNY College at Plattsburgh | 101 Broad Street | Plattsburgh | Clinton | Upstate | Not NYC | Colleges & Universities | 44.6929 | -73.4665 | 2 | 0 | 1 | 95035.8539 | 10698.4806 | 6535.1125 | 2 | 1932 | 2017 | 0 | Y | 4 | No | 0 |  | 0 | Plentiful | 4 | Natural Gas | 2 | District Steam | 2 | 1990 | 2 | Steam | 2 | Steam | 1 | Zone 6 | 1 | Municipal Utility: PLATTSBURGH | 4.568 | 4 | Lowest Emissions | 4 | Not NYC |  | 0 | 59
United States Army Garrison Fort Hamilton | 114 White Ave | New York | Brooklyn | Downstate/LI/HV | NYC | Military | 40.6187 | -74.0332 | 3 | 2 | 3 | 61612.1808 | 14649.651 | 4236.7435 | 2 | 1931 | 2020 | 0 | Y | 4 | No | 0 |  | 0 | Sufficient | 2 | Natural Gas | 2 | Steam Boiler | 2 | 1990 | 2 | Steam | 2 | No | 0 | Zone 4 | 4 | Consolidated Edison | 20.1572 | 0 | Low Emissions | 2 | NYC Natural Gas |  | 2 | 59
Hospital for Special Surgery | 535 E 70th St | New York | Manhattan | Manhattan | NYC | Hospitals | 40.765 | -73.9526 | 4 | 4 | 4 | 55219.5134 | 23225.3895 | 3797.1536 | 2 | 1955 | 2011 | 0 |  | 0 | No | 0 | https://www.beckersspine.com/orthopedic/item/53827-12-story-hospital-for-special-surgery-project-to-boost-spine-orthopedic-care.html | 4 | Very Limited | 0 | Dual Fuel | 3 | District Steam | 2 | 1990 | 2 | Steam | 2 | Steam | 1 | Zone 4 | 4 | Consolidated Edison | 20.1572 | 0 | Low Emissions | 2 | NYC Dual Fuel | Y | 0 | 58
Mount Sinai Beth Israel | First Avenue and 16th Street | New York | Manhattan | Manhattan | NYC | Hospitals | 40.7327 | -73.9816 | 4 | 4 | 4 | 168579.2576 | 73508.3972 | 11592.3031 | 3 | 1910 |  | 4 |  | 0 | No | 0 |  | 0 | Very Limited | 0 | Natural Gas | 2 | CHP | 3 | 2013 | 1 | Steam | 2 | No | 0 | Zone 4 | 4 | Consolidated Edison | 20.1572 | 0 | Low Emissions | 2 | NYC Natural Gas | Y | 0 | 58
Kings County Hospital Center | Kings County Hospital Center | Brooklyn | Brooklyn | Downstate/LI/HV | NYC | Hospitals | 40.6567 | -73.944 | 4 | 4 | 4 | 176526.2103 | 74247.1229 | 12138.7729 | 3 | 1837 | 1997 | 2 | Y | 4 | No | 0 |  | 0 | Sufficient | 0 | Natural Gas | 2 | CHP | 3 | 2019 | 1 | Steam | 2 | No | 0 | Zone 4 | 4 | Consolidated Edison | 20.1572 | 0 | Low Emissions | 2 | NYC Natural Gas | Y | 0 | 58
St. Peter's Hospital | 315 South Manning Boulevard | Albany | Albany | Downstate/LI/HV | Not NYC | Hospitals | 42.6558 | -73.8051 | 4 | 4 | 4 | 83545.2308 | 36429.6064 | 5744.9632 | 2 | 1869 | 2014 | 0 |  | 0 | No | 0 |  | 0 | Sufficient | 0 | Dual Fuel | 3 | Steam Boiler | 2 | 1990 | 2 | Steam | 2 | No | 0 | Zone 5 | 2 | National Grid | 8.6003 | 4 | Lowest Emissions | 4 | Not NYC |  | 0 | 58
Niagara Falls Memorial Medical Center | 621 Tenth Street | Niagara Falls | Niagara | Upstate | Not NYC | Hospitals | 43.0935 | -79.0502 | 4 | 4 | 4 | 79585.6318 | 34703.0371 | 5472.6826 | 2 | 1895 | 2019 | 0 |  | 0 | No | 0 |  | 0 | Sufficient | 0 | Dual Fuel | 3 | Steam Boiler | 2 | 1990 | 2 | Steam | 2 | No | 0 | Zone 5 | 2 | National Grid | 8.6003 | 4 | Lowest Emissions | 4 | Not NYC |  | 0 | 58
Crouse Health | 736 Irving Avenue | Syracuse | Onondaga | Upstate | Not NYC | Hospitals | 43.0412 | -76.138 | 4 | 4 | 4 | 77654.4577 | 33860.9554 | 5339.8859 | 2 | 1929 | 2017 | 0 |  | 0 | No | 0 |  | 0 | Very Limited | 0 | Dual Fuel | 3 | Steam Boiler | 2 | 1990 | 2 | Steam | 2 | No | 0 | Zone 5 | 2 | National Grid | 8.6003 | 4 | Lowest Emissions | 4 | Not NYC |  | 0 | 58
Mercy Medical Center | 1000 North Village Avenue | Rockville Centre | Nassau | Downstate/LI/HV | Not NYC | Hospitals | 40.6859 | -73.6347 | 4 | 4 | 4 | 61189.7062 | 26681.5579 | 4207.6922 | 2 | 1941 |  | 4 |  | 0 | No | 0 |  | 0 | Sufficient | 0 | Natural Gas | 2 | CHP | 3 | 1990 | 2 | Steam | 2 | No | 0 | Zone 4 | 4 | Municipal Utility: ROCKVILLE CENTRE | 18.81 | 1 | Highest Emissions | 1 | Not NYC |  | 0 | 58
Northern Westchester Hospital | 400 East Main Street | Mount Kisco | Westchester | Downstate/LI/HV | Not NYC | Hospitals | 41.1967 | -73.7246 | 4 | 4 | 4 | 46250.2393 | 20167.2555 | 3180.3841 | 1 | 1916 |  | 4 |  | 0 | No | 0 |  | 0 | Limited | 1 | Dual Fuel | 3 | Steam Boiler | 2 | 1990 | 2 | Steam | 2 | No | 0 | Zone 4 | 4 | Consolidated Edison | 20.1572 | 0 | Low Emissions | 2 | Not NYC |  | 0 | 58
Our Lady of Lourdes Memorial Hospital, Inc. | 169 Riverside Drive | Binghamton | Broome | Upstate | Not NYC | Hospitals | 42.0925 | -75.9358 | 4 | 4 | 4 | 44842.1851 | 19553.2784 | 3083.5597 | 1 | 1925 | 2010 | 0 |  | 0 | No | 0 |  | 0 | Sufficient | 2 | Dual Fuel | 3 | Steam Boiler | 2 | 1990 | 2 | Steam | 2 | No | 0 | Zone 6 | 1 | NYS Electric and Gas | 9.6622 | 3 | Lowest Emissions | 4 | Not NYC |  | 0 | 58
St Bonaventure University | 3261 W. State Road | Saint Bonaventure | Cattaraugus | Upstate | Not NYC | Colleges & Universities | 42.0802 | -78.4811 | 2 | 0 | 1 | 34631.0053 | 3898.5196 | 2381.3909 | 1 | 1858 |  | 4 |  | 0 | No | 0 |  | 0 | Plentiful | 4 | Dual Fuel | 3 | Steam Boiler | 2 | 1990 | 2 | Steam | 2 | No | 0 | Zone 6 | 1 | National Grid | 8.6003 | 4 | Lowest Emissions | 4 | Not NYC |  | 0 | 58
Oswego Hospital | 110 West Sixth Street | Oswego | Oswego | Upstate | Not NYC | Hospitals | 43.4547 | -76.5165 | 4 | 4 | 4 | 30063.2562 | 13108.978 | 2067.291 | 1 | 1881 | 2021 | 0 |  | 0 | No | 0 |  | 0 | Limited | 1 | Dual Fuel | 3 | Steam Boiler | 2 | 1990 | 2 | Steam | 2 | No | 0 | Zone 5 | 2 | National Grid | 8.6003 | 4 | Lowest Emissions | 4 | Not NYC |  | 0 | 58
Kendal On Hudson | 1010 Kendal Way | Sleepy Hollow | Westchester | Downstate/LI/HV | Not NYC | Nursing Homes | 41.109 | -73.8665 | 4 | 3 | 4 | 27987.6276 | 10945.6564 | 1924.561 | 1 | 2005 | 2013 | 0 |  | 0 | No | 0 |  | 0 | Limited | 1 | Oil | 4 | HW Boiler | 4 | 1990 | 2 | Hydronic | 4 | No | 0 | Zone 4 | 4 | Consolidated Edison | 20.1572 | 0 | Low Emissions | 2 | Not NYC |  | 0 | 58
Waterside - 10-40 Waterside Plaza | 20 Waterside Plaza | New York | Manhattan | Manhattan | NYC | Multifamily Housing | 40.7374 | -73.9732 | 3 | 2 | 3 | 36864.2774 | 7847.1635 | 2534.9612 | 1 | 1973 |  | 3 |  | 0 | No | 0 |  | 0 | Very Limited | 0 | Dual Fuel | 3 | Steam Boiler | 2 | 1990 | 2 | Steam | 2 | No | 0 | Zone 4 | 4 | Consolidated Edison | 20.1572 | 0 | Low Emissions | 2 | NYC Dual Fuel |  | 3 | 58
Syracuse Veterans Affairs Medical Center | 800 Irving Avenue | Syracuse | Onondaga | Upstate | Not NYC | Hospitals | 43.0393 | -76.1382 | 4 | 4 | 4 | 46657.1413 | 20344.6837 | 3208.3646 | 1 | 1953 | 2013 | 0 |  | 0 | No | 0 |  | 0 | Very Limited | 0 | Natural Gas | 2 | CHP | 3 | 2017 | 1 | Hydronic | 4 | No | 0 | Zone 5 | 2 | National Grid | 8.6003 | 4 | Lowest Emissions | 4 | Not NYC |  | 0 | 58
SUNY College at Geneseo | 1 College Circle | Geneseo | Livingston | Upstate | Not NYC | Colleges & Universities | 42.7966 | -77.8219 | 2 | 0 | 1 | 93922.477 | 10573.1443 | 6458.5515 | 2 | 1867 | 2003 | 0 | Y | 4 | No | 0 |  | 0 | Plentiful | 4 | Natural Gas | 2 | District Steam | 2 | 1990 | 2 | Steam | 2 | Steam | 1 | Zone 5 | 2 | Rochester Gas and Electric | 10.8839 | 3 | Lowest Emissions | 4 | Not NYC |  | 0 | 58
Westchester Department of Correction | 10 Wood Rd | Valhalla | Westchester | Downstate/LI/HV | Not NYC | Correctional Facilities | 41.0848 | -73.8033 | 3 | 1 | 1 | 39614.168 | 21732.7727 | 2724.0566 | 1 | 1932 |  | 4 | Y | 4 | No | 0 |  | 0 | Plentiful | 4 | Dual Fuel | 3 | Steam Boiler | 2 | 1990 | 2 | Steam | 2 | No | 0 | Zone 4 | 4 | Consolidated Edison | 20.1572 | 0 | Low Emissions | 2 | Not NYC |  | 0 | 58
New York Department of Health | Empire State Plz | Albany | Albany | Downstate/LI/HV | Not NYC | Office | 42.6525 | -73.7566 | 0 | 1 | 2 | 27897.3609 | 12189.0008 | 1918.3538 | 1 | 1976 |  | 3 | Y | 4 | No | 0 |  | 0 | Very Limited | 0 | Dual Fuel | 3 | Furnace | 3 | 1990 | 2 | Forced Air | 4 | No | 0 | Zone 5 | 2 | National Grid | 8.6003 | 4 | Lowest Emissions | 4 | Not NYC |  | 0 | 58
CUNY Hunter College | 695 Park Ave | New York | Manhattan | Manhattan | NYC | Colleges & Universities | 40.7685 | -73.9652 | 2 | 0 | 1 | 219640.7258 | 24814.2314 | 15103.5299 | 4 | 1873 | 2010 | 0 | Y | 4 | Yes | 4 |  | 0 | Very Limited | 0 | Natural Gas | 2 | District Steam | 2 | 1990 | 2 | Steam | 2 | Steam | 1 | Zone 4 | 4 | Consolidated Edison | 20.1572 | 0 | Low Emissions | 2 | NYC Natural Gas |  | 2 | 58
Richmond University Medical Center | 355 Bard Ave | Staten Island | Staten Island | Downstate/LI/HV | NYC | Hospitals | 40.636 | -74.1055 | 4 | 4 | 4 | 112788.7933 | 47439.0935 | 7755.8882 | 3 | 1903 | 2018 | 0 |  | 0 | No | 0 | https://www.silive.com/entertainment/2020/11/richmond-university-medical-center-hosts-virtual-gala-to-support-new-emergency-department-construction.html#:~:text=RUMC%E2%80%99s%20new%2035%2C000%20square%20foot%2C%20two-story%20Emergency%20Department,pediatrics%20and%20urgent%20care%20on%20the%20ground%20floor. | 4 | Sufficient | 0 | Dual Fuel | 3 | Steam Boiler | 2 | 1990 | 2 | Steam | 2 | No | 0 | Zone 4 | 4 | Consolidated Edison | 20.1572 | 0 | Low Emissions | 2 | NYC Dual Fuel | Y | 0 | 57
NYU Langone Medical Center | NYU Langone Medical Center | New York | Manhattan | Manhattan | NYC | Hospitals | 40.7465 | -73.9719 | 4 | 4 | 4 | 236738.9775 | 99572.6807 | 16279.2862 | 4 | 1841 | 2018 | 0 |  | 0 | No | 0 |  | 0 | Very Limited | 0 | Natural Gas | 2 | District Steam (CHP) | 3 | 2016 | 1 | Steam | 2 | Steam | 1 | Zone 4 | 4 | Consolidated Edison | 20.1572 | 0 | Low Emissions | 2 | NYC Natural Gas | Y | 0 | 57
Betances IV/Betances V Campus | 480 East 143rd Street | Bronx | Bronx | Downstate/LI/HV | NYC | Multifamily Housing | 40.8112 | -73.9182 | 3 | 2 | 3 | 63015.8908 | 1446.2281 | 4333.2692 | 2 | 1972 | 2021 | 0 | Y | 4 | No | 0 | https://www.realestateindepth.com/news/nycha-and-hpd-finalize-deal-to-build-60m-bronx-affordable-housing-project/ | 4 | Very Limited | 0 | Dual Fuel | 3 | Steam Boiler | 2 | 1990 | 2 | Forced Air | 4 | No | 0 | Zone 4 | 4 | Consolidated Edison | 20.1572 | 0 | Low Emissions | 2 | NYC Dual Fuel | Y | 0 | 57
St John's University-New York | 8000 Utopia Pky | Queens | Queens | Downstate/LI/HV | NYC | Colleges & Universities | 40.7247 | -73.7924 | 2 | 0 | 1 | 580200.5647 | 65549.0053 | 39897.3212 | 4 | 1954 | 2008 | 0 |  | 0 | Yes | 4 | https://www.stjohns.edu/about/news/2022-01-04/st-johns-university-awarded-nyserda-funds-clean-energy-projects | 4 | Plentiful | 4 | Electricity | 1 | Electric Heat Pump | 1 | 2022 | 1 | Hydronic | 4 | No | 0 | Zone 4 | 4 | Consolidated Edison | 20.1572 | 0 | Low Emissions | 0 | NYC Electricity |  | 0 | 57
Glens Falls Hospital | 100 Park Street | Glens Falls | Warren | Upstate | Not NYC | Hospitals | 43.3073 | -73.6459 | 4 | 4 | 4 | 67507.5501 | 29436.4317 | 4642.1368 | 2 | 1897 | 2005 | 0 |  | 0 | No | 0 |  | 0 | Sufficient | 0 | Dual Fuel | 3 | Steam Boiler | 2 | 1990 | 2 | Steam | 2 | No | 0 | Zone 6 | 1 | National Grid | 8.6003 | 4 | Lowest Emissions | 4 | Not NYC |  | 0 | 57
Claxton-Hepburn Medical Center | 214 King Street | Ogdensburg | St. Lawrence | Upstate | Not NYC | Hospitals | 44.692 | -75.4996 | 4 | 4 | 4 | 30063.2562 | 13108.978 | 2067.291 | 1 | 1885 | 2021 | 0 |  | 0 | No | 0 |  | 0 | Limited | 1 | Dual Fuel | 3 | Steam Boiler | 2 | 1990 | 2 | Steam | 2 | No | 0 | Zone 6 | 1 | National Grid | 8.6003 | 4 | Lowest Emissions | 4 | Not NYC |  | 0 | 57
New York-Presbyterian/Hudson Valley Hospital | 1980 Crompond Road | Cortlandt Manor | Westchester | Downstate/LI/HV | Not NYC | Hospitals | 41.2916 | -73.8932 | 4 | 4 | 4 | 27078.6668 | 11807.5582 | 1862.0566 | 1 | 1966 | 2011 | 0 |  | 0 | No | 0 |  | 0 | Limited | 1 | Dual Fuel | 3 | Furnace | 3 | 1990 | 2 | Forced Air | 4 | No | 0 | Zone 4 | 4 | Consolidated Edison | 20.1572 | 0 | Low Emissions | 2 | Not NYC |  | 0 | 57
The College of Saint Rose | 432 Western Ave | Albany | Albany | Downstate/LI/HV | Not NYC | Colleges & Universities | 42.6643 | -73.7867 | 2 | 0 | 1 | 65290.4126 | 7349.9441 | 4489.676 | 2 | 1920 |  | 4 |  | 0 | Yes | 4 |  | 0 | Limited | 1 | Natural Gas | 2 | HW Boiler | 4 | 1990 | 2 | Steam | 2 | No | 0 | Zone 5 | 2 | National Grid | 8.6003 | 4 | Lowest Emissions | 4 | Not NYC |  | 0 | 57
Pace University-New York | 1 Pace Plaza | New York | Manhattan | Manhattan | NYC | Colleges & Universities | 40.711 | -74.0047 | 2 | 0 | 1 | 613121.8993 | 69268.3411 | 42161.1471 | 4 | 1966 | 2019 | 0 |  | 0 | Yes | 4 | https://www.pace.edu/new-york-city-master-plan | 4 | Limited | 1 | Natural Gas | 2 | Steam Boiler | 2 | 1990 | 2 | Steam | 2 | No | 0 | Zone 4 | 4 | Consolidated Edison | 20.1572 | 0 | Low Emissions | 2 | NYC Natural Gas |  | 2 | 57
River Park Residences | 30 Richman Plaza | Bronx | Bronx | Downstate/LI/HV | NYC | Multifamily Housing | 40.8522 | -73.9228 | 3 | 2 | 3 | 168976.1074 | 4149.5478 | 11619.5923 | 3 | 1975 | 2018 | 0 |  | 0 | No | 0 |  | 0 | Sufficient | 0 | Natural Gas | 2 | CHP | 3 | 2018 | 1 | Forced Air | 4 | No | 0 | Zone 4 | 4 | Consolidated Edison | 20.1572 | 0 | Low Emissions | 2 | NYC Natural Gas |  | 2 | 57
Manhattan Plaza | 400 W 43rd St | New York | Manhattan | Manhattan | NYC | Multifamily Housing | 40.759 | -73.9926 | 3 | 2 | 3 | 103196.1893 | 8805.3373 | 7096.2556 | 3 | 1976 |  | 3 |  | 0 | No | 0 |  | 0 | Very Limited | 0 | Natural Gas | 2 | CHP | 3 | 2010 | 1 | Steam | 2 | No | 0 | Zone 4 | 4 | Consolidated Edison | 20.1572 | 0 | Low Emissions | 2 | NYC Natural Gas |  | 2 | 57
Barnard College | 3009 Broadway | New York | Manhattan | Manhattan | NYC | Colleges & Universities | 40.8101 | -73.9633 | 2 | 0 | 1 | 42275.0852 | 4759.0374 | 2907.0338 | 1 | 1901 | 2018 | 0 |  | 0 | Yes | 4 | https://barnard.edu/renovation-timeline | 4 | Very Limited | 0 | Oil | 4 | Steam Boiler | 2 | 1990 | 2 | Steam | 2 | No | 0 | Zone 4 | 4 | Consolidated Edison | 20.1572 | 0 | Low Emissions | 2 | NYC Oil |  | 4 | 57
SUNY at Albany - Downtown Campus + Alumni Quad | 1400 Washington Avenue | Albany | Albany | Downstate/LI/HV | Not NYC | Colleges & Universities | 42.6611 | -73.7717 | 2 | 0 | 1 | 35956.7628 | 4047.7642 | 2472.5562 | 1 | 1935 | 2017 | 0 | Y | 4 | No | 0 |  | 0 | Plentiful | 4 | Natural Gas | 2 | District Steam | 2 | 1990 | 2 | Steam | 2 | Steam | 1 | Zone 5 | 2 | National Grid | 8.6003 | 4 | Lowest Emissions | 4 | Not NYC |  | 0 | 57
Woodbourne Correctional Facility | 99 Prison Rd | Woodbourne | Sullivan | Downstate/LI/HV | Not NYC | Correctional Facilities | 41.754 | -74.5927 | 3 | 1 | 1 | 30193.0335 | 16564.2336 | 2076.2151 | 1 | 1933 |  | 4 | Y | 4 | No | 0 |  | 0 | Sufficient | 2 | Dual Fuel | 3 | Steam Boiler | 2 | 1990 | 2 | Steam | 2 | No | 0 | Zone 6 | 1 | NYS Electric and Gas | 9.6622 | 3 | Lowest Emissions | 4 | Not NYC |  | 0 | 57
New York Westchester Square Medical Center | 2475 St Raymond Av | Bronx | Bronx | Downstate/LI/HV | NYC | Hospitals | 40.8406 | -73.8485 | 4 | 4 | 4 | 41120.9142 | 17295.5028 | 2827.6676 | 1 | 1929 |  | 4 |  | 0 | No | 0 |  | 0 | Very Limited | 0 | Natural Gas | 2 | CHP | 3 | 1994, 2001 | 1 | Steam | 2 | Steam | 1 | Zone 4 | 4 | Consolidated Edison | 20.1572 | 0 | Low Emissions | 2 | NYC Natural Gas | Y | 0 | 56
Highland Hospital | 1000 South Avenue | Rochester | Monroe | Upstate | Not NYC | Hospitals | 43.1358 | -77.6074 | 4 | 4 | 4 | 72585.0866 | 31650.4738 | 4991.2921 | 2 | 1889 | 2020 | 0 |  | 0 | No | 0 |  | 0 | Sufficient | 0 | Dual Fuel | 3 | Steam Boiler | 2 | 1990 | 2 | Steam | 2 | No | 0 | Zone 5 | 2 | Rochester Gas and Electric | 10.8839 | 3 | Lowest Emissions | 4 | Not NYC |  | 0 | 56
Crestwood Lake | 90 Beaumont Cir | Yonkers | Westchester | Downstate/LI/HV | Not NYC | Multifamily Housing | 40.9734 | -73.8303 | 3 | 2 | 3 | 27638.334 | 3991.0952 | 1900.5419 | 1 | 1951 |  | 3 |  | 0 | No | 0 |  | 0 | Limited | 1 | Dual Fuel | 3 | Furnace | 3 | 1990 | 2 | Forced Air | 4 | No | 0 | Zone 4 | 4 | Consolidated Edison | 20.1572 | 0 | Low Emissions | 2 | Not NYC |  | 0 | 56
Colgate University | 13 Oak Dr | Hamilton | Madison | Upstate | Not NYC | Colleges & Universities | 42.8195 | -75.5363 | 2 | 0 | 1 | 48091.2329 | 5413.7791 | 3306.9795 | 1 | 1827 |  | 4 |  | 0 | Yes | 4 |  | 0 | Plentiful | 4 | Digester Gas | 1 | Steam Boiler | 2 | 1990 | 2 | Steam | 2 | No | 0 | Zone 6 | 1 | Municipal Utility: HAMILTON | 9.66 | 3 | Lowest Emissions | 4 | Not NYC |  | 0 | 56
St. Thomas Aquinas College | 125 Rte 340 | Sparkill | Rockland | Downstate/LI/HV | Not NYC | Colleges & Universities | 41.0416 | -73.9368 | 2 | 0 | 1 | 31822.6369 | 3582.3729 | 2188.2743 | 1 | 1952 | 2020 | 0 |  | 0 | Yes | 4 |  | 0 | Plentiful | 4 | Natural Gas | 2 | Furnace | 3 | 1990 | 2 | Forced Air | 4 | No | 0 | Zone 5 | 2 | Orange and Rockland Utilities | 13.6883 | 2 | Lowest Emissions | 4 | Not NYC |  | 0 | 56
Chase Metrotech Campus (3&4) | 4 Metrotech Center | Brooklyn | Brooklyn | Downstate/LI/HV | NYC | Office | 40.6934 | -73.9838 | 0 | 1 | 2 | 98202.05 | 36800.4612 | 6752.8351 | 2 | 1990 |  | 1 |  | 0 | No | 0 | https://www.bkmag.com/2022/02/09/metrotech-center-renovation/ | 4 | Very Limited | 0 | Natural Gas | 2 | HW Boiler | 4 | 1990 | 2 | Hydronic | 4 | No | 0 | Zone 4 | 4 | Consolidated Edison | 20.1572 | 0 | Low Emissions | 2 | NYC Natural Gas |  | 2 | 56
Technical Career Institutes | 320 W 31st St | New York | Manhattan | Manhattan | NYC | Colleges & Universities | 40.7505 | -73.996 | 2 | 0 | 1 | 66790.755 | 7545.783 | 4592.8466 | 2 | 1953 |  | 3 |  | 0 | No | 0 | https://www.sga-arch.com/projects/320-w-31st-street/ | 4 | Very Limited | 0 | Dual Fuel | 3 | Steam Boiler | 2 | 1990 | 2 | Steam | 2 | No | 0 | Zone 4 | 4 | Consolidated Edison | 20.1572 | 0 | Low Emissions | 2 | NYC Dual Fuel |  | 3 | 56
Five Points Correctional Facility | 6600 State Route 96 | ROMULUS | Seneca | Upstate | Not NYC | Correctional Facilities | 42.7051 | -76.8203 | 3 | 1 | 1 | 47635.3748 | 26133.2959 | 3275.6325 | 1 | 2000 |  | 0 | Y | 4 | No | 0 |  | 0 | Plentiful | 4 | Dual Fuel | 3 | Steam Boiler | 2 | 1990 | 2 | Steam | 2 | No | 0 | Zone 5 | 2 | NYS Electric and Gas | 9.6622 | 3 | Lowest Emissions | 4 | Not NYC |  | 0 | 56
Morrisville State College | 80 Eaton Street | Morrisville | Madison | Upstate | Not NYC | Colleges & Universities | 42.894 | -75.6406 | 2 | 0 | 1 | 50899.6014 | 5729.9259 | 3500.0961 | 2 | 1908 | 2021 | 0 | Y | 4 | Yes | 4 |  | 0 | Plentiful | 4 | Digester Gas | 1 | CHP | 3 | 1990 | 2 | Steam | 2 | No | 0 | Zone 6 | 1 | NYS Electric and Gas | 9.6622 | 3 | Lowest Emissions | 4 | Not NYC |  | 0 | 56
Alfred University | One Saxon Drive | Alfred | Allegany | Upstate | Not NYC | Colleges & Universities | 42.2545 | -77.7881 | 2 | 0 | 1 | 39117.7479 | 4403.6061 | 2689.9204 | 1 | 1836 | 2001 | 0 | Y | 4 | Yes | 4 |  | 0 | Plentiful | 4 | Dual Fuel | 3 | Steam Boiler | 2 | 1990 | 2 | Steam | 2 | No | 0 | Zone 6 | 1 | NYS Electric and Gas | 9.6622 | 3 | Lowest Emissions | 4 | Not NYC |  | 0 | 56
SUNY College of Technology at Alfred (Alfred Campus) | 10 Upper College Drive | Alfred | Allegany | Upstate | Not NYC | Colleges & Universities | 42.2553 | -77.7946 | 2 | 0 | 1 | 30626 | 3448 | 2105.9879 | 1 | 1908 | 2018 | 0 | Y | 4 | Yes | 4 |  | 0 | Plentiful | 4 | Dual Fuel | 3 | Steam Boiler | 2 | 1990 | 2 | Steam | 2 | No | 0 | Zone 6 | 1 | NYS Electric and Gas | 9.6622 | 3 | Lowest Emissions | 4 | Not NYC |  | 0 | 56
Bronx-Lebanon Hospital Center Health Care System | 1276 Fulton Ave | Bronx | Bronx | Downstate/LI/HV | NYC | Hospitals | 40.8318 | -73.9035 | 4 | 4 | 4 | 123502.4339 | 53852.8055 | 8492.6085 | 3 | 1927 | 2009 | 0 |  | 0 | No | 0 |  | 0 | Very Limited | 0 | Oil | 4 | Steam Boiler | 2 | 1990 | 2 | Steam | 2 | No | 0 | Zone 4 | 4 | Consolidated Edison | 20.1572 | 0 | Low Emissions | 2 | NYC Oil | Y | 0 | 55
New York Community Hospital | 2525 Kings Hwy | Brooklyn | Brooklyn | Downstate/LI/HV | NYC | Hospitals | 40.6139 | -73.9484 | 4 | 4 | 4 | 36715.102 | 15442.4133 | 2524.7032 | 1 | 1929 |  | 4 |  | 0 | No | 0 |  | 0 | Very Limited | 0 | Dual Fuel | 3 | Steam Boiler | 2 | 1990 | 2 | Steam | 2 | No | 0 | Zone 4 | 4 | Consolidated Edison | 20.1572 | 0 | Low Emissions | 2 | NYC Dual Fuel | Y | 0 | 55
Maimonides Medical Center | 4802 Tenth Avenue | Brooklyn | Brooklyn | Downstate/LI/HV | NYC | Hospitals | 40.6395 | -73.9984 | 4 | 4 | 4 | 114645.4157 | 49990.7336 | 7883.5583 | 3 | 1927 | 2013 | 0 |  | 0 | No | 0 | https://maimo.org/media-center/news/maimonides-medical-center-secures-financing-to-fund-expansion-and-modernization-of-pediatric-and-adult-emergency-rooms-neonatal-icu-and-heart-vascular-institute/ | 4 | Very Limited | 0 | Dual Fuel | 3 | Steam Boiler | 2 | 1968, 1998, 2004 | 1 | Steam | 2 | No | 0 | Zone 4 | 4 | Consolidated Edison | 20.1572 | 0 | Low Emissions | 2 | NYC Dual Fuel | Y | 0 | 55
Nassau Community College | One Education Dr | Garden City | Nassau | Downstate/LI/HV | Not NYC | Colleges & Universities | 40.7289 | -73.5953 | 1 | 0 | 1 | 63342.834 | 7130.6992 | 4355.7514 | 2 | 1960 |  | 3 |  | 0 | Yes | 4 |  | 0 | Plentiful | 4 | Natural Gas | 2 | CHP | 3 | 1990 | 2 | Steam | 2 | No | 0 | Zone 4 | 4 | Long Island Power Authority | 18.8148 | 1 | Highest Emissions | 1 | Not NYC |  | 0 | 55
Nyack College | 1 South Blvd | Nyack | Rockland | Downstate/LI/HV | Not NYC | Colleges & Universities | 41.082 | -73.9279 | 2 | 0 | 1 | 40796.1219 | 4592.5459 | 2805.3333 | 1 | 1897 |  | 4 |  | 0 | No | 0 |  | 0 | Plentiful | 4 | Dual Fuel | 3 | Steam Boiler | 2 | 1990 | 2 | Steam | 2 | No | 0 | Zone 5 | 2 | Orange and Rockland Utilities | 13.6883 | 2 | Lowest Emissions | 4 | Not NYC |  | 0 | 55
Veterans Affairs Western New York Healthcare System-Batavia Division | 222 Richmond Avenue | Batavia | Genesee | Upstate | Not NYC | Hospitals | 43.0105 | -78.2002 | 4 | 4 | 4 | 38100.9193 | 16613.773 | 2619.9985 | 1 | 1933 | 2019 | 0 |  | 0 | No | 0 |  | 0 | Plentiful | 0 | Dual Fuel | 3 | Steam Boiler | 2 | 1990 | 2 | Steam | 2 | No | 0 | Zone 5 | 2 | National Grid | 8.6003 | 4 | Lowest Emissions | 4 | Not NYC |  | 0 | 55
Onondaga Community College | 4585 West Seneca Turnpike | Syracuse | Onondaga | Upstate | Not NYC | Colleges & Universities | 43.0063 | -76.1979 | 1 | 0 | 1 | 35425.3249 | 3987.9386 | 2436.012 | 1 | 1961 | 2017 | 0 | Y | 4 | Yes | 4 |  | 0 | Plentiful | 4 | Electricity | 1 | Electric Heat Pump | 1 | 1990 | 2 | Forced Air | 4 | No | 0 | Zone 5 | 2 | National Grid | 8.6003 | 4 | Lowest Emissions | 0 | Not NYC |  | 0 | 55
Rome Laboratory |  | Newburgh | Orange | Downstate/LI/HV | Not NYC | Military | 43.2216 | -75.4086 | 3 | 2 | 3 | 89761.5025 | 13070.5346 | 6172.4233 | 2 | 1942 | 2021 | 0 | Y | 4 | No | 0 |  | 0 | Sufficient | 0 | Dual Fuel | 3 | Steam Boiler | 2 | 1990 | 2 | Steam | 2 | No | 0 | Zone 5 | 2 | National Grid | 8.6003 | 4 | Lowest Emissions | 4 | Not NYC |  | 0 | 55
Auburn Correctional Facility | 135 State Street | Auburn | Cayuga | Upstate | Not NYC | Correctional Facilities | 42.9354 | -76.571 | 3 | 1 | 1 | 60575.2463 | 33232.2532 | 4165.439 | 2 | 1817 |  | 4 | Y | 4 | No | 0 |  | 0 | Very Limited | 0 | Dual Fuel | 3 | Steam Boiler | 2 | 1990 | 2 | Steam | 2 | No | 0 | Zone 5 | 2 | NYS Electric and Gas | 9.6622 | 3 | Lowest Emissions | 4 | Not NYC |  | 0 | 55
Ulster Correctional Facility | 750 Berme Rd | Napanoch | Ulster | Downstate/LI/HV | Not NYC | Correctional Facilities | 41.7423 | -74.3572 | 3 | 1 | 1 | 29701.167 | 16294.3902 | 2042.392 | 1 | 1987 |  | 1 | Y | 4 | No | 0 |  | 0 | Sufficient | 2 | Natural Gas | 2 | HW Boiler | 4 | 1990 | 2 | Hydronic | 4 | No | 0 | Zone 6 | 1 | Central Hudson Gas and Electric | 13.2296 | 2 | Lowest Emissions | 4 | Not NYC |  | 0 | 55
FCI Otisville | Two Mile Dr | Otisville | Orange | Downstate/LI/HV | Not NYC | Correctional Facilities | 41.4778 | -74.5325 | 3 | 1 | 1 | 25652.7277 | 14073.3714 | 1764.0023 | 1 | 1977 | 2022 | 0 | Y | 4 | No | 0 |  | 0 | Sufficient | 2 | Dual Fuel | 3 | Furnace | 3 | 1990 | 2 | Forced Air | 4 | No | 0 | Zone 5 | 2 | Orange and Rockland Utilities | 13.6883 | 2 | Lowest Emissions | 4 | Not NYC |  | 0 | 55
Harlem Hospital Center | 506 Lenox Ave | New York | Manhattan | Manhattan | NYC | Hospitals | 40.8144 | -73.9394 | 4 | 4 | 4 | 79892.0619 | 33602.6912 | 5493.7541 | 2 | 1965 | 2012 | 0 | Y | 4 | No | 0 |  | 0 | Very Limited | 0 | Dual Fuel | 3 | Steam Boiler | 2 | 1990 | 2 | Steam | 2 | No | 0 | Zone 4 | 4 | Consolidated Edison | 20.1572 | 0 | Low Emissions | 2 | NYC Dual Fuel | Y | 0 | 54
St. Francis Hospital, The Heart Center | 100 Port Washington Boulevard | Roslyn | Nassau | Downstate/LI/HV | Not NYC | Hospitals | 40.8042 | -73.6683 | 4 | 4 | 4 | 84252.662 | 36738.0793 | 5793.6095 | 2 | 1922 | 2012 | 0 |  | 0 | No | 0 |  | 0 | Limited | 1 | Dual Fuel | 3 | Steam Boiler | 2 | 1990 | 2 | Steam | 2 | No | 0 | Zone 4 | 4 | Long Island Power Authority | 18.8148 | 1 | Highest Emissions | 1 | Not NYC |  | 0 | 54
Vassar Brothers Medical Center | 45 Reade Place | Poughkeepsie | Dutchess | Downstate/LI/HV | Not NYC | Hospitals | 41.6944 | -73.9353 | 4 | 4 | 4 | 77606.8447 | 33840.1939 | 5336.6118 | 2 | 1887 | 2021 | 0 |  | 0 | No | 0 |  | 0 | Sufficient | 0 | Dual Fuel | 3 | Steam Boiler | 2 | 1990 | 2 | Steam | 2 | No | 0 | Zone 5 | 2 | Central Hudson Gas and Electric | 13.2296 | 2 | Lowest Emissions | 4 | Not NYC |  | 0 | 54
South Nassau Communities Hospital | One Healthy Way | Oceanside | Nassau | Downstate/LI/HV | Not NYC | Hospitals | 40.6538 | -73.6304 | 4 | 4 | 4 | 73775.2223 | 32169.4283 | 5073.1315 | 2 | 1928 | 2021 | 0 |  | 0 | No | 0 |  | 0 | Limited | 1 | Natural Gas | 2 | Steam Boiler | 2 | 1961 | 3 | Steam | 2 | No | 0 | Zone 4 | 4 | Municipal Utility: ROCKVILLE CENTRE | 18.81 | 1 | Highest Emissions | 1 | Not NYC |  | 0 | 54
Glen Cove Hospital | 101 St Andrews Lane | Glen Cove | Nassau | Downstate/LI/HV | Not NYC | Hospitals | 40.8716 | -73.6217 | 4 | 4 | 4 | 35767.4042 | 15596.2518 | 2459.535 | 1 | 1921 | 2019 | 0 |  | 0 | No | 0 |  | 0 | Plentiful | 4 | Electricity | 1 | Electric Heat Pump | 1 | 1990 | 2 | Steam | 2 | No | 0 | Zone 4 | 4 | Long Island Power Authority | 18.8148 | 1 | Highest Emissions | 0 | Not NYC |  | 0 | 54
Hamilton College | 198 College Hill Rd | Clinton | Oneida | Upstate | Not NYC | Colleges & Universities | 43.0502 | -75.4082 | 2 | 0 | 1 | 31589.9909 | 3556.1832 | 2172.2764 | 1 | 1792 | 2018 | 0 |  | 0 | Yes | 4 |  | 0 | Plentiful | 4 | Dual FUel | 3 | Steam Boiler | 2 | 1990 | 2 | Steam | 2 | No | 0 | Zone 6 | 1 | National Grid | 8.6003 | 4 | Lowest Emissions | 4 | Not NYC |  | 0 | 54
Silver Towers | 610 W 42nd st | New York | Manhattan | Manhattan | NYC | Multifamily Housing | 40.7608 | -73.999 | 3 | 2 | 3 | 75753.3312 | 3591.5126 | 5209.1555 | 2 | 1969 |  | 3 |  | 0 | No | 0 |  | 0 | Very Limited | 0 | Natural Gas | 2 | CHP | 3 | 2013 | 1 | Steam | 2 | No | 0 | Zone 4 | 4 | Consolidated Edison | 20.1572 | 0 | Low Emissions | 2 | NYC Natural Gas |  | 2 | 54
201/205 | 201 East 42nd st. | New York | Manhattan | Manhattan | NYC | Office | 40.7508 | -73.974 | 0 | 1 | 2 | 50076.6574 | 11052.5787 | 3443.5066 | 2 | 1966 |  | 3 |  | 0 | No | 0 |  | 0 | Very Limited | 0 | Dual Fuel | 3 | Steam Boiler | 2 | 1990 | 2 | Steam | 2 | No | 0 | Zone 4 | 4 | Consolidated Edison | 20.1572 | 0 | Low Emissions | 2 | NYC Dual Fuel |  | 3 | 54
Bedford Hills Correctional Facility | 247 Harris Road | Bedford Hills | Westchester | Downstate/LI/HV | Not NYC | Correctional Facilities | 41.2414 | -73.68 | 3 | 1 | 1 | 31138.9305 | 17083.1633 | 2141.2594 | 1 | 1901 | 1990 | 2 | Y | 4 | No | 0 |  | 0 | Sufficient | 2 | Dual Fuel | 3 | Steam Boiler | 2 | 1990 | 2 | Steam | 2 | No | 0 | Zone 4 | 4 | NYS Electric and Gas | 9.6622 | 3 | Low Emissions | 2 | Not NYC |  | 0 | 54
NewYork-Presbyterian Brooklyn Methodist Hospital | 506 Sixth Street | Brooklyn | Brooklyn | Downstate/LI/HV | NYC | Hospitals | 40.6682 | -73.9792 | 4 | 4 | 4 | 111250.4312 | 48510.3625 | 7650.1032 | 3 | 1931 | 2017 | 0 |  | 0 | No | 0 |  | 0 | Very Limited | 0 | Dual Fuel | 3 | Steam Boiler | 2 | 1990 | 2 | Steam | 2 | No | 0 | Zone 4 | 4 | Consolidated Edison | 20.1572 | 0 | Low Emissions | 2 | NYC Dual Fuel | Y | 0 | 53
Manhattanville College | 2900 Purchase St | Purchase | Westchester | Downstate/LI/HV | Not NYC | Colleges & Universities | 41.0322 | -73.7156 | 2 | 0 | 1 | 44701.2497 | 5032.1582 | 3073.8683 | 1 | 1952 | 2013 | 0 |  | 0 | Yes | 4 |  | 0 | Plentiful | 4 | Dual Fuel | 3 | Steam Boiler | 2 | 1990 | 2 | Hydronic | 4 | No | 0 | Zone 4 | 4 | Consolidated Edison | 20.1572 | 0 | Low Emissions | 2 | Not NYC |  | 0 | 53
Fishkill Correctional Facility | 18 Strack Drive | Beacon | Dutchess | Downstate/LI/HV | Not NYC | Correctional Facilities | 41.5236 | -73.949 | 3 | 1 | 1 | 61861.6663 | 33937.9975 | 4253.8993 | 2 | 1896 |  | 4 | Y | 4 | No | 0 |  | 0 | Sufficient | 0 | Dual Fuel | 3 | Steam Boiler | 2 | 1990 | 2 | Steam | 2 | No | 0 | Zone 5 | 2 | Central Hudson Gas and Electric | 13.2296 | 2 | Lowest Emissions | 4 | Not NYC |  | 0 | 53
SUNY College of Technology at Alfred (Wellsville Campus) | 2530 River Rd | Wellsville | Allegany | Upstate | Not NYC | Colleges & Universities | 42.2554 | -77.7947 | 2 | 0 | 1 | 30626.1722 | 3447.6831 | 2105.9997 | 1 | 1996 |  | 1 | Y | 4 | No | 0 |  | 0 | Sufficient | 2 | Natural Gas | 2 | Furnace | 3 | 1990 | 2 | Forced Air | 4 | No | 0 | Zone 6 | 1 | NYS Electric and Gas | 9.6622 | 3 | Lowest Emissions | 4 | Not NYC |  | 0 | 53
Altona Correctional Facility | 555 Devils Den Rd | Altona | Clinton | Upstate | Not NYC | Correctional Facilities | 44.8921 | -73.6559 | 3 | 1 | 1 | 27960.7164 | 15339.5597 | 1922.7104 | 1 | 1930 | 1983 | 2 | Y | 4 | No | 0 |  | 0 | Sufficient | 2 | Dual Fuel | 3 | Steam Boiler | 2 | 1990 | 2 | Steam | 2 | No | 0 | Zone 6 | 1 | NYS Electric and Gas | 9.6622 | 3 | Lowest Emissions | 4 | Not NYC |  | 0 | 53
New York Methodist Hospital | New York Methodist Hospital | Brooklyn | Brooklyn | Downstate/LI/HV | NYC | Hospitals | 40.6679 | -73.9792 | 4 | 4 | 4 | 173589.0021 | 73011.7299 | 11936.7967 | 3 | 1930 | 2021 | 0 |  | 0 | No | 0 |  | 0 | Very Limited | 0 | Natural Gas | 2 | CHP | 3 | 1990 | 2 | Steam | 2 | No | 0 | Zone 4 | 4 | Consolidated Edison | 20.1572 | 0 | Low Emissions | 2 | NYC Natural Gas | Y | 0 | 52
North Central Bronx Hospital | 3424 Kossuth Ave | Bronx | Bronx | Downstate/LI/HV | NYC | Hospitals | 40.8805 | -73.881 | 4 | 4 | 4 | 62562.5338 | 26313.8722 | 4302.0942 | 2 | 1972 | 2020 | 0 | Y | 4 | No | 0 |  | 0 | Very Limited | 0 | Dual Fuel | 3 | Steam Boiler | 2 | 1981, 1999, 2000 | 1 | Steam | 2 | No | 0 | Zone 4 | 4 | Consolidated Edison | 20.1572 | 0 | Low Emissions | 2 | NYC Dual Fuel | Y | 0 | 52
CUNY LaGuardia Community College | 31-10 Thomson Ave | Long Island City | Queens | Downstate/LI/HV | NYC | Colleges & Universities | 40.7439 | -73.9351 | 1 | 0 | 1 | 179320.6545 | 20259.0126 | 12330.9321 | 3 | 1971 |  | 3 | Y | 4 | Yes | 4 | https://wp.laguardia.edu/strategicplan/LAGCC-2019-2024-strategic-plan.pdf | 4 | Very Limited | 0 | Natural Gas | 2 | Steam Boiler | 2 | 1990 | 2 | Steam | 2 | No | 0 | Zone 4 | 4 | Consolidated Edison | 20.1572 | 0 | Low Emissions | 2 | NYC Natural Gas | Y | 0 | 52
Bassett Medical Center | One Atwell Road | Cooperstown | Otsego | Upstate | Not NYC | Hospitals | 42.6957 | -74.9228 | 4 | 4 | 4 | 44323.6262 | 19327.1626 | 3047.9011 | 1 | 1922 | 2013 | 0 |  | 0 | No | 0 |  | 0 | Very Limited | 0 | Dual Fuel | 3 | Steam Boiler | 2 | 1990 | 2 | Steam | 2 | No | 0 | Zone 6 | 1 | NYS Electric and Gas | 9.6622 | 3 | Lowest Emissions | 4 | Not NYC |  | 0 | 52
Newark-Wayne Community Hospital | 1200 Driving Park Avenue | Newark | Wayne | Upstate | Not NYC | Hospitals | 43.0527 | -77.0949 | 4 | 4 | 4 | 37923.5275 | 16536.4219 | 2607.8002 | 1 | 1921 | 2020 | 0 |  | 0 | No | 0 |  | 0 | Plentiful | 0 | Natural Gas | 2 | CHP | 3 | 1995 | 2 | Steam | 2 | No | 0 | Zone 5 | 2 | NYS Electric and Gas | 9.6622 | 3 | Lowest Emissions | 4 | Not NYC |  | 0 | 52
ARCHDI001011 Archdiocese of NY | 1011 1st Ave | New York | Manhattan | Manhattan | NYC | Office | 40.7575 | -73.964 | 0 | 1 | 2 | 1512905.1358 | 5003.8718 | 104034.4767 | 4 | 1907 | 1990 | 2 |  | 0 | No | 0 |  | 0 | Very Limited | 0 | Natural Gas | 2 | District Steam | 2 | 1990 | 2 | Steam | 2 | No | 0 | Zone 4 | 4 | Consolidated Edison | 20.1572 | 0 | Low Emissions | 2 | NYC Natural Gas |  | 2 | 52
SUNY Westchester Community College | 75 Grasslands Road | Valhalla | Westchester | Downstate/LI/HV | Not NYC | Colleges & Universities | 41.0685 | -73.7897 | 1 | 0 | 1 | 41779.8818 | 4703.2908 | 2872.9813 | 1 | 1957 | 2013 | 0 | Y | 4 | No | 0 |  | 0 | Plentiful | 4 | Dual Fuel | 3 | Steam Boiler | 2 | 1990 | 2 | Forced Air | 4 | No | 0 | Zone 4 | 4 | Consolidated Edison | 20.1572 | 0 | Low Emissions | 2 | Not NYC |  | 0 | 52
Medaille College | 18 Agassiz Circle | Buffalo | Erie | Upstate | Not NYC | Colleges & Universities | 42.9286 | -78.8559 | 2 | 0 | 1 | 36525.4077 | 4111.7784 | 2511.6589 | 1 | 1937 | 2003 | 0 |  | 0 | No | 0 |  | 0 | Plentiful | 4 | Dual Fuel | 3 | Steam Boiler | 2 | 1990 | 2 | Steam | 2 | No | 0 | Zone 5 | 2 | National Grid | 8.6003 | 4 | Lowest Emissions | 4 | Not NYC |  | 0 | 51
Sanford-Brown Institute-New York | 120 E 16th St., 4th Floor | New York | Manhattan | Manhattan | NYC | Colleges & Universities | 40.7353 | -73.9882 | 2 | 0 | 1 | 162814.4766 | 18394.203 | 11195.8896 | 3 | 2004 |  | 0 |  | 0 | No | 0 |  | 0 | Very Limited | 0 | Natural Gas | 2 | HW Boiler | 4 | 1990 | 2 | Hydronic | 4 | No | 0 | Zone 4 | 4 | Consolidated Edison | 20.1572 | 0 | Low Emissions | 2 | NYC Natural Gas |  | 2 | 51
SUNY College of Agriculture and Technology at Cobleskill | 106 Suffolk Cir | Cobleskill | Schoharie | Upstate | Not NYC | Colleges & Universities | 42.6725 | -74.4983 | 2 | 0 | 1 | 38070.8413 | 4285.7526 | 2617.9302 | 1 | 1916 | 2018 | 0 | Y | 4 | No | 0 |  | 0 | Plentiful | 0 | Natural Gas | 2 | District Steam (CHP) | 3 | 2019 | 1 | Steam | 2 | Steam + CW | 3 | Zone 6 | 1 | National Grid | 8.6003 | 4 | Lowest Emissions | 4 | Not NYC |  | 0 | 51
White Plains Hospital Center | 41 East Post Road | White Plains | Westchester | Downstate/LI/HV | Not NYC | Hospitals | 41.0263 | -73.7695 | 4 | 4 | 4 | 80622.7496 | 35155.2687 | 5543.9997 | 2 | 1924 | 2021 | 0 |  | 0 | No | 0 |  | 0 | Very Limited | 0 | Dual Fuel | 3 | Steam Boiler | 2 | 1990 | 2 | Steam | 2 | No | 0 | Zone 4 | 4 | Consolidated Edison | 20.1572 | 0 | Low Emissions | 2 | Not NYC |  | 0 | 50
Saint Joseph's Medical Center | 127 South Broadway | Yonkers | Westchester | Downstate/LI/HV | Not NYC | Hospitals | 40.929 | -73.8966 | 4 | 4 | 4 | 78705.8371 | 34319.4057 | 5412.1837 | 2 | 1888 | 2021 | 0 |  | 0 | No | 0 |  | 0 | Sufficient | 0 | Dual Fuel | 3 | Steam Boiler | 2 | 1990 | 2 | Steam | 2 | No | 0 | Zone 4 | 4 | Consolidated Edison | 20.1572 | 0 | Low Emissions | 2 | Not NYC |  | 0 | 50
Iona College | 715 North Ave | New Rochelle | Westchester | Downstate/LI/HV | Not NYC | Colleges & Universities | 40.9257 | -73.788 | 2 | 0 | 1 | 63013.8062 | 7093.6595 | 4333.1259 | 2 | 1958 |  | 3 |  | 0 | No | 0 |  | 0 | Limited | 1 | Dual Fuel | 3 | Furnace | 3 | 1990 | 2 | Forced Air | 4 | No | 0 | Zone 4 | 4 | Consolidated Edison | 20.1572 | 0 | Low Emissions | 2 | Not NYC |  | 0 | 50
Canisius College | 2001 Main St | Buffalo | Erie | Upstate | Not NYC | Colleges & Universities | 42.9252 | -78.8526 | 2 | 0 | 1 | 57563.2449 | 6480.0729 | 3958.3196 | 2 | 1913 |  | 4 |  | 0 | No | 0 |  | 0 | Very Limited | 0 | Dual Fuel | 3 | Steam Boiler | 2 | 1990 | 2 | Steam | 2 | No | 0 | Zone 5 | 2 | National Grid | 8.6003 | 4 | Lowest Emissions | 4 | Not NYC |  | 0 | 50
Montefiore New Rochelle | 16 Guion Place | New Rochelle | Westchester | Downstate/LI/HV | Not NYC | Hospitals | 40.9131 | -73.7872 | 4 | 4 | 4 | 49939.2451 | 21775.8336 | 3434.0575 | 1 | 1892 | 2021 | 0 |  | 0 | No | 0 |  | 0 | Limited | 1 | Dual Fuel | 3 | Steam Boiler | 2 | 1990 | 2 | Steam | 2 | No | 0 | Zone 4 | 4 | Consolidated Edison | 20.1572 | 0 | Low Emissions | 2 | Not NYC |  | 0 | 50
Geneva General Hospital | 196 North Street | Geneva | Ontario | Upstate | Not NYC | Hospitals | 42.8758 | -76.9874 | 4 | 4 | 4 | 34676.4993 | 15120.5666 | 2384.5193 | 1 | 1898 | 2016 | 0 |  | 0 | No | 0 |  | 0 | Sufficient | 0 | Natural Gas | 2 | CHP | 3 | 2003 | 1 | Steam | 2 | No | 0 | Zone 5 | 2 | NYS Electric and Gas | 9.6622 | 3 | Lowest Emissions | 4 | Not NYC |  | 0 | 50
Xerox Tower | 100 S Clinton Ave | Rochester | Monroe | Upstate | Not NYC | Office | 43.1545 | -77.6047 | 0 | 1 | 2 | 25635.7232 | 11200.8391 | 1762.833 | 1 | 1967 |  | 3 |  | 0 | No | 0 |  | 0 | Very Limited | 0 | Natural Gas | 2 | Furnace | 3 | 1990 | 2 | Forced Air | 4 | No | 0 | Zone 5 | 2 | Rochester Gas and Electric | 10.8839 | 3 | Lowest Emissions | 4 | Not NYC |  | 0 | 50
Pratt Institute-Main | 200 Willoughby Ave | Brooklyn | Brooklyn | Downstate/LI/HV | NYC | Colleges & Universities | 40.6915 | -73.9629 | 2 | 0 | 1 | 49926.2586 | 5640.4919 | 3433.1645 | 1 | 1975 | 2021 | 0 |  | 0 | Yes | 4 |  | 0 | Limited | 1 | Natural Gas | 2 | Steam Boiler | 2 | 1990 | 2 | Forced Air | 4 | No | 0 | Zone 4 | 4 | Consolidated Edison | 20.1572 | 0 | Low Emissions | 2 | NYC Natural Gas |  | 2 | 50
Dutchess Community College | 53 Pendell Rd | Poughkeepsie | Dutchess | Downstate/LI/HV | Not NYC | Colleges & Universities | 41.7242 | -73.9047 | 1 | 0 | 1 | 30114.3512 | 3390.0658 | 2070.8045 | 1 | 1913 | 2022 | 0 | Y | 4 | No | 0 |  | 0 | Plentiful | 4 | Dual Fuel | 3 | Steam Boiler | 2 | 1990 | 2 | Steam | 2 | No | 0 | Zone 5 | 2 | Central Hudson Gas and Electric | 13.2296 | 2 | Lowest Emissions | 4 | Not NYC |  | 0 | 50
Seneca Niagara Resort & Casino | 310 4th St | Niagara Falls | Niagara | Upstate | Not NYC | Office | 43.0857 | -79.0578 | 0 | 1 | 2 | 32189.2626 | 14064.2317 | 2213.4852 | 1 | 2002 | 2008 | 0 |  | 0 | No | 0 |  | 0 | Limited | 1 | Natural gas | 2 | CHP | 3 | 1990 | 2 | Forced Air | 4 | No | 0 | Zone 5 | 2 | National Grid | 8.6003 | 4 | Lowest Emissions | 4 | Not NYC |  | 0 | 49
Culinary Institute of America | 1946 Campus Drive | Hyde Park | Dutchess | Downstate/LI/HV | Not NYC | Colleges & Universities | 41.7458 | -73.9332 | 2 | 0 | 1 | 52029.5958 | 5857.1329 | 3577.7999 | 2 | 1970 |  | 3 |  | 0 | Yes | 4 |  | 0 | Sufficient | 0 | Dual Fuel | 3 | Electric Heat Pump | 1 | 1990 | 2 | Forced Air | 4 | No | 0 | Zone 5 | 2 | Central Hudson Gas and Electric | 13.2296 | 2 | Lowest Emissions | 0 | Not NYC |  | 0 | 49
DeVry College of New York | 180 Madison Ave., Ste. 900 | New York | Manhattan | Manhattan | NYC | Colleges & Universities | 40.7476 | -73.9835 | 2 | 0 | 1 | 25780.2451 | 2912.5608 | 1772.771 | 1 | 1927 |  | 4 |  | 0 | No | 0 |  | 0 | Very Limited | 0 | Natural Gas | 2 | District Steam | 2 | 1990 | 2 | Steam | 2 | Steam | 1 | Zone 4 | 4 | Consolidated Edison | 20.1572 | 0 | Low Emissions | 2 | NYC Natural Gas |  | 2 | 49
Apex Technical School | 24-02 Queens Plaza S | New York | Manhattan | Manhattan | NYC | Colleges & Universities | 40.7504 | -73.9415 | 2 | 0 | 1 | 29628.9088 | 3347.3692 | 2037.4232 | 1 | 1949 |  | 3 |  | 0 | No | 0 |  | 0 | Very Limited | 0 | Dual Fuel | 3 | Steam Boiler | 2 | 1990 | 2 | Steam | 2 | No | 0 | Zone 4 | 4 | Consolidated Edison | 20.1572 | 0 | Low Emissions | 2 | NYC Dual Fuel |  | 3 | 49
Sing Sing Correctional Facility | 354 Hunter Street | Ossining | Westchester | Downstate/LI/HV | Not NYC | Correctional Facilities | 41.1529 | -73.8687 | 3 | 1 | 1 | 59629.3493 | 32713.3236 | 4100.3947 | 2 | 1828 |  | 4 | Y | 4 | No | 0 |  | 0 | Sufficient | 0 | Dual Fuel | 3 | Steam Boiler | 2 | 1990 | 2 | Steam | 2 | No | 0 | Zone 4 | 4 | Consolidated Edison | 20.1572 | 0 | Low Emissions | 2 | Not NYC |  | 0 | 49
University at Buffalo - Downtown Campus | 12 Capen Hall | Buffalo | Erie | Upstate | Not NYC | Colleges & Universities | 42.897 | -78.8686 | 2 | 0 | 1 | 30315.1863 | 3412.6745 | 2084.6149 | 1 | 1846 | 2017 | 0 | Y | 4 | No | 0 |  | 0 | Sufficient | 2 | Dual Fuel | 3 | Steam Boiler | 2 | 1990 | 2 | Steam | 2 | No | 0 | Zone 5 | 2 | National Grid | 8.6003 | 4 | Lowest Emissions | 4 | Not NYC |  | 0 | 49
Albany County Correctional Facility | 840 Albany Shaker Rd | Albany | Albany | Downstate/LI/HV | Not NYC | Correctional Facilities | 42.7513 | -73.8201 | 3 | 1 | 1 | 30268.7052 | 16605.748 | 2081.4186 | 1 | 1931 | 2014 | 0 | Y | 4 | No | 0 |  | 0 | Limited | 1 | Dual Fuel | 3 | Steam Boiler | 2 | 1990 | 2 | Steam | 2 | No | 0 | Zone 5 | 2 | National Grid | 8.6003 | 4 | Lowest Emissions | 4 | Not NYC |  | 0 | 49
Francis S. Gabreski Airport |  | Westhampton Beach | Suffolk | Downstate/LI/HV | Not NYC | Military | 40.8435 | -72.6416 | 3 | 2 | 3 | 25837.4315 | 3626.3062 | 1776.7034 | 1 | 1943 | 1991 | 2 | Y | 4 | No | 0 |  | 0 | Very Limited | 0 | Dual Fuel | 3 | Steam Boiler | 2 | 1990 | 2 | Steam | 2 | No | 0 | Zone 4 | 4 | Long Island Power Authority | 18.8148 | 1 | Highest Emissions | 1 | Not NYC |  | 0 | 49
SUNY Cortland | Miller Building | Cortland | Cortland | Upstate | Not NYC | Colleges & Universities | 42.598 | -76.1887 | 2 | 0 | 1 | 114877.2264 | 12932.0854 | 7899.4987 | 3 | 1923 | 2012 | 0 | Y | 4 | Yes | 4 |  | 0 | Sufficient | 0 | Natural Gas | 2 | Steam Boiler | 2 | 2015 | 1 | Steam | 2 | No | 0 | Zone 5 | 2 | National Grid | 8.6003 | 4 | Lowest Emissions | 4 | Not NYC |  | 0 | 49
Huntington Hospital | 270 Park Avenue | Huntington | Suffolk | Downstate/LI/HV | Not NYC | Hospitals | 40.8795 | -73.4173 | 4 | 4 | 4 | 38157.1427 | 16638.289 | 2623.8647 | 1 | 1916 | 2017 | 0 |  | 0 | No | 0 |  | 0 | Plentiful | 0 | Dual Fuel | 3 | Steam Boiler | 2 | 1990 | 2 | Steam | 2 | No | 0 | Zone 4 | 4 | Long Island Power Authority | 18.8148 | 1 | Highest Emissions | 1 | Not NYC |  | 0 | 48
Vassar College | 124 Raymond Ave | Poughkeepsie | Dutchess | Downstate/LI/HV | Not NYC | Colleges & Universities | 41.6869 | -73.8951 | 2 | 0 | 1 | 39101.1303 | 4401.7354 | 2688.7777 | 1 | 1861 | 2019 | 0 |  | 0 | Yes | 4 |  | 0 | Plentiful | 4 | Natural Gas | 2 | CHP | 3 | 2009 | 1 | Steam | 2 | No | 0 | Zone 5 | 2 | Central Hudson Gas and Electric | 13.2296 | 2 | Lowest Emissions | 4 | Not NYC |  | 0 | 48
NewYork-Presbyterian Lower Manhattan Hospital | 170 William St | New York | Manhattan | Manhattan | NYC | Hospitals | 40.7101 | -74.0047 | 4 | 4 | 4 | 37596.2644 | 15813.0312 | 2585.2961 | 1 | 1968 | 2017 | 0 |  | 0 | No | 0 |  | 0 | Very Limited | 0 | Dual Fuel | 3 | Steam Boiler | 2 | 1990 | 2 | Steam | 2 | No | 0 | Zone 4 | 4 | Consolidated Edison | 20.1572 | 0 | Low Emissions | 2 | NYC Dual Fuel | Y | 0 | 47
CUNY Borough of Manhattan Community College | 199 Chambers St | New York | Manhattan | Manhattan | NYC | Colleges & Universities | 40.7175 | -74.0122 | 1 | 0 | 1 | 237356.183 | 26815.6611 | 16321.7281 | 4 | 1963 | 2012 | 0 | Y | 4 | Yes | 4 |  | 0 | Very Limited | 0 | Dual Fuel | 3 | Steam Boiler | 2 | 1990 | 2 | Steam | 2 | No | 0 | Zone 4 | 4 | Consolidated Edison | 20.1572 | 0 | Low Emissions | 2 | NYC Dual Fuel | Y | 0 | 47
Harris Corporation | 332-360 Initiative Dr | Rochester | Monroe | Upstate | Not NYC | Office | 43.1477 | -77.7337 | 0 | 1 | 2 | 27524.1402 | 12025.932 | 1892.6894 | 1 |  |  | 4 |  | 0 | No | 0 |  | 0 | Very Limited | 0 | Dual Fuel | 3 | Steam Boiler | 2 | 1990 | 2 | Steam | 2 | No | 0 | Zone 5 | 2 | Rochester Gas and Electric | 10.8839 | 3 | Lowest Emissions | 4 | Not NYC |  | 0 | 47
St. Francis College | 180 Remsen St | Brooklyn Heights | Brooklyn | Downstate/LI/HV | NYC | Colleges & Universities | 40.6932 | -73.9922 | 2 | 0 | 1 | 28313.7876 | 3198.7915 | 1946.9893 | 1 | 2005 | 2003 | 0 |  | 0 | No | 0 | https://www.sfc.edu/news/st-francis-college-announces-new-campus-in-the-heart-of-brooklyn | 4 | Very Limited | 0 | Natural Gas | 2 | Steam Boiler | 2 | 1990 | 2 | Hydronic | 4 | No | 0 | Zone 4 | 4 | Consolidated Edison | 20.1572 | 0 | Low Emissions | 2 | NYC Natural Gas |  | 2 | 47
School of Visual Arts | 209 E 23rd St | New York | Manhattan | Manhattan | NYC | Colleges & Universities | 40.7387 | -73.9822 | 2 | 0 | 1 | 45149.2739 | 5100.8051 | 3104.6765 | 1 | 1980 | 2009 | 0 |  | 0 | Yes | 4 |  | 0 | Very Limited | 0 | Natural Gas | 2 | Steam Boiler | 2 | 1990 | 2 | Hydronic | 4 | No | 0 | Zone 4 | 4 | Consolidated Edison | 20.1572 | 0 | Low Emissions | 2 | NYC Natural Gas |  | 2 | 47
CUNY Bernard M Baruch College | One Bernard Baruch Way (55 Lexington Ave at 24th St) | New York | Manhattan | Manhattan | NYC | Colleges & Universities | 40.7405 | -73.9832 | 2 | 0 | 1 | 170037.4455 | 19210.2285 | 11692.5749 | 3 | 1919 | 2018 | 0 | Y | 4 | No | 0 |  | 0 | Very Limited | 0 | Natural Gas | 2 | Steam Boiler | 2 | 1990 | 2 | Steam | 2 | No | 0 | Zone 4 | 4 | Consolidated Edison | 20.1572 | 0 | Low Emissions | 2 | NYC Natural Gas |  | 2 | 47
Monroe College-Main Campus | 2501 Jerome Avenue | Bronx | Bronx | Downstate/LI/HV | NYC | Colleges & Universities | 40.8644 | -73.9002 | 2 | 0 | 1 | 67757.7559 | 7655.0313 | 4659.3422 | 2 | 1920 | 2017 | 0 |  | 0 | No | 0 |  | 0 | Very Limited | 0 | Dual Fuel | 3 | Steam Boiler | 2 | 1990 | 2 | Steam | 2 | No | 0 | Zone 4 | 4 | Consolidated Edison | 20.1572 | 0 | Low Emissions | 2 | NYC Dual Fuel |  | 3 | 46
Molloy College | 1000 Hempstead Ave | Rockville Centre | Nassau | Downstate/LI/HV | Not NYC | Colleges & Universities | 40.6859 | -73.6262 | 2 | 0 | 1 | 82755.4734 | 9316.0401 | 5690.6558 | 2 | 1955 | 2016 | 0 |  | 0 | No | 0 |  | 0 | Plentiful | 4 | Electricity | 1 | Electric Heat Pump | 1 | 2021 | 1 | Forced Air | 4 | No | 0 | Zone 4 | 4 | Municipal Utility: ROCKVILLE CENTRE | 18.81 | 1 | Highest Emissions | 0 | Not NYC |  | 0 | 45
RexCorp Plz, Fmr Reckson Plz | 1 Reckson Plz | Uniondale | Nassau | Downstate/LI/HV | Not NYC | Office | 40.6622 | -73.5771 | 0 | 1 | 2 | 37755.8574 | 16496.4054 | 2596.2704 | 1 | 1985 |  | 1 |  | 0 | No | 0 |  | 0 | Sufficient | 0 | Natural Gas | 2 | HW Boiler | 4 | 1990 | 2 | Hydronic | 4 | No | 0 | Zone 4 | 4 | Long Island Power Authority | 18.8148 | 1 | Highest Emissions | 1 | Not NYC |  | 0 | 42
Russell Sage College | 65 1st Street | Troy | Rensselaer | Upstate | Not NYC | Colleges & Universities | 42.7282 | -73.6937 | 2 | 0 | 1 | 41959.3515 | 4723.4942 | 2885.3225 | 1 | 1916 | 2005 | 0 |  | 0 | Yes | 4 |  | 0 | Very Limited | 0 | Dual Fuel | 3 | Steam Boiler | 2 | 2005 | 1 | Steam | 2 | No | 0 | Zone 5 | 2 | National Grid | 8.6003 | 4 | Lowest Emissions | 4 | Not NYC |  | 0 | 41
Rxr Plaza | 625 Rxr Plaza | Uniondale | Nassau | Downstate/LI/HV | Not NYC | Office | 40.7196 | -73.5843 | 0 | 1 | 2 | 37877.192 | 16549.4193 | 2604.614 | 1 | 1985 | 2012 | 0 |  | 0 | No | 0 |  | 0 | Sufficient | 0 | Natural Gas | 2 | HW Boiler | 4 | 1990 | 2 | Hydronic | 4 | No | 0 | Zone 4 | 4 | Long Island Power Authority | 18.8148 | 1 | Highest Emissions | 1 | Not NYC |  | 0 | 40
Roberts Wesleyan College | 2265 Westside Dr | Rochester | Monroe | Upstate | Not NYC | Colleges & Universities | 43.1258 | -77.7985 | 2 | 0 | 1 | 28914.563 | 3255.002 | 1988.3014 | 1 | 1866 | 2022 | 0 |  | 0 | No | 0 |  | 0 | Plentiful | 4 | Geothermal | 1 | Electric Heat Pump | 1 | 2017 | 1 | Steam | 2 | No | 0 | Zone 5 | 2 | Rochester Gas and Electric | 10.8839 | 3 | Lowest Emissions | 0 | Not NYC |  | 0 | 38
Bard College | Annandale Road | Annandale-On-Hudson | Dutchess | Downstate/LI/HV | Not NYC | Colleges & Universities | 42.0204 | -73.9099 | 2 | 0 | 1 | 38104.0764 | 4289.494 | 2620.2156 | 1 | 1869 |  | 4 |  | 0 | Yes | 4 |  | 0 | Plentiful | 0 | Electricity | 1 | Electric Heat Pump | 1 | 1990 | 2 | Steam | 2 | No | 0 | Zone 5 | 2 | Central Hudson Gas and Electric | 13.2296 | 2 | Lowest Emissions | 0 | Not NYC |  | 0 | 38
Teachers College at Columbia University | 525 W 120th St | New York | Manhattan | Manhattan | NYC | Colleges & Universities | 40.8102 | -73.9606 | 2 | 0 | 1 | 63193.5115 | 7139.3792 | 4345.4832 | 2 | 1910 | 2015 | 0 |  | 0 | No | 0 |  | 0 | Very Limited | 0 | Natural Gas | 2 | Steam Boiler | 2 | 2003 | 1 | Steam | 2 | No | 0 | Zone 4 | 4 | Consolidated Edison | 20.1572 | 0 | Low Emissions | 2 | NYC Natural Gas |  | 2 | 38
Sarah Lawrence College | One Meadway | Bronxville | Westchester | Downstate/LI/HV | Not NYC | Colleges & Universities | 40.9355 | -73.8437 | 2 | 0 | 1 | 28183.3901 | 3172.6916 | 1938.0225 | 1 | 1926 | 2019 | 0 |  | 0 | No | 0 |  | 0 | Limited | 1 | Natural gas | 2 | District Steam | 2 | 1990 | 2 | Steam | 2 | No | 0 | Zone 4 | 4 | Consolidated Edison | 20.1572 | 0 | Low Emissions | 2 | Not NYC |  | 0 | 32

## NYC
[9 empty] | Building / Campus Characteristics | [17 empty] | Incumbent Heating and Cooling Systems | [9 empty] | Locational Attributes
New York Campus Community Heat Pump Opportunities | [8 empty] | Load characteristics determined by building type |  |  | Estimated Energy Loads from ICF Database |  |  |  | Age of Buildings (and renovations) | [8 empty] | Buildable Space (Google Maps) |  | Data obtained from LL87, ICF CHP/DE databases, and research; gaps filled in from trend analysis with orange text | [9 empty] | Based on Climate Zones, Average Commercial Rates (EIA) by utility, EPA eGRID territories and emission factors
[6 empty] | Weights for scoring (1-5): |  |  | 1 | 2 | 2 |  |  |  | 3 |  |  | 2 |  | 1 |  | 1 |  | 1 |  | 3 |  | 2 |  | 1 |  | 2 |  | 3 |  | 4 |  | 1 |  |  | 2 |  | 1 |  |  | 4 |  | 144 | Maximum possible score
Facility Name | Address | City | Borough / County | Upstate/ Downstate Designation | NYC Designation | Application | Lat | Lon | Heating/Cooling: Operational Loads Score (0-4) | Annual Load Factor Score (0-4) | Daily Load Factors Score (0-4) | Heating Requirement (MMBtu) | Space Cooling Requirement (MMBtu) | Building Emission Reductions (tons of CO2) | Building Size Score (1-4) | Age of Original or Primary Buildings (Year) | Major Renovations (Year) | Building Age Score (0-4) | Publicly Owned Campuses | Publicly Owned Score (0-4) | REV Campus Challenge Participant | REV Campus Challenge Score (0-4) | Planned Renovations | Planned Renovations Score (0-4) | Green / Parking Lot Space | Buildable Space Score (0-4) | Primary Heating Fuel | Heating Fuel Score (1-4) | Primary Heating Equipment Technology | Heating Technology Score (1-4) | Age of Heating Equipment | Equipment Age Score (1-4) | Distribution: Hydronic, Steam, or Forced Air | Distribution System Score (2-4) | District Energy Central Plant | District Energy Score (0-4) | Cimate Zone | Climate Zone Score (1-4) | Electric Utility | Commercial Electricity Rate (cents/kWh) | Electricity Price Score (0-4) | Local Grid Classification | Emission Reduction Impact Score (0-4) | Local Law 97 Classification | Local Law 97 Exemption | Local Law 97 Score (0-4) | Total Weighted Score
Binghamton University | 4400 Vestal Parkway East | Vestal | Broome | Upstate | Not NYC | Colleges & Universities | 42.0879 | -75.9669 | 2 | 0 | 1 | 288331.3692 | 32458.3559 | 19827.0218 | 4 | 1961 |  | 3 | Y | 4 | Yes | 4 | Rennovation of Campus Library to be completed 2024 | 4 | Plentiful | 4 | Dual Fuel | 3 | District HW | 4 | 1990 | 2 | Hydronic | 4 | HW | 4 | Zone 6 | 1 | NYS Electric and Gas | 9.6622 | 3 | Lowest Emissions | 4 | Not NYC |  | 0 | 99
Syracuse University | 900 South Crouse Ave. | Syracuse | Onondaga | Upstate | Not NYC | Colleges & Universities | 43.0402 | -76.137 | 2 | 0 | 1 | 373629.33 | 42060.6117 | 25692.511 | 4 | 1873 |  | 4 |  | 0 | Yes | 4 | https://campusframework.syr.edu/wp-content/uploads/2017/05/CF.2017.single.pdf | 4 | Plentiful | 4 | Natural Gas | 2 | District Steam | 2 | 1926 | 4 | Steam | 2 | Steam + CW | 3 | Zone 5 | 2 | National Grid | 8.6003 | 4 | Lowest Emissions | 4 | Not NYC |  | 0 | 90
SUNY at Albany - Uptown Campus | 1400 Washington Avenue | Albany | Albany | Downstate/LI/HV | Not NYC | Colleges & Universities | 42.6855 | -73.8247 | 2 | 0 | 1 | 248101 | 27930 | 17060.5923 | 4 | 1964 | 1990 | 2 | Y | 4 | No | 0 |  | 0 | Plentiful | 4 | Natural Gas | 2 | District HW | 4 | 1990 | 2 | Hydronic | 4 | HW + CW | 4 | Zone 5 | 2 | National Grid | 8.6003 | 4 | Lowest Emissions | 4 | Not NYC |  | 0 | 90
SUNY Oneonta | 108 Ravine Parkway | Oneonta | Otsego | Upstate | Not NYC | Colleges & Universities | 42.4689 | -75.0636 | 2 | 0 | 1 | 105654.4779 | 11893.852 | 7265.2991 | 3 | 1951 |  | 3 | Y | 4 | Yes | 4 |  | 0 | Plentiful | 4 | Natural Gas | 2 | District HW | 4 | 1990 | 2 | Hydronic | 4 | HW | 4 | Zone 6 | 1 | NYS Electric and Gas | 9.6622 | 3 | Lowest Emissions | 4 | Not NYC |  | 0 | 90
Westchester Medical Center | 100 Woods Road | Valhalla | Westchester | Downstate/LI/HV | Not NYC | Hospitals | 41.0825 | -73.7827 | 4 | 4 | 4 | 229708.4352 | 100163.5619 | 15795.833 | 4 | 1977 |  | 3 | Y | 4 | No | 0 | https://www.westchestermedicalcenter.org/news/project-fact-sheet-westchester-medical-center-heal-535#:~:text=The%20Westchester%20Medical%20Center%20Health,a%20new%2C%20four%2Dstory%20tower | 4 | Plentiful | 4 | Dual Fuel | 3 | Furnace | 3 | 1990 | 2 | Forced Air | 4 | No | 0 | Zone 4 | 4 | Consolidated Edison | 20.1572 | 0 | Low Emissions | 2 | Not NYC |  | 0 | 89
CUNY College of Staten Island | 2800 Victory Blvd | Staten Island | Staten Island | Downstate/LI/HV | NYC | Colleges & Universities | 40.608 | -74.1533 | 2 | 0 | 1 | 600608.959 | 67854.6734 | 41300.6984 | 4 | 1965 | 1993 | 2 | Y | 4 | Yes | 4 |  | 0 | Plentiful | 4 | Dual Fuel | 3 | District Steam | 2 | 1990 | 2 | Steam | 2 | Steam + CW | 3 | Zone 4 | 4 | Consolidated Edison | 20.1572 | 0 | Low Emissions | 2 | NYC Dual Fuel |  | 3 | 88
Rochester Institute of Technology | 1 Lomb Memorial Dr | Rochester | Monroe | Upstate | Not NYC | Colleges & Universities | 43.0842 | -77.6739 | 2 | 0 | 1 | 275585.6969 | 31023.5361 | 18950.5694 | 4 | 1968 |  | 3 |  | 0 | Yes | 4 |  | 0 | Plentiful | 4 | Natural Gas | 2 | District HW (CHP) | 4 | 2013 | 1 | Hydronic | 4 | HW + CW | 4 | Zone 5 | 2 | Rochester Gas and Electric | 10.8839 | 3 | Lowest Emissions | 4 | Not NYC |  | 0 | 88
Spring Creek Towers (WEGO & HCR) | 155 Elmira Loop | Brooklyn | Brooklyn | Downstate/LI/HV | NYC | Multifamily Housing | 40.649 | -73.8802 | 3 | 2 | 3 | 1825227.0707 | 18901.7281 | 125511.2027 | 4 | 1974 |  | 3 |  | 0 | No | 0 |  | 0 | Plentiful | 4 | Natural Gas | 2 | District Steam (CHP) | 3 | 1974 | 3 | Steam | 2 | Steam + CW | 3 | Zone 4 | 4 | Consolidated Edison | 20.1572 | 0 | Low Emissions | 2 | NYC Natural Gas |  | 2 | 88
John F Kennedy International |  | New York | Queens | Downstate/LI/HV | NYC | Airports | 40.6429 | -73.7794 | 4 | 4 | 4 | 926185.8425 | 291588.9884 | 63688.8971 | 4 | 1948 | 2018 | 0 | Y | 4 | No | 0 | Renovations and new terminals, planning/design underway | 4 | Plentiful | 4 | Natural Gas | 2 | District Steam (CHP) | 3 | 1995 | 2 | Steam | 2 | Steam + CW | 3 | Zone 4 | 4 | Consolidated Edison | 20.1572 | 0 | Low Emissions | 2 | NYC Natural Gas | Y | 0 | 87
Buffalo Psychiatric Center | 400 Forest Avenue | Buffalo | Erie | Upstate | Not NYC | Hospitals | 42.928 | -78.8831 | 4 | 4 | 4 | 67140.2181 | 29276.2579 | 4616.8773 | 2 | 1880 |  | 4 | Y | 4 | No | 0 |  | 0 | Plentiful | 4 | Dual Fuel | 3 | Steam Boiler | 2 | 2020 | 1 | Hydronic | 4 | No | 0 | Zone 5 | 2 | National Grid | 8.6003 | 4 | Lowest Emissions | 4 | Not NYC |  | 0 | 86
Parkchester North Campus | 1 Metropolitan Oval | Bronx | Bronx | Downstate/LI/HV | NYC | Multifamily Housing | 40.839 | -73.8605 | 3 | 2 | 3 | 207820.8559 | 6315.0254 | 14290.74 | 4 | 1942 | 1974 | 4 |  | 0 | No | 0 |  | 0 | Plentiful | 4 | Dual Fuel | 3 | District Steam | 2 | 1990 | 2 | Steam | 2 | Steam | 1 | Zone 4 | 4 | Consolidated Edison | 20.1572 | 0 | Low Emissions | 2 | NYC Dual Fuel |  | 3 | 85
Bronx Psychiatric Center | 1500 Waters Pl | Bronx | Bronx | Downstate/LI/HV | NYC | Hospitals | 40.8478 | -73.8398 | 4 | 4 | 4 | 132174.3671 | 55592.6877 | 9088.9315 | 3 | 1963 |  | 3 | Y | 4 | No | 0 |  | 0 | Plentiful | 4 | Oil | 4 | Furnace | 3 | 1990 | 2 | Forced Air | 4 | No | 0 | Zone 4 | 4 | Consolidated Edison | 20.1572 | 0 | Low Emissions | 2 | NYC Oil | Y | 0 | 84
Co Op City | Co Op City Boulevard | Bronx | Bronx | Downstate/LI/HV | NYC | Multifamily Housing | 40.8737 | -73.8245 | 3 | 2 | 3 | 2963613.2638 | 8323.8716 | 203791.9944 | 4 | 1966 | 2007 | 0 |  | 0 | No | 0 |  | 0 | Plentiful | 4 | Dual Fuel | 3 | District Steam (CHP) | 3 | 2007 | 1 | Steam | 2 | Steam + CW | 3 | Zone 4 | 4 | Consolidated Edison | 20.1572 | 0 | Low Emissions | 2 | NYC Dual Fuel |  | 3 | 84
University at Buffalo - North Campus | 12 Capen Hall | Buffalo | Erie | Upstate | Not NYC | Colleges & Universities | 43.0009 | -78.7895 | 2 | 0 | 1 | 336499 | 37880 | 23139.2548 | 4 | 1972 |  | 3 | Y | 4 | No | 0 | https://www.buffalo.edu/ubnow/stories/2021/08/construction-projects.html | 4 | Plentiful | 4 | Natural Gas | 2 | District Steam (CHP) | 3 | 2002 | 1 | Steam | 2 | Steam + CW | 3 | Zone 5 | 2 | National Grid | 8.6003 | 4 | Lowest Emissions | 4 | Not NYC |  | 0 | 83
Brightwater Towers Condominium | 601 Surf Avenue | Brooklyn | Brooklyn | Downstate/LI/HV | NYC | Multifamily Housing | 40.5753 | -73.9748 | 3 | 2 | 3 | 65258.7086 | 1859.3905 | 4487.4959 | 2 | 1964 |  | 3 |  | 0 | No | 0 | https://www.bwtcondos.com/_files/ugd/691b64_7e061f02213c4d039eebdeeb9051a78a.pdf | 4 | Plentiful | 4 | Dual Fuel | 3 | Steam Boiler | 2 | 1990 | 2 | Forced Air | 4 | No | 0 | Zone 4 | 4 | Consolidated Edison | 20.1572 | 0 | Low Emissions | 2 | NYC Dual Fuel |  | 3 | 83
CUNY Bronx Community College | 2155 University Ave | Bronx | Bronx | Downstate/LI/HV | NYC | Colleges & Universities | 40.859 | -73.9127 | 1 | 0 | 1 | 139702.626 | 15783.108 | 9606.61 | 3 | 1973 | 2012 | 0 | Y | 4 | Yes | 4 | https://www.cuny.edu/wp-content/uploads/sites/4/page-assets/about/administration/offices/fpcm/departments/capital-budget/individual-college-five-year-and-reso-a-capital-requests-21-22/BronxCommunitySummary.pdf | 4 | Plentiful | 4 | Dual Fuel | 3 | District HW | 4 | 2012 | 1 | Hydronic | 4 | HW + CW | 4 | Zone 4 | 4 | Consolidated Edison | 20.1572 | 0 | Low Emissions | 2 | NYC Dual Fuel | Y | 0 | 82
169-65 137th Avenue - Rochdale Village | 169-65 137th Avenue | Queens | Queens | Downstate/LI/HV | NYC | Multifamily Housing | 40.6729 | -73.7705 | 3 | 2 | 3 | 1543091.4012 | 19321.3105 | 106110.2264 | 4 | 1962 | 2013 | 0 |  | 0 | No | 0 |  | 0 | Plentiful | 4 | Natural Gas | 2 | District Steam (CHP) | 3 | 1962 | 3 | Steam | 2 | Steam + CW | 3 | Zone 4 | 4 | Consolidated Edison | 20.1572 | 0 | Low Emissions | 2 | NYC Natural Gas |  | 2 | 82
Concourse Village | 775 Concourse Village E | Bronx | Bronx | Downstate/LI/HV | NYC | Multifamily Housing | 40.8235 | -73.92 | 3 | 2 | 3 | 202550.7492 | 2582.3542 | 13928.3427 | 4 | 1964 |  | 3 |  | 0 | No | 0 |  | 0 | Plentiful | 4 | Dual Fuel | 3 | Steam Boiler | 2 | 2016 | 1 | Steam | 2 | Steam | 1 | Zone 4 | 4 | Consolidated Edison | 20.1572 | 0 | Low Emissions | 2 | NYC Dual Fuel |  | 3 | 81
Sunnyside Garden Apartments | 51-01 39th Ave | Queens | Queens | Downstate/LI/HV | NYC | Multifamily Housing | 40.749 | -73.9127 | 3 | 2 | 3 | 86231.3829 | 639.0009 | 5929.6757 | 2 | 1929 |  | 4 |  | 0 | No | 0 |  | 0 | Plentiful | 4 | Oil | 4 | Steam Boiler | 2 | 1980 | 2 | Steam | 2 | No | 0 | Zone 4 | 4 | Consolidated Edison | 20.1572 | 0 | Low Emissions | 2 | NYC Oil |  | 4 | 81
Manhattan Psychiatric Center-Ward's Island | Manhattan Psychiatric Center-Ward's Island | New York | Manhattan | Manhattan | NYC | Hospitals | 40.7892 | -73.9296 | 4 | 4 | 4 | 218822.0077 | 92036.783 | 15047.231 | 4 | 1863 | 1954 | 4 | Y | 4 | No | 0 |  | 0 | Plentiful | 4 | Dual Fuel | 3 | Steam Boiler | 2 | 1990 | 2 | Steam | 2 | No | 0 | Zone 4 | 4 | Consolidated Edison | 20.1572 | 0 | Low Emissions | 2 | NYC Dual Fuel | Y | 0 | 80
Olean General Hospital | 515 Main Street | Olean | Cattaraugus | Upstate | Not NYC | Hospitals | 42.0899 | -78.427 | 4 | 4 | 4 | 51348.0558 | 22390.1406 | 3530.934 | 2 | 1975 |  | 3 |  | 0 | No | 0 |  | 0 | Plentiful | 4 | Natural Gas | 2 | Furnace | 3 | 1990 | 2 | Forced Air | 4 | No | 0 | Zone 6 | 1 | National Grid | 8.6003 | 4 | Lowest Emissions | 4 | Not NYC |  | 0 | 80
Adelphi University | South Ave | Garden City | Nassau | Downstate/LI/HV | Not NYC | Colleges & Universities | 40.7214 | -73.6533 | 2 | 0 | 1 | 132574.9331 | 14924.3711 | 9116.4763 | 3 | 1929 | 2019 | 0 |  | 0 | Yes | 4 | https://facilities.umd.edu/sites/default/files/publications/2011-2030FMP.pdf | 4 | Plentiful | 4 | Dual Fuel | 3 | District HW (CHP) | 4 | 2016 | 1 | Hydronic | 4 | HW | 4 | Zone 4 | 4 | Long Island Power Authority | 18.8148 | 1 | Highest Emissions | 1 | Not NYC |  | 0 | 80
Savoy Park Apartments | 15 W 139th St, 2300 5th Ave, 22-30 141st St. | Manhattan | Manhattan | Manhattan | NYC | Multifamily Housing | 40.8159 | -73.9364 | 3 | 2 | 3 | 111241.7852 | 4203.1639 | 7649.5086 | 3 | 1959 |  | 3 |  | 0 | No | 0 | https://patch.com/new-york/fortgreene/brooklyn-hospital-center-will-start-25m-emergency-room-upgrade | 4 | Plentiful | 4 | Dual Fuel | 3 | Steam Boiler | 2 | 1990 | 2 | Steam | 2 | No | 0 | Zone 4 | 4 | Consolidated Edison | 20.1572 | 0 | Low Emissions | 2 | NYC Dual Fuel |  | 3 | 80
Parkway Village Coop- 36930 | 81-26 150th Street | Queens | Queens | Downstate/LI/HV | NYC | Multifamily Housing | 40.7177 | -73.8122 | 3 | 2 | 3 | 65983.5676 | 1188.1742 | 4537.3406 | 2 | 1947 |  | 3 |  | 0 | No | 0 |  | 0 | Plentiful | 4 | Dual Fuel | 3 | Furnace | 3 | 1990 | 2 | Forced Air | 4 | No | 0 | Zone 4 | 4 | Consolidated Edison | 20.1572 | 0 | Low Emissions | 2 | NYC Dual Fuel |  | 3 | 80
Third Housing Company Inc. | 65-52 160th Street | Queens | Queens | Downstate/LI/HV | NYC | Multifamily Housing | 40.7353 | -73.8091 | 3 | 2 | 3 | 65865.9442 | 2302.97 | 4529.2523 | 2 | 1954 |  | 3 |  | 0 | No | 0 |  | 0 | Plentiful | 4 | Dual Fuel | 3 | Furnace | 3 | 1990 | 2 | Forced Air | 4 | No | 0 | Zone 4 | 4 | Consolidated Edison | 20.1572 | 0 | Low Emissions | 2 | NYC Dual Fuel |  | 3 | 80
The Dorset - Kaled | 84-10 Main St | None | Queens | Downstate/LI/HV | NYC | Multifamily Housing | 40.7132 | -73.8173 | 3 | 2 | 3 | 53705.6466 | 1028.6506 | 3693.053 | 2 | 1956 |  | 3 |  | 0 | No | 0 |  | 0 | Plentiful | 4 | Dual Fuel | 3 | Furnace | 3 | 1990 | 2 | Forced Air | 4 | No | 0 | Zone 4 | 4 | Consolidated Edison | 20.1572 | 0 | Low Emissions | 2 | NYC Dual Fuel |  | 3 | 80
Rochester Psychiatric Center | 1111 Elmwood Avenue | Rochester | Monroe | Upstate | Not NYC | Hospitals | 43.1248 | -77.6086 | 4 | 4 | 4 | 51583.4509 | 22492.7838 | 3547.1208 | 2 | 1868 |  | 4 | Y | 4 | No | 0 |  | 0 | Plentiful | 4 | Dual Fuel | 3 | Steam Boiler | 2 | 1990 | 2 | Steam | 2 | No | 0 | Zone 5 | 2 | Rochester Gas and Electric | 10.8839 | 3 | Lowest Emissions | 4 | Not NYC |  | 0 | 80
Sisters of Charity Hospital of Buffalo | 2157 Main Street | Buffalo | Erie | Upstate | Not NYC | Hospitals | 42.929 | -78.8498 | 4 | 4 | 4 | 122626.021 | 53470.6487 | 8432.3423 | 3 | 1848 |  | 4 |  | 0 | No | 0 |  | 0 | Plentiful | 4 | Natural Gas | 2 | Steam Boiler | 2 | 1990 | 2 | Steam | 2 | No | 0 | Zone 5 | 2 | National Grid | 8.6003 | 4 | Lowest Emissions | 4 | Not NYC |  | 0 | 79
St. Catherine of Siena Medical Center | 50 Route 25-A | Smithtown | Suffolk | Downstate/LI/HV | Not NYC | Hospitals | 40.8675 | -73.2203 | 4 | 4 | 4 | 135330.7142 | 59010.4859 | 9305.9768 | 3 | 1962 |  | 3 |  | 0 | No | 0 |  | 0 | Plentiful | 4 | Dual Fuel | 3 | Furnace | 3 | 1990 | 2 | Forced Air | 4 | No | 0 | Zone 4 | 4 | Long Island Power Authority | 18.8148 | 1 | Highest Emissions | 1 | Not NYC |  | 0 | 79
Amalgamated Warbasse Houses-Block 7250 | 2800 West Fifth Street | Brooklyn | Brooklyn | Downstate/LI/HV | NYC | Multifamily Housing | 40.5813 | -73.9721 | 3 | 2 | 3 | 295233.1299 | 3413.7561 | 20301.6193 | 4 | 1963 |  | 3 |  | 0 | No | 0 |  | 0 | Plentiful | 4 | Natural Gas | 2 | Steam Boiler | 2 | 1963 | 3 | Steam | 2 | Steam | 1 | Zone 4 | 4 | Consolidated Edison | 20.1572 | 0 | Low Emissions | 2 | NYC Natural Gas |  | 2 | 79
Lafayette Boynton Apartments | 875 Boynton Ave | Bronx | Bronx | Downstate/LI/HV | NYC | Multifamily Housing | 40.821 | -73.8771 | 3 | 2 | 3 | 77002.2893 | 2042.2908 | 5295.0398 | 2 | 1971 |  | 3 |  | 0 | No | 0 |  | 0 | Plentiful | 4 | Oil | 4 | Steam Boiler | 2 | 1993 | 2 | Steam | 2 | No | 0 | Zone 4 | 4 | Consolidated Edison | 20.1572 | 0 | Low Emissions | 2 | NYC Oil |  | 4 | 79
Stony Brook University - Southampton | 70 Tuckahoe Rd | Southampton | Suffolk | Downstate/LI/HV | Not NYC | Colleges & Universities | 40.8905 | -72.4388 | 2 | 0 | 1 | 111967.3061 | 12604.5067 | 7699.3989 | 3 | 1962 |  | 3 | Y | 4 | Yes | 4 | https://sagharborexpress.com/due-to-pandemic-new-southampton-hospital-likely-still-five-years-away-at-best-but-remains-on-track/ | 4 | Plentiful | 4 | Natural Gas | 2 | District Steam (CHP) | 3 | 1995 | 2 | Steam | 2 | Steam + CW | 3 | Zone 4 | 4 | Long Island Power Authority | 18.8148 | 1 | Highest Emissions | 1 | Not NYC |  | 0 | 79
CUNY Brooklyn College | 2900 Bedford Ave | Brooklyn | Brooklyn | Downstate/LI/HV | NYC | Colleges & Universities | 40.6309 | -73.9515 | 2 | 0 | 1 | 166827.0024 | Luna | 11471.8098 | 3 | 1935 |  | 4 | Y | 4 | Yes | 4 | https://www.brooklyn.cuny.edu/web/news/bcnews/bcnews_211012.php#:~:text=The%20entire%20cost%20of%20the,gradually%20over%20approximately%20five%20years. | 4 | Plentiful | 4 | Natural Gas | 2 | District Steam | 2 | 1990 | 2 | Steam | 2 | Steam | 1 | Zone 4 | 4 | Consolidated Edison | 20.1572 | 0 | Low Emissions | 2 | NYC Natural Gas |  | 2 | 79
New York University | 70 Washington Sq South | New York | Manhattan | Manhattan | NYC | Colleges & Universities | 40.7295 | -73.9973 | 2 | 0 | 1 | 849539.7722 | 95635.3252 | 58418.3526 | 4 | 1973 |  | 3 |  | 0 | Yes | 4 |  | 0 | Very Limited | 0 | Oil | 4 | District Steam (CHP) | 3 | 2011 | 1 | Steam | 2 | Steam + CW | 3 | Zone 4 | 4 | Consolidated Edison | 20.1572 | 0 | Low Emissions | 2 | NYC Oil |  | 4 | 79
Boulevard/Linden Campus | 785 Schenk Avenue | Brooklyn | Brooklyn | Downstate/LI/HV | NYC | Multifamily Housing | 40.6612 | -73.8835 | 3 | 2 | 3 | 362271.7429 | 8699.6661 | 24911.5099 | 4 | 1970 |  | 3 | Y | 4 | No | 0 |  | 0 | Plentiful | 4 | Dual Fuel | 3 | Furnace | 3 | 1990 | 2 | Forced Air | 4 | No | 0 | Zone 4 | 4 | Consolidated Edison | 20.1572 | 0 | Low Emissions | 2 | NYC Dual Fuel | Y | 0 | 78
Faxton St. Luke's Healthcare | 1656 Champlin Avenue | Utica | Oneida | Upstate | Not NYC | Hospitals | 43.0906 | -75.2582 | 4 | 4 | 4 | 76992.8373 | 33572.4581 | 5294.3898 | 2 | 1875 |  | 4 |  | 0 | No | 0 |  | 0 | Plentiful | 4 | Natural Gas | 2 | District Steam (CHP) | 3 | 2009 | 1 | Steam | 2 | Steam | 1 | Zone 6 | 1 | National Grid | 8.6003 | 4 | Lowest Emissions | 4 | Not NYC |  | 0 | 78
Good Samaritan Hospital | 255 Lafayette Avenue | Suffern | Rockland | Downstate/LI/HV | Not NYC | Hospitals | 41.1122 | -74.1355 | 4 | 4 | 4 | 84771.2209 | 36964.1951 | 5829.2681 | 2 | 1902 |  | 4 |  | 0 | No | 0 | https://www.westchestermedicalcenter.org/news/project-fact-sheet-westchester-medical-center-heal-535#:~:text=The%20Westchester%20Medical%20Center%20Health,a%20new%2C%20four%2Dstory%20tower | 4 | Plentiful | 4 | Dual Fuel | 3 | Steam Boiler | 2 | 1990 | 2 | Steam | 2 | No | 0 | Zone 5 | 2 | Orange and Rockland Utilities | 13.6883 | 2 | Lowest Emissions | 4 | Not NYC |  | 0 | 78
Veterans Affairs Hudson Valley Health Care System | 2094 Albany Post Road | Montrose | Westchester | Downstate/LI/HV | Not NYC | Hospitals | 41.2489 | -73.9392 | 4 | 4 | 4 | 154517.3938 | 67376.7705 | 10625.3431 | 3 | 1950 |  | 3 |  | 0 | No | 0 |  | 0 | Plentiful | 4 | Dual Fuel | 3 | Furnace | 3 | 1990 | 2 | Forced Air | 4 | No | 0 | Zone 4 | 4 | Consolidated Edison | 20.1572 | 0 | Low Emissions | 2 | Not NYC |  | 0 | 78
Samaritan Hospital | 2215 Burdett Avenue | Troy | Rensselaer | Upstate | Not NYC | Hospitals | 42.7332 | -73.6717 | 4 | 4 | 4 | 59880.3934 | 26110.6366 | 4117.6576 | 2 | 1955 |  | 3 |  | 0 | No | 0 | Troy/RPI distributed energy partnership potential, "Planning for a large expansion of their facility and this will create requirements for additional power" | 4 | Plentiful | 4 | Natural Gas | 2 | Steam Boiler | 2 | 1990 | 2 | Steam | 2 | No | 0 | Zone 5 | 2 | National Grid | 8.6003 | 4 | Lowest Emissions | 4 | Not NYC |  | 0 | 78
Four Winds Hospital | 800 Cross River Road | Katonah | Westchester | Downstate/LI/HV | Not NYC | Hospitals | 41.2633 | -73.624 | 4 | 4 | 4 | 27729.7412 | 12091.4569 | 1906.8275 | 1 | 1978 |  | 3 |  | 0 | No | 0 |  | 0 | Plentiful | 4 | Dual Fuel | 3 | Furnace | 3 | 1990 | 2 | Forced Air | 4 | No | 0 | Zone 4 | 4 | NYS Electric and Gas | 9.6622 | 3 | Low Emissions | 2 | Not NYC |  | 0 | 78
Albert Einstein College of Medicine - Yeshiva University | 1300 Morris Park Ave | Bronx | Bronx | Downstate/LI/HV | NYC | Colleges & Universities | 40.8448 | -73.8648 | 2 | 0 | 1 | 2548331.892 | 287901.5133 | 175235.293 | 4 | 1955 | 1973 | 3 |  | 0 | No | 0 |  | 0 | Plentiful | 4 | Natural Gas | 2 | District Steam | 2 | 1954 | 3 | Steam | 2 | Steam + CW | 3 | Zone 4 | 4 | Consolidated Edison | 20.1572 | 0 | Low Emissions | 2 | NYC Natural Gas |  | 2 | 78
North Shore Towers | 270-10 Grand Central Parkway | Queens | Queens | Downstate/LI/HV | NYC | Multifamily Housing | 40.7568 | -73.7152 | 3 | 2 | 3 | 273887.5 | 6747.5992 | 18833.7934 | 4 | 1971 |  | 3 |  | 0 | No | 0 |  | 0 | Plentiful | 4 | Natural Gas | 2 | CHP | 3 | 2014 | 1 | Forced Air | 4 | No | 0 | Zone 4 | 4 | Consolidated Edison | 20.1572 | 0 | Low Emissions | 2 | NYC Natural Gas |  | 2 | 78
Pilgrim Psychiatric Center | 998 Crooked Hill Road | Brentwood | Suffolk | Downstate/LI/HV | Not NYC | Hospitals | 40.8027 | -73.2852 | 4 | 4 | 4 | 152443.1582 | 66472.3073 | 10482.7089 | 3 | 1931 |  | 4 | Y | 4 | No | 0 |  | 0 | Plentiful | 4 | Dual Fuel | 3 | Steam Boiler | 2 | 1990 | 2 | Steam | 2 | No | 0 | Zone 4 | 4 | Long Island Power Authority | 18.8148 | 1 | Highest Emissions | 1 | Not NYC |  | 0 | 78
State University of New York at New Paltz | 1 Hawk Drive | New Paltz | Ulster | Downstate/LI/HV | Not NYC | Colleges & Universities | 41.7409 | -74.0822 | 2 | 0 | 1 | 125711.8787 | 14151.7758 | 8644.5404 | 3 | 1909 | 2009 | 0 | Y | 4 | No | 0 |  | 0 | Plentiful | 4 | Natural Gas | 2 | District HW | 4 | 1990 | 2 | Hydronic | 4 | HW | 4 | Zone 6 | 1 | Central Hudson Gas and Electric | 13.2296 | 2 | Lowest Emissions | 4 | Not NYC |  | 0 | 78
Veterans Affairs New York Harbor Healthcare System | 800 Poly Place | Brooklyn | Brooklyn | Downstate/LI/HV | NYC | Hospitals | 40.6087 | -74.0243 | 4 | 4 | 4 | 151853.6618 | 63869.8212 | 10442.1724 | 3 | 1954 |  | 3 |  | 0 | No | 0 |  | 0 | Plentiful | 4 | Dual Fuel | 3 | Steam Boiler | 2 | 1990 | 2 | Forced Air | 4 | No | 0 | Zone 4 | 4 | Consolidated Edison | 20.1572 | 0 | Low Emissions | 2 | NYC Dual Fuel | Y | 0 | 77
Strong Memorial Hospital of the University of Rochester | 601 Elmwood Avenue | Rochester | Monroe | Upstate | Not NYC | Hospitals | 43.1244 | -77.6235 | 4 | 4 | 4 | 221411.4927 | 96545.709 | 15225.2962 | 4 | 1926 |  | 4 |  | 0 | No | 0 | Triple the size of Emergency Department and add outpatient rooms. Aim to complete by 2027 | 4 | Sufficient | 2 | Natural Gas | 2 | CHP | 3 | 2006 | 1 | Steam | 2 | No | 0 | Zone 5 | 2 | Rochester Gas and Electric | 10.8839 | 3 | Lowest Emissions | 4 | Not NYC |  | 0 | 77
Stuyvesant Town | 252 First Ave | New York | Manhattan | Manhattan | NYC | Multifamily Housing | 40.7319 | -73.9817 | 3 | 2 | 3 | 340472.5175 | 18955.6997 | 23412.4925 | 4 | 1947 |  | 3 |  | 0 | No | 0 |  | 0 | Plentiful | 4 | Natural Gas | 2 | District Steam | 2 | 1990 | 2 | Steam | 2 | Steam | 1 | Zone 4 | 4 | Consolidated Edison | 20.1572 | 0 | Low Emissions | 2 | NYC Natural Gas |  | 2 | 77
Luna Park Co-Op / Housing Corp | 2885 West 12th Street | Brooklyn | Brooklyn | Downstate/LI/HV | NYC | Multifamily Housing | 40.5771 | -73.9792 | 3 | 2 | 3 | 141879.8767 | 3451.1416 | 9756.328 | 3 | 1961 | 2015 | 0 |  | 0 | No | 0 |  | 0 | Plentiful | 4 | Dual Fuel | 3 | Furnace | 3 | 1990 | 2 | Forced Air | 4 | No | 0 | Zone 4 | 4 | Consolidated Edison | 20.1572 | 0 | Low Emissions | 2 | NYC Dual Fuel |  | 3 | 77
Parker Towers | 104-20 Queens Blvd. | Queens | Queens | Downstate/LI/HV | NYC | Multifamily Housing | 40.724 | -73.8501 | 3 | 2 | 3 | 135430.1979 | 5356.4466 | 9312.8177 | 3 | 1960 |  | 3 |  | 0 | No | 0 |  | 0 | Sufficient | 2 | Dual Fuel | 3 | Furnace | 3 | 1990 | 2 | Forced Air | 4 | No | 0 | Zone 4 | 4 | Consolidated Edison | 20.1572 | 0 | Low Emissions | 2 | NYC Dual Fuel |  | 3 | 77
KVI Mezz Corp. 12 | 30 Monroe St. | New York | Manhattan | Manhattan | NYC | Multifamily Housing | 40.7106 | -73.995 | 3 | 2 | 3 | 118767.8764 | 3506.8189 | 8167.0381 | 3 | 1935 |  | 4 |  | 0 | No | 0 |  | 0 | Limited | 1 | Oil | 4 | Steam Boiler | 2 | 1979 | 3 | Steam | 2 | No | 0 | Zone 4 | 4 | Consolidated Edison | 20.1572 | 0 | Low Emissions | 2 | NYC Oil |  | 4 | 77
Hudson Valley Community College | 80 Vandenburgh Ave | Troy | Rensselaer | Upstate | Not NYC | Colleges & Universities | 42.6965 | -73.6837 | 1 | 0 | 1 | 36625.1131 | 4123.0025 | 2518.5151 | 1 | 1953 | 2013 | 0 | Y | 4 | Yes | 4 |  | 0 | Plentiful | 4 | Natural Gas | 2 | CHP | 3 | 2005 | 1 | Hydronic | 4 | HW | 4 | Zone 5 | 2 | National Grid | 8.6003 | 4 | Lowest Emissions | 4 | Not NYC |  | 0 | 77
Fordham Hill Apartment and Garage | 4 Fordham Hill oval | Bronx | Bronx | Downstate/LI/HV | NYC | Multifamily Housing | 40.8652 | -73.908 | 3 | 2 | 3 | 121704.8462 | 2539.7354 | 8368.998 | 3 | 1950 |  | 3 |  | 0 | No | 0 |  | 0 | Plentiful | 4 | Natural Gas | 2 | Steam Boiler | 2 | 1990 | 2 | Forced Air | 4 | No | 0 | Zone 4 | 4 | Consolidated Edison | 20.1572 | 0 | Low Emissions | 2 | NYC Natural Gas |  | 2 | 76
Staten Island University Hospital | Staten Island University Hospital | Staten Island | Staten Island | Downstate/LI/HV | NYC | Hospitals | 40.5851 | -74.0853 | 4 | 4 | 4 | 194736.9009 | 81906.5599 | 13391.0257 | 3 | 1970 |  | 3 |  | 0 | No | 0 |  | 0 | Plentiful | 4 | Natural Gas | 2 | CHP | 3 | 1997 | 2 | Forced Air | 4 | No | 0 | Zone 4 | 4 | Consolidated Edison | 20.1572 | 0 | Low Emissions | 2 | NYC Natural Gas | Y | 0 | 76
F. F. Thompson Hospital | 350 Parrish Street | Canandaigua | Ontario | Upstate | Not NYC | Hospitals | 42.8748 | -77.2907 | 4 | 4 | 4 | 54510.2038 | 23768.9842 | 3748.3781 | 2 | 1904 |  | 4 |  | 0 | No | 0 |  | 0 | Plentiful | 4 | Dual Fuel | 3 | Steam Boiler | 2 | 1990 | 2 | Steam | 2 | No | 0 | Zone 5 | 2 | Rochester Gas and Electric | 10.8839 | 3 | Lowest Emissions | 4 | Not NYC |  | 0 | 76
St. Elizabeth Medical Center | 2209 Genesee Street | Utica | Oneida | Upstate | Not NYC | Hospitals | 43.0835 | -75.2672 | 4 | 4 | 4 | 51842.7303 | 22605.8417 | 3564.9501 | 2 | 1866 |  | 4 |  | 0 | No | 0 |  | 0 | Plentiful | 4 | Natural Gas | 2 | CHP | 3 | 1990 | 2 | Steam | 2 | No | 0 | Zone 6 | 1 | National Grid | 8.6003 | 4 | Lowest Emissions | 4 | Not NYC |  | 0 | 76
Cornell University | 300 Day Hall | Ithaca | Tompkins | Upstate | Not NYC | Colleges & Universities | 42.718 | -73.7107 | 2 | 0 | 1 | 382469.8745 | 43055.8192 | 26300.4284 | 4 | 1868 | 2020 | 0 |  | 0 | Yes | 4 | https://alumni.cornell.edu/cornellians/north-campus-new-buildings-shape-community/ | 4 | Plentiful | 4 | Natural Gas | 2 | District Steam (CHP) | 3 | 2009 | 1 | Steam | 2 | Steam + CW | 3 | Zone 6 | 1 | National Grid | 8.6003 | 4 | Lowest Emissions | 4 | Not NYC |  | 0 | 76
University of Rochester | Wilson Blvd. - Wallis Hall | Rochester | Monroe | Upstate | Not NYC | Colleges & Universities | 43.1264 | -77.6312 | 2 | 0 | 1 | 193561.3964 | 21789.8063 | 13310.1925 | 3 | 1817 | 1958 | 4 |  | 0 | Yes | 4 |  | 0 | Plentiful | 4 | Natural Gas | 2 | District Steam (CHP) | 3 | 2006 | 1 | Steam | 2 | Steam + CW | 3 | Zone 5 | 2 | Rochester Gas and Electric | 10.8839 | 3 | Lowest Emissions | 4 | Not NYC |  | 0 | 76
Columbia University in the City of New York | West 116 St and Broadway | New York | Manhattan | Manhattan | NYC | Colleges & Universities | 40.808 | -73.9638 | 2 | 0 | 1 | 1085045.0337 | 122584.5457 | 74612.8026 | 4 | 1754 | 1969 | 4 |  | 0 | Yes | 4 |  | 0 | Sufficient | 2 | Oil | 4 | Steam Boiler | 2 | 1990 | 2 | Steam | 2 | No | 0 | Zone 4 | 4 | Consolidated Edison | 20.1572 | 0 | Low Emissions | 2 | NYC Oil |  | 4 | 76
West Point Mil Reservation |  | West Point | Orange | Downstate/LI/HV | Not NYC | Military | 41.3952 | -73.955 | 3 | 2 | 3 | 782471.5768 | 113938.8436 | 53806.4278 | 4 | 1802 | 1902 | 4 | Y | 4 | No | 0 |  | 0 | Plentiful | 4 | Natural Gas | 2 | CHP | 3 | 1990 | 2 | Steam | 2 | No | 0 | Zone 5 | 2 | Orange and Rockland Utilities | 13.6883 | 2 | Lowest Emissions | 4 | Not NYC |  | 0 | 76
Watervliet Arsenal |  | Troy | Rensselaer | Upstate | Not NYC | Military | 42.718 | -73.7107 | 3 | 2 | 2 | 159554.0929 | 23233.3153 | 10971.6903 | 3 | 1813 |  | 4 | Y | 4 | No | 0 |  | 0 | Plentiful | 4 | Dual Fuel | 3 | Steam Boiler | 2 | 1990 | 2 | Steam | 2 | No | 0 | Zone 5 | 2 | National Grid | 8.6003 | 4 | Lowest Emissions | 4 | Not NYC |  | 0 | 76
Nassau University Medical Center | 2201 Hempstead Turnpike | East Meadow | Nassau | Downstate/LI/HV | Not NYC | Hospitals | 40.7254 | -73.5542 | 4 | 4 | 4 | 129626.5663 | 56523.212 | 8913.7327 | 3 | 1974 |  | 3 | Y | 4 | No | 0 |  | 0 | Plentiful | 4 | Natural Gas | 2 | Steam Boiler | 2 | 1974 | 3 | Steam | 2 | No | 0 | Zone 4 | 4 | Long Island Power Authority | 18.8148 | 1 | Highest Emissions | 1 | Not NYC |  | 0 | 76
CUNY York College | 94-20 Guy R. Brewer Blvd | Jamaica | Queens | Downstate/LI/HV | NYC | Colleges & Universities | 40.7023 | -73.796 | 2 | 0 | 1 | 96690.4241 | 10923.7417 | 6648.8886 | 2 | 1982 | 2009 | 0 | Y | 4 | Yes | 4 | https://www.cuny.edu/wp-content/uploads/sites/4/page-assets/about/administration/offices/fpcm/departments/capital-budget/individual-college-five-year-and-reso-a-capital-requests-21-22/YorkSummary.pdf#:~:text=With%20gratitude%20to%20our%20elected%20officials%2C%20community%20leaders%2C,Arts%20Center%20renovation%2C%20and%20the%20Track%20andField%20upgrade. | 4 | Plentiful | 4 | Dual Fuel | 3 | Steam Boiler | 2 | 1990 | 2 | Hydronic | 4 | No | 0 | Zone 4 | 4 | Consolidated Edison | 20.1572 | 0 | Low Emissions | 2 | NYC Dual Fuel |  | 3 | 76
Bronx River Campus | 1455 Harrod Avenue | Bronx | Bronx | Downstate/LI/HV | NYC | Multifamily Housing | 40.8358 | -73.8755 | 3 | 2 | 3 | 163963.3473 | 4009.3206 | 11274.8914 | 3 | 1966 |  | 3 | Y | 4 | No | 0 |  | 0 | Plentiful | 4 | Dual Fuel | 3 | Furnace | 3 | 1990 | 2 | Forced Air | 4 | No | 0 | Zone 4 | 4 | Consolidated Edison | 20.1572 | 0 | Low Emissions | 2 | NYC Dual Fuel | Y | 0 | 75
Erie County Medical Center | 462 Grider Street | Buffalo | Erie | Upstate | Not NYC | Hospitals | 42.9274 | -78.8293 | 4 | 4 | 4 | 154186.0051 | 67232.2697 | 10602.5553 | 3 | 1978 |  | 3 |  | 0 | No | 0 |  | 0 | Plentiful | 4 | Natural Gas | 1 | Steam Boiler | 2 | 1990 | 2 | Steam | 2 | No | 0 | Zone 5 | 2 | National Grid | 8.6003 | 4 | Lowest Emissions | 4 | Not NYC |  | 0 | 75
H-047 Warbasse House: Amalgamated Warbasse Houses, Inc. | 2701 West 6 St, HH | Brooklyn | Brooklyn | Downstate/LI/HV | NYC | Multifamily Housing | 40.5821 | -73.9743 | 3 | 2 | 3 | 733641.9514 | 8314.6436 | 50448.673 | 4 | 1963 |  | 3 |  | 0 | No | 0 |  | 0 | Plentiful | 4 | Natural Gas | 2 | Steam Boiler | 2 | 1963 | 3 | Steam | 2 | No | 0 | Zone 4 | 4 | Consolidated Edison | 20.1572 | 0 | Low Emissions | 2 | NYC Natural Gas |  | 2 | 75
Amalgamated Warbasse Houses-Block 7253 | 2800 West Fifth Street | Brooklyn | Brooklyn | Downstate/LI/HV | NYC | Multifamily Housing | 40.5813 | -73.9721 | 3 | 2 | 3 | 438849.6506 | 4900.8875 | 30177.3671 | 4 | 1963 |  | 3 |  | 0 | No | 0 |  | 0 | Plentiful | 4 | Natural Gas | 2 | Steam Boiler | 2 | 1963 | 3 | Steam | 2 | No | 0 | Zone 4 | 4 | Consolidated Edison | 20.1572 | 0 | Low Emissions | 2 | NYC Natural Gas |  | 2 | 75
Eastchester Heights | 3465 Fish Avenue | Bronx | Bronx | Downstate/LI/HV | NYC | Multifamily Housing | 40.8771 | -73.8506 | 3 | 2 | 3 | 79567.5754 | 1002.7693 | 5471.4409 | 2 | 1935 |  | 4 |  | 0 | No | 0 |  | 0 | Sufficient | 2 | Oil | 4 | Steam Boiler | 2 | 1990 | 2 | Steam | 2 | No | 0 | Zone 4 | 4 | Consolidated Edison | 20.1572 | 0 | Low Emissions | 2 | NYC Oil |  | 4 | 75
Eastchester Heights | 3468 Fenton Avenue | Bronx | Bronx | Downstate/LI/HV | NYC | Multifamily Housing | 40.8778 | -73.8484 | 3 | 2 | 3 | 63888.7859 | 756.6844 | 4393.2936 | 2 | 1935 |  | 4 |  | 0 | No | 0 |  | 0 | Sufficient | 2 | Oil | 4 | Steam Boiler | 2 | 1990 | 2 | Steam | 2 | No | 0 | Zone 4 | 4 | Consolidated Edison | 20.1572 | 0 | Low Emissions | 2 | NYC Oil |  | 4 | 75
United Memorial Medical Center | 127 North Street | Batavia | Genesee | Upstate | Not NYC | Hospitals | 43.0041 | -78.1774 | 4 | 4 | 4 | 35570.1329 | 15510.2324 | 2445.9697 | 1 | 2000 |  | 0 |  | 0 | No | 0 | https://www.wgrz.com/article/news/local/united-memorial-medical-center-moves-ahead-with-10-million-expansion/71-8c69e9a5-c16a-4ad8-a973-2f47949ed0d3 | 4 | Plentiful | 4 | Natural Gas | 2 | CHP | 3 | 2000 | 1 | Forced Air | 4 | No | 0 | Zone 5 | 2 | National Grid | 8.6003 | 4 | Lowest Emissions | 4 | Not NYC |  | 0 | 74
Peter Cooper Village | 360 First Avenue | New York | Manhattan | Manhattan | NYC | Multifamily Housing | 40.7356 | -73.9789 | 3 | 2 | 3 | 109640.9593 | 5793.7642 | 7539.4283 | 3 | 1947 |  | 3 |  | 0 | No | 0 |  | 0 | Plentiful | 4 | Natural Gas | 2 | District Steam | 2 | 1990 | 2 | Steam | 2 | Steam | 1 | Zone 4 | 4 | Consolidated Edison | 20.1572 | 0 | Low Emissions | 2 | NYC Natural Gas |  | 2 | 74
25 Boerum St - 44350 | 25 Boerum St | Brooklyn | Brooklyn | Downstate/LI/HV | NYC | Multifamily Housing | 40.7056 | -73.9492 | 3 | 2 | 3 | 75228.4511 | 1772.8106 | 5173.0623 | 2 | 1963 |  | 3 |  | 0 | No | 0 |  | 0 | Sufficient | 2 | Dual Fuel | 3 | Furnace | 3 | 1990 | 2 | Forced Air | 4 | No | 0 | Zone 4 | 4 | Consolidated Edison | 20.1572 | 0 | Low Emissions | 2 | NYC Dual Fuel |  | 3 | 74
Dayton Towers ( 7600 Share Front Parkway & 1-50 Beach 77th Street) | 7600 Shore Front Parkway | Queens | Queens | Downstate/LI/HV | NYC | Multifamily Housing | 40.5874 | -73.8035 | 3 | 2 | 3 | 72325.7668 | 2857.6977 | 4973.4601 | 2 | 1968 | 2013 | 0 |  | 0 | No | 0 |  | 0 | Plentiful | 4 | Dual Fuel | 3 | Furnace | 3 | 1990 | 2 | Forced Air | 4 | No | 0 | Zone 4 | 4 | Consolidated Edison | 20.1572 | 0 | Low Emissions | 2 | NYC Dual Fuel |  | 3 | 74
Ocean Park Apartments | 125 Beach 17th St | Queens | Queens | Downstate/LI/HV | NYC | Multifamily Housing | 40.5943 | -73.7521 | 3 | 2 | 3 | 67157.2141 | 1559.677 | 4618.0461 | 2 | 1971 |  | 3 |  | 0 | No | 0 |  | 0 | Sufficient | 2 | Dual Fuel | 3 | Furnace | 3 | 1990 | 2 | Forced Air | 4 | No | 0 | Zone 4 | 4 | Consolidated Edison | 20.1572 | 0 | Low Emissions | 2 | NYC Dual Fuel |  | 3 | 74
Eastchester Road Residence Complex | 1915-1925 Eastchester Avenue | Bronx | Bronx | Downstate/LI/HV | NYC | Multifamily Housing | 40.852 | -73.8442 | 3 | 2 | 3 | 64977.2588 | 1006.2835 | 4468.1421 | 2 | 1972 |  | 3 |  | 0 | No | 0 |  | 0 | Sufficient | 2 | Dual Fuel | 3 | Furnace | 3 | 1990 | 2 | Forced Air | 4 | No | 0 | Zone 4 | 4 | Consolidated Edison | 20.1572 | 0 | Low Emissions | 2 | NYC Dual Fuel |  | 3 | 74
SUNY College at Potsdam | 44 Pierrepont Ave | Potsdam | St. Lawrence | Upstate | Not NYC | Colleges & Universities | 44.6621 | -74.9738 | 2 | 0 | 1 | 59607.2054 | 6710.1679 | 4098.8719 | 2 | 1816 |  | 4 | Y | 4 | No | 0 |  | 0 | Plentiful | 4 | Natural Gas | 2 | District Steam (CHP) | 3 | 2014 | 1 | Steam | 2 | Steam + CW | 3 | Zone 6 | 1 | National Grid | 8.6003 | 4 | Lowest Emissions | 4 | Not NYC |  | 0 | 74
SUNY College of Environmental Science and Forestry | One Forestry Dr. | Syracuse | Onondaga | Upstate | Not NYC | Colleges & Universities | 43.0348 | -76.1387 | 2 | 0 | 1 | 36774.6712 | 4139.8387 | 2528.7994 | 1 | 1911 |  | 4 | Y | 4 | Yes | 4 | https://sucf.suny.edu/sites/default/files/docs/esf.pdf | 4 | Plentiful | 4 | Dual Fuel | 3 | CHP | 3 | 2013 | 1 | Steam | 2 | Steam | 1 | Zone 5 | 2 | National Grid | 8.6003 | 4 | Lowest Emissions | 4 | Not NYC |  | 0 | 74
City University of New York | 205 E 42nd Street | Manhattan | Manhattan | Manhattan | NYC | Colleges & Universities | 40.7511 | -73.9736 | 2 | 0 | 1 | 1025557.331 | 115863.8357 | 70522.1482 | 4 | 1927 | 1961 | 4 | Y | 4 | No | 0 | https://www.cuny.edu/about/administration/offices/fpcm/buildings/future/ | 4 | Very Limited | 0 | Natural Gas | 2 | District Steam | 2 | 1990 | 2 | Steam | 2 | Steam + CW | 3 | Zone 4 | 4 | Consolidated Edison | 20.1572 | 0 | Low Emissions | 2 | NYC Natural Gas |  | 2 | 74
St. Barnabas Hospital | St. Barnabas Hospital | Bronx | Bronx | Downstate/LI/HV | NYC | Hospitals | 40.8537 | -73.8902 | 4 | 4 | 4 | 193855.7384 | 81535.942 | 13330.4328 | 3 | 1874 | 1969 | 4 |  | 0 | No | 0 |  | 0 | Plentiful | 4 | Dual Fuel | 3 | Steam Boiler | 2 | 1990 | 2 | Steam | 2 | No | 0 | Zone 4 | 4 | Consolidated Edison | 20.1572 | 0 | Low Emissions | 2 | NYC Dual Fuel | Y | 0 | 73
Throggs Neck Campus | 2731 Sampson Avenue | Bronx | Bronx | Downstate/LI/HV | NYC | Multifamily Housing | 40.8186 | -73.8241 | 3 | 2 | 3 | 222379.7372 | 4759.7017 | 15291.8772 | 4 | 1873 | 1938 | 4 | Y | 4 | No | 0 |  | 0 | Plentiful | 4 | Dual Fuel | 3 | Steam Boiler | 2 | 1990 | 2 | Steam | 2 | No | 0 | Zone 4 | 4 | Consolidated Edison | 20.1572 | 0 | Low Emissions | 2 | NYC Dual Fuel | Y | 0 | 73
South Beach Psychiatric Center | 777 Seaview Ave | Staten Island | Staten Island | Downstate/LI/HV | NYC | Hospitals | 40.5827 | -74.0797 | 4 | 4 | 4 | 99865.0774 | 42003.364 | 6867.1927 | 2 | 1968 | 2019 | 0 | Y | 4 | No | 0 |  | 0 | Plentiful | 4 | Dual Fuel | 3 | Furnace | 3 | 1990 | 2 | Forced Air | 4 | No | 0 | Zone 4 | 4 | Consolidated Edison | 20.1572 | 0 | Low Emissions | 2 | NYC Dual Fuel | Y | 0 | 73
West Brighton I/West Brighton II Campus | 820 Henderson Ave | Staten Island | Staten Island | Downstate/LI/HV | NYC | Multifamily Housing | 40.6364 | -74.1196 | 3 | 2 | 3 | 68582.344 | 1729.682 | 4716.0447 | 2 | 1950 |  | 3 | Y | 4 | No | 0 | https://www.silive.com/news/2022/03/staten-island-may-be-getting-a-new-125-unit-nycha-apartment-building.html | 4 | Sufficient | 2 | Dual Fuel | 3 | District Steam | 2 | 1990 | 2 | Forced Air | 4 | Steam | 1 | Zone 4 | 4 | Consolidated Edison | 20.1572 | 0 | Low Emissions | 2 | NYC Dual Fuel | Y | 0 | 73
Canandaigua Veterans Affairs Medical Center | 400 Fort Hill Avenue | Canandaigua | Ontario | Upstate | Not NYC | Hospitals | 42.9011 | -77.2705 | 4 | 4 | 4 | 55731.9221 | 24301.7102 | 3832.3892 | 2 | 1932 |  | 4 |  | 0 | No | 0 |  | 0 | Plentiful | 4 | Biomass | 1 | CHP | 3 | 1990 | 2 | Steam | 2 | No | 0 | Zone 5 | 2 | Rochester Gas and Electric | 10.8839 | 3 | Lowest Emissions | 4 | Not NYC |  | 0 | 73
Esplanade Gardens | 700 Esplanade Gardens Plaza | Manhattan | Manhattan | Manhattan | NYC | Multifamily Housing | 40.8206 | -73.9353 | 3 | 2 | 3 | 229554.4632 | 5657.2391 | 15785.2451 | 4 | 1967 |  | 3 |  | 0 | No | 0 |  | 0 | Sufficient | 2 | Dual Fuel | 3 | Steam Boiler | 2 | 1990 | 2 | Steam | 2 | No | 0 | Zone 4 | 4 | Consolidated Edison | 20.1572 | 0 | Low Emissions | 2 | NYC Dual Fuel |  | 3 | 73
(7081) - Morningside Heights | 70 Lasalle St | New York | Manhattan | Manhattan | NYC | Multifamily Housing | 40.8126 | -73.9574 | 3 | 2 | 3 | 95426.5555 | 3212.0935 | 6561.979 | 2 | 1957 |  | 3 |  | 0 | No | 0 |  | 0 | Plentiful | 4 | Dual Fuel | 3 | Steam Boiler | 2 | 1990 | 2 | Steam | 2 | No | 0 | Zone 4 | 4 | Consolidated Edison | 20.1572 | 0 | Low Emissions | 2 | NYC Dual Fuel |  | 3 | 73
(7354-7356) - Kips Bay Towers | 300/330 E 33 && 333/343 E 30 St | New York | Manhattan | Manhattan | NYC | Multifamily Housing | 40.7432 | -73.9755 | 3 | 2 | 3 | 75324.9898 | 2750.9561 | 5179.7008 | 2 | 1962 | 2018 | 0 |  | 0 | No | 0 |  | 0 | Plentiful | 4 | Dual Fuel | 3 | Steam Boiler | 2 | 1990 | 2 | Hydronic | 4 | No | 0 | Zone 4 | 4 | Consolidated Edison | 20.1572 | 0 | Low Emissions | 2 | NYC Dual Fuel |  | 3 | 73
Yeshiva University | 500 W 185th St | New York | Manhattan | Manhattan | NYC | Colleges & Universities | 40.851 | -73.9298 | 2 | 0 | 1 | 281999.4504 | 31859.2993 | 19391.6093 | 4 | 1886 |  | 4 |  | 0 | Yes | 4 |  | 0 | Limited | 1 | Oil | 4 | Steam Boiler | 2 | 1990 | 2 | Steam | 2 | No | 0 | Zone 4 | 4 | Consolidated Edison | 20.1572 | 0 | Low Emissions | 2 | NYC Oil |  | 4 | 73
SUNY Buffalo State | 1300 Elmwood Ave | Buffalo | Erie | Upstate | Not NYC | Colleges & Universities | 42.9338 | -78.8821 | 2 | 0 | 1 | 158132.7479 | 17801.4936 | 10873.9519 | 3 | 1871 |  | 4 | Y | 4 | Yes | 4 |  | 0 | Plentiful | 4 | Natural Gas | 2 | District Steam | 2 | 2016 | 1 | Steam | 2 | Steam | 1 | Zone 5 | 2 | National Grid | 8.6003 | 4 | Lowest Emissions | 4 | Not NYC |  | 0 | 73
Niagara Falls |  | Niagara Falls | Niagara | Upstate | Not NYC | Military | 43.1197 | -78.9426 | 3 | 2 | 2 | 75943.8076 | 11058.4843 | 5222.2536 | 2 | 1942 |  | 4 | Y | 4 | No | 0 |  | 0 | Plentiful | 4 | Dual Fuel | 3 | Steam Boiler | 2 | 1990 | 2 | Steam | 2 | No | 0 | Zone 5 | 2 | National Grid | 8.6003 | 4 | Lowest Emissions | 4 | Not NYC |  | 0 | 73
Central New York Psychiatric Center | 9005 Old River Road | Marcy | Oneida | Upstate | Not NYC | Hospitals | 43.1551 | -75.2751 | 4 | 4 | 4 | 63510.3057 | 27693.4473 | 4367.2675 | 2 | 1889 | 2021 | 0 | Y | 4 | No | 0 |  | 0 | Plentiful | 4 | Dual Fuel | 3 | Steam Boiler | 2 | 1990 | 2 | Steam | 2 | No | 0 | Zone 6 | 1 | National Grid | 8.6003 | 4 | Lowest Emissions | 4 | Not NYC |  | 0 | 73
Stewart IAP |  | Newburgh | Orange | Downstate/LI/HV | Not NYC | Military | 41.5071 | -74.0815 | 3 | 2 | 3 | 60597.1674 | 8823.7981 | 4166.9464 | 2 | 1930 |  | 4 | Y | 4 | No | 0 |  | 0 | Plentiful | 4 | Natural Gas | 2 | Steam Boiler | 2 | 1990 | 2 | Steam | 2 | No | 0 | Zone 5 | 2 | National Grid | 8.6003 | 4 | Lowest Emissions | 4 | Not NYC |  | 0 | 73
Richard H. Hutchings Psychiatric Center | 620 Madison Street | Syracuse | Onondaga | Upstate | Not NYC | Hospitals | 43.0452 | -76.1396 | 4 | 4 | 4 | 38878.7577 | 16952.9467 | 2673.4863 | 1 | 1972 |  | 3 | Y | 4 | No | 0 |  | 0 | Limited | 1 | Natural Gas | 2 | Furnace | 3 | 1990 | 2 | Forced Air | 4 | No | 0 | Zone 5 | 2 | National Grid | 8.6003 | 4 | Lowest Emissions | 4 | Not NYC |  | 0 | 73
SUNY College at Brockport | 350 New Campus Dr | Brockport | Monroe | Upstate | Not NYC | Colleges & Universities | 43.2119 | -77.9472 | 2 | 0 | 1 | 138141.8173 | 15551.0525 | 9499.2814 | 3 | 1841 |  | 4 | Y | 4 | Yes | 4 |  | 0 | Plentiful | 4 | Dual Fuel | 3 | Steam Boiler | 2 | 1990 | 2 | Steam | 2 | No | 0 | Zone 5 | 2 | National Grid | 8.6003 | 4 | Lowest Emissions | 4 | Not NYC |  | 0 | 73
CUNY Queens College | 65-30 Kissena Blvd | Flushing | Queens | Downstate/LI/HV | NYC | Colleges & Universities | 40.7362 | -73.8161 | 2 | 0 | 1 | 199148.0418 | 22499.0406 | 13694.3565 | 3 | 1937 | 2000 | 0 | Y | 4 | Yes | 4 | https://www.qc.cuny.edu/CS/2021/Queens_College_Strategic_Plan_2021_2026.pdf | 4 | Plentiful | 4 | Dual Fuel | 3 | Steam Boiler | 2 | 1990 | 2 | Steam | 2 | No | 0 | Zone 4 | 4 | Consolidated Edison | 20.1572 | 0 | Low Emissions | 2 | NYC Dual Fuel |  | 3 | 73
Clason Point Gardens/Soundview Campus | 865 Noble Avenue | Bronx | Bronx | Downstate/LI/HV | NYC | Multifamily Housing | 40.8224 | -73.8684 | 3 | 2 | 3 | 261119.7556 | 5137.7206 | 17955.8232 | 4 | 1946 |  | 3 | Y | 4 | No | 0 |  | 0 | Sufficient | 2 | Dual Fuel | 3 | Furnace | 3 | 1990 | 2 | Forced Air | 4 | No | 0 | Zone 4 | 4 | Consolidated Edison | 20.1572 | 0 | Low Emissions | 2 | NYC Dual Fuel | Y | 0 | 72
Albany/Albany II Campus | 180 Troy Avenue | Brooklyn | Brooklyn | Downstate/LI/HV | NYC | Multifamily Housing | 40.6732 | -73.9369 | 3 | 2 | 3 | 97264.8922 | 3127.553 | 6688.3917 | 2 | 1950 |  | 3 | Y | 4 | No | 0 |  | 0 | Plentiful | 4 | Dual Fuel | 3 | Furnace | 3 | 1990 | 2 | Forced Air | 4 | No | 0 | Zone 4 | 4 | Consolidated Edison | 20.1572 | 0 | Low Emissions | 2 | NYC Dual Fuel | Y | 0 | 72
West Farms Square | 1 West Farms Square Plaza | Bronx | Bronx | Downstate/LI/HV | NYC | Multifamily Housing | 40.8407 | -73.8811 | 3 | 2 | 3 | 90212.3425 | 1145.3314 | 6203.4252 | 2 | 1971 |  | 3 | Y | 4 | No | 0 |  | 0 | Plentiful | 4 | Dual Fuel | 3 | Furnace | 3 | 1990 | 2 | Forced Air | 4 | No | 0 | Zone 4 | 4 | Consolidated Edison | 20.1572 | 0 | Low Emissions | 2 | NYC Dual Fuel | Y | 0 | 72
Creedmoor Psychiatric Center | 79-25 Winchester Boulevard | Jamaica | Queens | Downstate/LI/HV | NYC | Hospitals | 40.7396 | -73.7334 | 4 | 4 | 4 | 88401.1332 | 38547.0058 | 6078.8779 | 2 | 1957 |  | 3 | Y | 4 | No | 0 |  | 0 | Plentiful | 4 | Dual Fuel | 3 | Steam Boiler | 2 | 1990 | 2 | Steam | 2 | No | 0 | Zone 4 | 4 | Consolidated Edison | 20.1572 | 0 | Low Emissions | 2 | NYC Dual Fuel | Y | 0 | 72
Rome Memorial Hospital | 1500 North James Street | Rome | Oneida | Upstate | Not NYC | Hospitals | 43.229 | -75.444 | 4 | 4 | 4 | 32608.4489 | 14218.8004 | 2242.3104 | 1 | 1884 |  | 4 |  | 0 | No | 0 | https://www.uticaod.com/story/news/2021/02/16/rome-health-build-13-1-million-physician-center-main-campus/6766423002/ | 4 | Limited | 1 | Natural Gas | 2 | CHP | 3 | 2011 | 1 | Hydronic | 4 | No | 0 | Zone 6 | 1 | National Grid | 8.6003 | 4 | Lowest Emissions | 4 | Not NYC |  | 0 | 72
KALEIDA Health | 100 High Street | Buffalo | Erie | Upstate | Not NYC | Hospitals | 42.9005 | -78.8656 | 4 | 4 | 4 | 343670.5933 | 149856.3634 | 23632.4073 | 4 | 1855 | 1986 | 2 |  | 0 | No | 0 |  | 0 | Sufficient | 2 | Natural Gas | 2 | Steam Boiler | 2 | 1990 | 2 | Steam | 2 | No | 0 | Zone 5 | 2 | National Grid | 8.6003 | 4 | Lowest Emissions | 4 | Not NYC |  | 0 | 72
Upstate University Hospital | 750 East Adams Street | Syracuse | Onondaga | Upstate | Not NYC | Hospitals | 43.0425 | -76.1405 | 4 | 4 | 4 | 168259.2048 | 73368.8393 | 11570.2947 | 3 | 1964 |  | 3 |  | 0 | No | 0 |  | 0 | Very Limited | 0 | Natural Gas | 2 | Furnace | 3 | 1990 | 2 | Forced Air | 4 | No | 0 | Zone 5 | 2 | National Grid | 8.6003 | 4 | Lowest Emissions | 4 | Not NYC |  | 0 | 72
Orange Regional Medical Center | 707 East Main Street | Middletown | Orange | Downstate/LI/HV | Not NYC | Hospitals | 41.4427 | -74.4099 | 4 | 4 | 4 | 67593.209 | 29473.783 | 4648.0271 | 2 | 2016 |  | 0 |  | 0 | No | 0 |  | 0 | Plentiful | 4 | Natural Gas | 2 | HW Boiler | 4 | 1990 | 2 | Hydronic | 4 | No | 0 | Zone 5 | 2 | Orange and Rockland Utilities | 13.6883 | 2 | Lowest Emissions | 4 | Not NYC |  | 0 | 72
Putnam Hospital Center | 670 Stoneleigh Avenue | Carmel | Putnam | Downstate/LI/HV | Not NYC | Hospitals | 41.3864 | -73.6639 | 4 | 4 | 4 | 32385.847 | 14121.7356 | 2227.0032 | 1 | 1962 | 2001 | 0 |  | 0 | No | 0 |  | 0 | Plentiful | 4 | Dual Fuel | 3 | Furnace | 3 | 1990 | 2 | Forced Air | 4 | No | 0 | Zone 5 | 2 | NYS Electric and Gas | 9.6622 | 3 | Lowest Emissions | 4 | Not NYC |  | 0 | 72
Ithaca College | 953 Danby Road | Ithaca | Tompkins | Upstate | Not NYC | Colleges & Universities | 42.4222 | -76.4941 | 2 | 0 | 1 | 108280.0531 | 12189.4212 | 7445.846 | 3 | 1963 |  | 3 |  | 0 | Yes | 4 |  | 0 | Plentiful | 4 | Natural Gas | 2 | HW Boiler | 4 | 1990 | 2 | Hydronic | 4 | No | 0 | Zone 6 | 1 | National Grid | 8.6003 | 4 | Lowest Emissions | 4 | Not NYC |  | 0 | 72
25 Moore Street - 44353 | 25 Moore Street | Brooklyn | Brooklyn | Downstate/LI/HV | NYC | Multifamily Housing | 40.7039 | -73.9454 | 3 | 2 | 3 | 108421.9778 | 1732.76 | 7455.6054 | 3 | 1973 |  | 3 |  | 0 | No | 0 |  | 0 | Plentiful | 4 | Natural Gas | 2 | Steam Boiler | 2 | 1973 | 3 | Steam | 2 | No | 0 | Zone 4 | 4 | Consolidated Edison | 20.1572 | 0 | Low Emissions | 2 | NYC Natural Gas |  | 2 | 72
University at Buffalo - South Campus | 12 Capen Hall | Buffalo | Erie | Upstate | Not NYC | Colleges & Universities | 42.9544 | -78.8183 | 2 | 0 | 1 | 142481.3757 | 16039.5701 | 9797.6899 | 3 | 1921 |  | 4 | Y | 4 | No | 0 | https://www.buffalo.edu/content/dam/www/administrative-services/facilities/Facilities-Master-Plan/UB_FMP_PhaseV-Facilities-Master-Plan-Final-Recommendation-D-South-Campus.pdf | 4 | Plentiful | 4 | Natural Gas | 2 | District Steam | 1 | 2004 | 1 | Steam | 2 | Steam | 1 | Zone 5 | 2 | National Grid | 8.6003 | 4 | Lowest Emissions | 4 | Not NYC |  | 0 | 72
Green Haven Correctional Facility | 594 State Route 216 | Stormville | Dutchess | Downstate/LI/HV | Not NYC | Correctional Facilities | 41.5824 | -73.7168 | 3 | 1 | 1 | 77109.5265 | 42303.143 | 5302.4139 | 2 | 1949 |  | 3 | Y | 4 | No | 0 |  | 0 | Plentiful | 4 | Dual Fuel | 3 | Furnace | 3 | 1990 | 2 | Forced Air | 4 | No | 0 | Zone 5 | 2 | NYS Electric and Gas | 9.6622 | 3 | Lowest Emissions | 4 | Not NYC |  | 0 | 72
St. Lawrence Psychiatric Center | 1 Chimney Point Drive | Ogdensburg | St. Lawrence | Upstate | Not NYC | Hospitals | 44.7161 | -75.4509 | 4 | 4 | 4 | 42767.9495 | 18648.8152 | 2940.9255 | 1 | 1887 |  | 4 | Y | 4 | No | 0 |  | 0 | Sufficient | 2 | Dual Fuel | 3 | Steam Boiler | 2 | 1990 | 2 | Steam | 2 | No | 0 | Zone 6 | 1 | National Grid | 8.6003 | 4 | Lowest Emissions | 4 | Not NYC |  | 0 | 72
5901 Palisade Ave (Nursing Home & Maintenance Building) | 5901 Palisade Avenue | Bronx | Bronx | Downstate/LI/HV | NYC | Nursing Homes | 40.9101 | -73.9092 | 4 | 3 | 4 | 67948.6504 | 4249.1607 | 4672.469 | 2 | 1985 | 2012 | 0 |  | 0 | No | 0 |  | 0 | Sufficient | 2 | Dual Fuel | 3 | Steam Boiler | 2 | 1990 | 2 | Hydronic | 4 | No | 0 | Zone 4 | 4 | Consolidated Edison | 20.1572 | 0 | Low Emissions | 2 | NYC Dual Fuel |  | 3 | 72
Douglass I/Douglass II Campus | 825 Columbus Avenue | Manhattan | Manhattan | Manhattan | NYC | Multifamily Housing | 40.7957 | -73.9649 | 3 | 2 | 3 | 237765.4911 | 5266.1344 | 16349.8741 | 4 | 1958 |  | 3 | Y | 4 | No | 0 |  | 0 | Plentiful | 4 | Dual Fuel | 3 | Steam Boiler | 2 | 1990 | 2 | Steam | 2 | No | 0 | Zone 4 | 4 | Consolidated Edison | 20.1572 | 0 | Low Emissions | 2 | NYC Dual Fuel | Y | 0 | 71
Brownsville/Van Dyke I/Van Dyke II/Woodson Campus | 284 Sutter Avenue | Brooklyn | Brooklyn | Downstate/LI/HV | NYC | Multifamily Housing | 40.667 | -73.9096 | 3 | 2 | 3 | 449563.9399 | 8940.9682 | 30914.1321 | 4 | 1954 |  | 3 | Y | 4 | No | 0 |  | 0 | Plentiful | 4 | Natural Gas | 2 | Steam Boiler | 2 | 1954 | 3 | Steam | 2 | No | 0 | Zone 4 | 4 | Consolidated Edison | 20.1572 | 0 | Low Emissions | 2 | NYC Natural Gas | Y | 0 | 71
NYU Winthrop Hospital | 259 First Street | Mineola | Nassau | Downstate/LI/HV | Not NYC | Hospitals | 40.7416 | -73.6433 | 4 | 4 | 4 | 137404.9499 | 59914.9491 | 9448.611 | 3 | 1896 |  | 4 |  | 0 | No | 0 |  | 0 | Plentiful | 4 | Natural Gas | 2 | CHP | 3 | 2016 | 1 | Steam | 2 | No | 0 | Zone 4 | 4 | Long Island Power Authority | 18.8148 | 1 | Highest Emissions | 1 | Not NYC |  | 0 | 71
Oneida Healthcare | 321 Genesee Street | Oneida | Madison | Upstate | Not NYC | Hospitals | 43.0786 | -75.6543 | 4 | 4 | 4 | 31840.9675 | 13884.1428 | 2189.5348 | 1 | 1972 | 2012 | 0 |  | 0 | No | 0 |  | 0 | Plentiful | 4 | Natural Gas | 2 | Furnace | 3 | 1990 | 2 | Forced Air | 4 | No | 0 | Zone 6 | 1 | National Grid | 8.6003 | 4 | Lowest Emissions | 4 | Not NYC |  | 0 | 71
Canton-Potsdam Hospital | 50 Leroy Street | Potsdam | St. Lawrence | Upstate | Not NYC | Hospitals | 44.6762 | -74.9816 | 4 | 4 | 4 | 27470.4617 | 11978.399 | 1888.9982 | 1 | 1985 | 2018 | 0 |  | 0 | No | 0 |  | 0 | Plentiful | 4 | Natural Gas | 2 | Furnace | 3 | 1990 | 2 | Forced Air | 4 | No | 0 | Zone 6 | 1 | National Grid | 8.6003 | 4 | Lowest Emissions | 4 | Not NYC |  | 0 | 71
Nathan Littauer Hospital and Nursing Home | 99 East State Street | Gloversville | Fulton | Upstate | Not NYC | Hospitals | 43.0682 | -74.331 | 4 | 4 | 4 | 26230.9776 | 11437.9263 | 1803.7655 | 1 | 1968 | 2020 | 0 |  | 0 | No | 0 |  | 0 | Plentiful | 4 | Natural Gas | 2 | Furnace | 3 | 1990 | 2 | Forced Air | 4 | No | 0 | Zone 6 | 1 | National Grid | 8.6003 | 4 | Lowest Emissions | 4 | Not NYC |  | 0 | 71
New York Institute of Technology - Long Island | Northern Blvd | Old Westbury | Nassau | Downstate/LI/HV | Not NYC | Colleges & Universities | 40.8124 | -73.6078 | 2 | 0 | 1 | 123019.8332 | 13848.7239 | 8459.4226 | 3 | 1965 |  | 3 |  | 0 | Yes | 4 | http://www.urbanstrategies.com/wp-content/uploads/2019/06/NYIT-Long-Island-Campus-Plan-Report_20180914.pdf | 4 | Plentiful | 4 | Dual Fuel | 3 | Furnace | 3 | 1990 | 2 | Forced Air | 4 | No | 0 | Zone 4 | 4 | Long Island Power Authority | 18.8148 | 1 | Highest Emissions | 1 | Not NYC |  | 0 | 71
Clinton Hill North Campus Scorecard / Clinton Hill Co-ops | 165-210 Clinton Ave | Brooklyn | Brooklyn | Downstate/LI/HV | NYC | Multifamily Housing | 40.6928 | -73.9682 | 3 | 2 | 3 | 93079.1564 | 927.1958 | 6400.5608 | 2 | 1954 |  | 3 |  | 0 | No | 0 |  | 0 | Sufficient | 2 | Dual Fuel | 3 | Steam Boiler | 2 | 2010 | 1 | Forced Air | 4 | No | 0 | Zone 4 | 4 | Consolidated Edison | 20.1572 | 0 | Low Emissions | 2 | NYC Dual Fuel |  | 3 | 71
Mid-Hudson Forensic Psychiatric Center | 2834 NY-17M | New Hampton | Orange | Downstate/LI/HV | Not NYC | Hospitals | 41.3913 | -74.4237 | 4 | 4 | 4 | 38237.0168 | 16673.1178 | 2629.3572 | 1 | 1973 | 2014 | 0 | Y | 4 | No | 0 |  | 0 | Plentiful | 4 | Dual Fuel | 3 | District Steam | 2 | 1990 | 2 | Steam | 2 | Steam | 1 | Zone 5 | 2 | Orange and Rockland Utilities | 13.6883 | 2 | Lowest Emissions | 4 | Not NYC |  | 0 | 71
Fashion Institute of Technology | 227 W 27th St | New York | Manhattan | Manhattan | NYC | Colleges & Universities | 40.7472 | -73.9949 | 2 | 0 | 1 | 131299.3878 | 14833.7399 | 9028.7638 | 3 | 1954 | 2018 | 0 | Y | 4 | Yes | 4 |  | 0 | Very Limited | 0 | Natural Gas | 2 | District Steam | 2 | 1974 | 3 | Hydronic | 4 | Steam + CW | 3 | Zone 4 | 4 | Consolidated Edison | 20.1572 | 0 | Low Emissions | 2 | NYC Natural Gas |  | 2 | 71
Kingsbrook Jewish Medical Center | 585 Schenectady Avenue | Brooklyn | Brooklyn | Downstate/LI/HV | NYC | Hospitals | 40.6597 | -73.934 | 4 | 4 | 4 | 196779.9447 | 85805.2084 | 13531.515 | 3 | 1975 |  | 3 |  | 0 | No | 0 |  | 0 | Sufficient | 2 | Natural Gas | 2 | CHP | 3 | 1991 | 2 | Forced Air | 4 | No | 0 | Zone 4 | 4 | Consolidated Edison | 20.1572 | 0 | Low Emissions | 2 | NYC Natural Gas | Y | 0 | 70
South Jamaica I/South Jamaica II Campus | 106-24 159TH Street | Queens | Queens | Downstate/LI/HV | NYC | Multifamily Housing | 40.6975 | -73.796 | 3 | 2 | 3 | 160701.798 | 2910.7818 | 11050.6119 | 3 | 1940 |  | 4 | Y | 4 | No | 0 |  | 0 | Plentiful | 4 | Dual Fuel | 3 | Steam Boiler | 2 | 1990 | 2 | Steam | 2 | No | 0 | Zone 4 | 4 | Consolidated Edison | 20.1572 | 0 | Low Emissions | 2 | NYC Dual Fuel | Y | 0 | 70
Kingsboro Psychiatric Center | 681 Clarkson Ave | Brooklyn | Brooklyn | Downstate/LI/HV | NYC | Hospitals | 40.6563 | -73.9367 | 4 | 4 | 4 | 85179.0366 | 35826.3987 | 5857.3114 | 2 | 1937 | 2019 | 0 | Y | 4 | No | 0 | https://hcr.ny.gov/governor-cuomo-announces-redevelopment-plans-western-portion-kingsboro-psychiatric-center-campus | 4 | Plentiful | 4 | Dual Fuel | 3 | Steam Boiler | 2 | 1990 | 2 | Steam | 2 | No | 0 | Zone 4 | 4 | Consolidated Edison | 20.1572 | 0 | Low Emissions | 2 | NYC Dual Fuel | Y | 0 | 70
Bellevue Hospital Center | Bellevue Hospital Center | New York | Manhattan | Manhattan | NYC | Hospitals | 40.7389 | -73.9753 | 4 | 4 | 4 | 243200.8355 | 102290.5454 | 16723.6339 | 4 | 1879 |  | 4 | Y | 4 | No | 0 |  | 0 | Very Limited | 0 | Natural Gas | 2 | District Steam | 2 | 1990 | 2 | Steam | 2 | Steam | 1 | Zone 4 | 4 | Consolidated Edison | 20.1572 | 0 | Low Emissions | 2 | NYC Natural Gas | Y | 0 | 70
Ellis Hospital | 1101 Nott Street | Schenectady | Schenectady | Upstate | Not NYC | Hospitals | 42.82 | -73.9192 | 4 | 4 | 4 | 117958.9909 | 51435.6065 | 8111.4153 | 3 | 1906 |  | 4 |  | 0 | No | 0 | https://www.bizjournals.com/albany/news/2022/02/11/ellis-medicine-new-parking-garage.html | 4 | Sufficient | 0 | Natural Gas | 2 | CHP | 3 | 2001 | 1 | Steam | 2 | No | 0 | Zone 5 | 2 | National Grid | 8.6003 | 4 | Lowest Emissions | 4 | Not NYC |  | 0 | 70
Clifton Springs Hospital and Clinic | 2 Coulter Road | Clifton Springs | Ontario | Upstate | Not NYC | Hospitals | 42.9606 | -77.139 | 4 | 4 | 4 | 40023.0603 | 17451.9158 | 2752.174 | 1 | 1972 | 2021 | 0 |  | 0 | No | 0 |  | 0 | Plentiful | 4 | Natural Gas | 2 | CHP | 3 | 1994 | 2 | Forced Air | 4 | No | 0 | Zone 5 | 2 | NYS Electric and Gas | 9.6622 | 3 | Lowest Emissions | 4 | Not NYC |  | 0 | 70
510 Quincy Street - 35123 | 510 Quincy Street | Brooklyn | Brooklyn | Downstate/LI/HV | NYC | Multifamily Housing | 40.6878 | -73.9402 | 3 | 2 | 3 | 5705383.8345 | 578.4616 | 392329.0413 | 4 | 1974 |  | 3 |  | 0 | No | 0 |  | 0 | Very Limited | 0 | Natural Gas | 2 | Furnace | 3 | 1974 | 3 | Forced Air | 4 | No | 0 | Zone 4 | 4 | Consolidated Edison | 20.1572 | 0 | Low Emissions | 2 | NYC Natural Gas |  | 2 | 70
Fordham University | 441 E Fordham Rd | Bronx | Bronx | Downstate/LI/HV | NYC | Colleges & Universities | 40.8612 | -73.8892 | 2 | 0 | 1 | 616770.9829 | 69680.6016 | 42412.0752 | 4 | 1841 | 2014 | 0 |  | 0 | Yes | 4 | New library, grad school buildings planned | 4 | Plentiful | 4 | Natural Gas | 2 | District Steam | 2 | 1990 | 2 | Steam | 2 | Steam | 1 | Zone 4 | 4 | Consolidated Edison | 20.1572 | 0 | Low Emissions | 2 | NYC Natural Gas |  | 2 | 70
Stony Brook University - Main | 310 Administration Building | Stony Brook | Suffolk | Downstate/LI/HV | Not NYC | Colleges & Universities | 40.9148 | -73.1205 | 2 | 0 | 1 | 319907 | 36012 | 21998.3108 | 4 | 1962 | 2017 | 0 | Y | 4 | No | 0 |  | 0 | Plentiful | 4 | Natural Gas | 2 | District Steam (CHP) | 3 | 1968 | 3 | Steam | 2 | Steam + CW | 3 | Zone 4 | 4 | Long Island Power Authority | 18.8148 | 1 | Highest Emissions | 1 | Not NYC |  | 0 | 70
Hancock Field |  | Syracuse | Onondaga | Upstate | Not NYC | Military | 43.1242 | -76.0867 | 3 | 2 | 2 | 42797.5742 | 6231.9275 | 2942.9626 | 1 | 1941 |  | 4 | Y | 4 | No | 0 |  | 0 | Plentiful | 4 | Dual Fuel | 3 | Steam Boiler | 2 | 1990 | 2 | Steam | 2 | No | 0 | Zone 5 | 2 | National Grid | 8.6003 | 4 | Lowest Emissions | 4 | Not NYC |  | 0 | 70
Taxation and Finance Department, New York State | W A Harriman Campus Bldg 8 | Albany | Albany | Downstate/LI/HV | Not NYC | Office | 42.6835 | -73.8106 | 0 | 1 | 2 | 35730.0815 | 15611.2971 | 2456.9685 | 1 | 1964 |  | 3 | Y | 4 | No | 0 |  | 0 | Plentiful | 4 | Dual Fuel | 3 | Furnace | 3 | 1990 | 2 | Forced Air | 4 | No | 0 | Zone 5 | 2 | National Grid | 8.6003 | 4 | Lowest Emissions | 4 | Not NYC |  | 0 | 70
SUNY Downstate Medical Center University Hospital | 450 Clarkson Avenue | Brooklyn | Brooklyn | Downstate/LI/HV | NYC | Hospitals | 40.6552 | -73.9457 | 4 | 4 | 4 | 105739.4937 | 44474.1502 | 7271.1452 | 3 | 1950 | 2019 | 0 | Y | 4 | No | 0 | https://sucf.suny.edu/sites/default/files/docs/DownstateHealthSciencesUniversity_UniversityHospital.pdf | 4 | Very Limited | 0 | Oil | 4 | Steam Boiler | 2 | 1990 | 2 | Forced Air | 4 | No | 0 | Zone 4 | 4 | Consolidated Edison | 20.1572 | 0 | Low Emissions | 2 | NYC Oil | Y | 0 | 69
CUNY Kingsborough Community College | 2001 Oriental Blvd | Brooklyn | Brooklyn | Downstate/LI/HV | NYC | Colleges & Universities | 40.5778 | -73.9356 | 1 | 0 | 1 | 198799.9215 | 22459.7112 | 13670.4181 | 3 | 1963 |  | 3 | Y | 4 | Yes | 4 |  | 0 | Plentiful | 4 | Dual Fuel | 3 | Furnace | 3 | 1990 | 2 | Forced Air | 4 | No | 0 | Zone 4 | 4 | Consolidated Edison | 20.1572 | 0 | Low Emissions | 2 | NYC Dual Fuel | Y | 0 | 69
CUNY Queensborough Community College | 222-05 56th Ave | Queens | Queens | Downstate/LI/HV | NYC | Colleges & Universities | 0 | 0 | 1 | 0 | 1 | 158425.6982 | 17898.3744 | 10894.0965 | 3 | 1959 |  | 3 | Y | 4 | Yes | 4 |  | 0 | Plentiful | 4 | Dual Fuel | 3 | Furnace | 3 | 1990 | 2 | Forced Air | 4 | No | 0 | Zone 4 | 4 | Consolidated Edison | 20.1572 | 0 | Low Emissions | 2 | NYC Dual Fuel | Y | 0 | 69
Bushwick/Hylan Campus | 811 Flushing Avenue | Brooklyn | Brooklyn | Downstate/LI/HV | NYC | Multifamily Housing | 40.7014 | -73.9401 | 3 | 2 | 3 | 184563.0192 | 4248.2537 | 12691.4217 | 3 | 1960 |  | 3 | Y | 4 | No | 0 |  | 0 | Sufficient | 2 | Dual Fuel | 3 | Furnace | 3 | 1990 | 2 | Forced Air | 4 | No | 0 | Zone 4 | 4 | Consolidated Edison | 20.1572 | 0 | Low Emissions | 2 | NYC Dual Fuel | Y | 0 | 69
Jacobi Medical Center | 1400 Pelham Pkwys | Bronx | Bronx | Downstate/LI/HV | NYC | Hospitals | 40.856 | -73.8464 | 4 | 4 | 4 | 134230.4128 | 56457.4629 | 9230.3149 | 3 | 1957 | 2008 | 0 | Y | 4 | No | 0 |  | 0 | Sufficient | 2 | Dual Fuel | 3 | Steam Boiler | 2 | 1990 | 2 | Forced Air | 4 | No | 0 | Zone 4 | 4 | Consolidated Edison | 20.1572 | 0 | Low Emissions | 2 | NYC Dual Fuel | Y | 0 | 69
Albany Medical Center | 43 New Scotland Avenue | Albany | Albany | Downstate/LI/HV | Not NYC | Hospitals | 42.6532 | -73.7742 | 4 | 4 | 4 | 177516.2611 | 77405.3464 | 12206.8535 | 3 | 1851 |  | 4 |  | 0 | No | 0 |  | 0 | Limited | 1 | Natural Gas | 2 | CHP | 3 | 2013 | 1 | Steam | 2 | No | 0 | Zone 5 | 2 | National Grid | 8.6003 | 4 | Lowest Emissions | 4 | Not NYC |  | 0 | 69
United Health Services Hospitals-Binghamton | 10-42 Mitchell Avenue | Binghamton | Broome | Upstate | Not NYC | Hospitals | 42.0876 | -75.9143 | 4 | 4 | 4 | 125218.8156 | 54601.2277 | 8610.635 | 3 | 1981 |  | 1 |  | 0 | No | 0 | https://www.pressconnects.com/story/news/local/2020/02/19/united-health-services-planning-120-m-renovation-johnson-city-campus/4808400002/ | 4 | Sufficient | 0 | Natural Gas | 2 | Furnace | 3 | 1990 | 2 | Forced Air | 4 | No | 0 | Zone 6 | 1 | NYS Electric and Gas | 9.6622 | 3 | Lowest Emissions | 4 | Not NYC |  | 0 | 69
Mercy Hospital | 565 Abbott Road | Buffalo | Erie | Upstate | Not NYC | Hospitals | 42.8484 | -78.8128 | 4 | 4 | 4 | 96396.6232 | 42033.4113 | 6628.6854 | 2 | 1904 |  | 4 |  | 0 | No | 0 |  | 0 | Limited | 1 | Dual Fuel | 3 | Steam Boiler | 2 | 1990 | 2 | Steam | 2 | No | 0 | Zone 5 | 2 | National Grid | 8.6003 | 4 | Lowest Emissions | 4 | Not NYC |  | 0 | 69
Saratoga Hospital | 211 Church Street | Saratoga Springs | Saratoga | Upstate | Not NYC | Hospitals | 43.0849 | -73.7963 | 4 | 4 | 4 | 58583.9961 | 25545.3471 | 4028.5113 | 2 | 1913 |  | 4 |  | 0 | No | 0 |  | 0 | Limited | 1 | Dual Fuel | 3 | Steam Boiler | 2 | 1990 | 2 | Steam | 2 | No | 0 | Zone 5 | 2 | National Grid | 8.6003 | 4 | Lowest Emissions | 4 | Not NYC |  | 0 | 69
UPMC Chautauqua WCA | 207 Foote Avenue | Jamestown | Chautauqua | Upstate | Not NYC | Hospitals | 42.0915 | -79.2328 | 4 | 4 | 4 | 55125.1679 | 24037.1372 | 3790.666 | 2 | 1890 |  | 4 |  | 0 | No | 0 |  | 0 | Limited | 1 | Dual Fuel | 3 | Steam Boiler | 2 | 1990 | 2 | Steam | 2 | No | 0 | Zone 5 | 2 | Municipal Utility: JAMESTOWN | 8.818 | 4 | Lowest Emissions | 4 | Not NYC |  | 0 | 69
Helen Hayes Hospital | Route 9W | West Haverstraw | Rockland | Downstate/LI/HV | Not NYC | Hospitals | 41.2087 | -73.9803 | 4 | 4 | 4 | 45101.4645 | 19666.3363 | 3101.3889 | 1 | 1905 |  | 4 |  | 0 | No | 0 | https://www.dasny.org/index.php/opportunities/rfps-bids/2021/new-york-state-department-health-helen-hayes-hospital-stone-wall | 4 | Sufficient | 2 | Dual Fuel | 3 | Steam Boiler | 2 | 1990 | 2 | Steam | 2 | No | 0 | Zone 5 | 2 | Orange and Rockland Utilities | 13.6883 | 2 | Lowest Emissions | 4 | Not NYC |  | 0 | 69
Marist College | 3399 North Rd | Poughkeepsie | Dutchess | Downstate/LI/HV | Not NYC | Colleges & Universities | 41.7209 | -73.9355 | 2 | 0 | 1 | 110623.1298 | 12453.1886 | 7606.967 | 3 | 1908 |  | 4 |  | 0 | Yes | 4 | https://www.maristcircle.com/home/2022/2/22/60-million-dyson-center-renovation-approved#:~:text=The%20Marist%20College%20Board%20of,begin%20in%20June%20following%20Commencement. | 4 | Plentiful | 4 | Dual Fuel | 3 | Steam Boiler | 2 | 1990 | 2 | Steam | 2 | No | 0 | Zone 5 | 2 | Central Hudson Gas and Electric | 13.2296 | 2 | Lowest Emissions | 4 | Not NYC |  | 0 | 69
Skidmore College | 815 N Broadway | Saratoga Springs | Saratoga | Upstate | Not NYC | Colleges & Universities | 43.097 | -73.7853 | 2 | 0 | 1 | 44601.5443 | 5020.9341 | 3067.0121 | 1 | 1966 |  | 3 |  | 0 | Yes | 4 | https://www.skidmore.edu/planning/2025/StrategicPlan-CPE-15.5-final.pdf | 4 | Plentiful | 4 | Natural Gas | 2 | Steam Boiler | 2 | 1990 | 2 | Hydronic | 4 | No | 0 | Zone 5 | 2 | National Grid | 8.6003 | 4 | Lowest Emissions | 4 | Not NYC |  | 0 | 69
75 Columbia Street - 41109 | 75 Columbia Street | New York | Manhattan | Manhattan | NYC | Multifamily Housing | 40.7178 | -73.9802 | 3 | 2 | 3 | 240002.7242 | 2775.6057 | 16503.7167 | 4 | 1966 | 2010 | 0 |  | 0 | No | 0 |  | 0 | Plentiful | 4 | Natural Gas | 2 | District Steam | 2 | 2010 | 1 | Steam | 2 | Steam | 1 | Zone 4 | 4 | Consolidated Edison | 20.1572 | 0 | Low Emissions | 2 | NYC Natural Gas |  | 2 | 69
Section A BLK 7842 LOT 33 / Alley Pond Owners Corp. | 78-09 Springfield Blvd | Queens | Queens | Downstate/LI/HV | NYC | Multifamily Housing | 40.7371 | -73.7473 | 3 | 2 | 3 | 94570.3882 | 70.8066 | 6503.1049 | 2 | 1950 |  | 0 |  | 0 | No | 0 |  | 0 | Plentiful | 4 | Natural Gas | 2 | HW Boiler | 4 | 1990 | 2 | Hydronic | 4 | No | 0 | Zone 4 | 4 | Consolidated Edison | 20.1572 | 0 | Low Emissions | 2 | NYC Natural Gas |  | 2 | 69
54 Boerum St - 44352 | 54 Boerum St | Brooklyn | Brooklyn | Downstate/LI/HV | NYC | Multifamily Housing | 40.7054 | -73.9471 | 3 | 2 | 3 | 80206.9371 | 1702.5151 | 5515.4064 | 2 | 1965 |  | 3 |  | 0 | No | 0 |  | 0 | Plentiful | 4 | Natural Gas | 2 | Steam Boiler | 2 | 1965 | 3 | Steam | 2 | No | 0 | Zone 4 | 4 | Consolidated Edison | 20.1572 | 0 | Low Emissions | 2 | NYC Natural Gas |  | 2 | 69
Southbridge Towers | 80 Beekman Street | New York | Manhattan | Manhattan | NYC | Multifamily Housing | 40.7089 | -74.0039 | 3 | 2 | 3 | 106500.7691 | 4731.0423 | 7323.4941 | 3 | 1971 |  | 3 |  | 0 | No | 0 |  | 0 | Limited | 1 | Dual Fuel | 3 | Steam Boiler | 2 | 1971 | 3 | Steam | 2 | No | 0 | Zone 4 | 4 | Consolidated Edison | 20.1572 | 0 | Low Emissions | 2 | NYC Dual Fuel |  | 3 | 69
Erie Community College | 121 Ellicott St | Buffalo | Erie | Upstate | Not NYC | Colleges & Universities | 42.8818 | -78.8727 | 1 | 0 | 1 | 37007.3171 | 4166.0284 | 2544.7973 | 1 | 1971 |  | 3 | Y | 4 | Yes | 4 |  | 0 | Plentiful | 4 | Natural Gas | 2 | Furnace | 3 | 1990 | 2 | Forced Air | 4 | No | 0 | Zone 5 | 2 | National Grid | 8.6003 | 4 | Lowest Emissions | 4 | Not NYC |  | 0 | 69
Taxation and Finance Department, New York State | State Campus Bldg 9 | Albany | Albany | Downstate/LI/HV | Not NYC | Office | 42.6734 | -73.8127 | 0 | 1 | 2 | 48283.8939 | 21096.3475 | 3320.2278 | 1 | 1961 |  | 3 | Y | 4 | No | 0 |  | 0 | Plentiful | 4 | Dual Fuel | 3 | Steam Boiler | 2 | 1990 | 2 | Forced Air | 4 | No | 0 | Zone 5 | 2 | National Grid | 8.6003 | 4 | Lowest Emissions | 4 | Not NYC |  | 0 | 69
SUNY Polytechnic Institute - Utica | 100 Seymour Rd | Utica | Oneida | Upstate | Not NYC | Colleges & Universities | 43.1377 | -75.2298 | 2 | 0 | 1 | 33372 | 3756 | 2294.8158 | 1 | 1966 |  | 3 | Y | 4 | Yes | 4 |  | 0 | Plentiful | 4 | Natural Gas | 2 | Furnace | 3 | 1990 | 2 | Forced Air | 4 | No | 0 | Zone 6 | 1 | National Grid | 8.6003 | 4 | Lowest Emissions | 4 | Not NYC |  | 0 | 69
CUNY City College | 160 Convent Ave | New York | Manhattan | Manhattan | NYC | Colleges & Universities | 40.8216 | -73.9479 | 2 | 0 | 1 | 184116.9792 | 20800.8843 | 12660.7499 | 3 | 1907 |  | 4 | Y | 4 | Yes | 4 |  | 0 | Sufficient | 0 | Dual Fuel | 3 | District Steam | 2 | 1990 | 2 | Steam | 2 | Steam | 1 | Zone 4 | 4 | Consolidated Edison | 20.1572 | 0 | Low Emissions | 2 | NYC Dual Fuel |  | 3 | 69
SUNY Downstate Medical Center | 450 Clarkson Ave | Brooklyn | Brooklyn | Downstate/LI/HV | NYC | Colleges & Universities | 40.6539 | -73.9455 | 2 | 0 | 1 | 29778.6764 | 3352.2779 | 2047.7219 | 1 | 1956 |  | 3 | Y | 4 | Yes | 4 |  | 0 | Very Limited | 0 | Oil | 4 | Steam Boiler | 2 | 1990 | 2 | Forced Air | 4 | No | 0 | Zone 4 | 4 | Consolidated Edison | 20.1572 | 0 | Low Emissions | 2 | NYC Oil |  | 4 | 69
Montefiore Medical Center | Montefiore Medical Center | Bronx | Bronx | Downstate/LI/HV | NYC | Hospitals | 40.8804 | -73.88 | 4 | 4 | 4 | 416496.1168 | 175178.7359 | 28640.233 | 4 | 1913 |  | 4 |  | 0 | No | 0 |  | 0 | Limited | 1 | Natural Gas | 2 | District Steam (CHP) | 3 | 2001 | 1 | Steam | 2 | Steam | 1 | Zone 4 | 4 | Consolidated Edison | 20.1572 | 0 | Low Emissions | 2 | NYC Natural Gas | Y | 0 | 68
La Guardia |  | Queens | Queens | Downstate/LI/HV | NYC | Airports | 40.7745 | -73.873 | 4 | 4 | 4 | 469230.1348 | 147726.6592 | 32266.4722 | 4 | 1939 | 2022 | 0 | Y | 4 | No | 0 |  | 0 | Plentiful | 4 | Natural Gas | 2 | Steam Boiler | 2 | 2022 | 1 | Steam | 2 | No | 0 | Zone 4 | 4 | Consolidated Edison | 20.1572 | 0 | Low Emissions | 2 | NYC Natural Gas | Y | 0 | 68
Albany Stratton Veterans Affairs Medical Center | 113 Holland Avenue | Albany | Albany | Downstate/LI/HV | Not NYC | Hospitals | 42.6516 | -73.7762 | 4 | 4 | 4 | 36285.9631 | 15822.3676 | 2495.1936 | 1 | 1951 |  | 3 |  | 0 | No | 0 |  | 0 | Sufficient | 2 | Natural Gas | 2 | CHP | 3 | 2018 | 1 | Steam | 2 | Steam | 1 | Zone 5 | 2 | National Grid | 8.6003 | 4 | Lowest Emissions | 4 | Not NYC |  | 0 | 68
Samaritan Medical Center | 830 Washington Street | Watertown | Jefferson | Upstate | Not NYC | Hospitals | 43.965 | -75.9129 | 4 | 4 | 4 | 36124.4683 | 15751.9484 | 2484.0884 | 1 | 1881 |  | 4 |  | 0 | No | 0 |  | 0 | Sufficient | 2 | Dual Fuel | 3 | Steam Boiler | 2 | 1990 | 2 | Steam | 2 | No | 0 | Zone 6 | 1 | National Grid | 8.6003 | 4 | Lowest Emissions | 4 | Not NYC |  | 0 | 68
Health Alliance Hospital - Mary's Avenue Campus | 105 Marys Avenue | Kingston | Ulster | Downstate/LI/HV | Not NYC | Hospitals | 41.9223 | -73.9994 | 4 | 4 | 4 | 36026.6837 | 15709.3097 | 2477.3643 | 1 | 2009 | 2021 | 0 |  | 0 | No | 0 |  | 0 | Plentiful | 4 | Natural Gas | 2 | HW Boiler | 4 | 1990 | 2 | Hydronic | 4 | No | 0 | Zone 6 | 1 | Central Hudson Gas and Electric | 13.2296 | 2 | Lowest Emissions | 4 | Not NYC |  | 0 | 68
Rensselaer Polytechnic Institute | 110 8th St | Troy | Rensselaer | Upstate | Not NYC | Colleges & Universities | 42.73 | -73.6766 | 2 | 0 | 1 | 126160.553 | 14202.2845 | 8675.3933 | 3 | 1864 |  | 4 |  | 0 | Yes | 4 |  | 0 | Plentiful | 4 | Digester Gas | 1 | District Steam (CHP) | 3 | 2012 | 1 | Steam | 2 | Steam | 1 | Zone 5 | 2 | National Grid | 8.6003 | 4 | Lowest Emissions | 4 | Not NYC |  | 0 | 68
Penn South | 321 Eighth Ave | Manhattan | Manhattan | Manhattan | NYC | Multifamily Housing | 40.747 | -73.9978 | 3 | 2 | 3 | 345187.9739 | 1273.9727 | 23736.7495 | 4 | 1962 |  | 3 |  | 0 | No | 0 |  | 0 | Sufficient | 2 | Natural Gas | 2 | CHP | 3 | 1990 | 2 | Steam | 2 | No | 0 | Zone 4 | 4 | Consolidated Edison | 20.1572 | 0 | Low Emissions | 2 | NYC Natural Gas |  | 2 | 68
Cooperative Village | 530 Grand Street | Manhattan | Manhattan | Manhattan | NYC | Multifamily Housing | 40.7148 | -73.981 | 3 | 2 | 3 | 277641.5126 | 3086.4772 | 19091.937 | 4 | 1951 |  | 3 |  | 0 | No | 0 |  | 0 | Limited | 1 | Natural Gas | 2 | District Steam | 2 | 1990 | 2 | Steam | 2 | Steam | 1 | Zone 4 | 4 | Consolidated Edison | 20.1572 | 0 | Low Emissions | 2 | NYC Natural Gas |  | 2 | 68
Strycker's Bay | 689 Columbus Ave | New York | Manhattan | Manhattan | NYC | Multifamily Housing | 40.7911 | -73.9685 | 3 | 2 | 3 | 71909.1197 | 753.7226 | 4944.8095 | 2 | 1965 |  | 3 |  | 0 | No | 0 |  | 0 | Limited | 1 | Natural Gas | 2 | Steam Boiler | 2 | 1990 | 2 | Hydronic | 4 | Steam | 1 | Zone 4 | 4 | Consolidated Edison | 20.1572 | 0 | Low Emissions | 2 | NYC Natural Gas |  | 2 | 68
Cadman Towers | 10 Clinton Street | Brooklyn | Brooklyn | Downstate/LI/HV | NYC | Multifamily Housing | 40.6962 | -73.9918 | 3 | 2 | 3 | 53771.7654 | 1949.8137 | 3697.5996 | 2 | 1971 |  | 3 |  | 0 | No | 0 |  | 0 | Very Limited | 0 | Dual Fuel | 3 | Furnace | 3 | 1990 | 2 | Forced Air | 4 | No | 0 | Zone 4 | 4 | Consolidated Edison | 20.1572 | 0 | Low Emissions | 2 | NYC Dual Fuel |  | 3 | 68
United States Military Academy | 646 Swift Rd | West Point | Orange | Downstate/LI/HV | Not NYC | Colleges & Universities | 41.3905 | -73.9566 | 2 | 0 | 1 | 74629.4841 | 8401.2723 | 5131.8745 | 2 | 1802 |  | 4 | Y | 4 | No | 0 | https://www.southnassau.org/sn/southwest-addition-central-utility-plant) | 4 | Plentiful | 4 | Natural Gas | 2 | District Steam | 2 | 1990 | 2 | Steam | 2 | Steam | 1 | Zone 5 | 2 | Orange and Rockland Utilities | 13.6883 | 2 | Lowest Emissions | 4 | Not NYC |  | 0 | 68
4th MAW PPV Housing |  | New Windsor | Orange | Downstate/LI/HV | Not NYC | Military | 41.4774 | -74.0227 | 3 | 2 | 3 | 43027.9819 | 6265.4781 | 2958.8065 | 1 | 1900 |  | 4 | Y | 4 | No | 0 |  | 0 | Plentiful | 4 | Dual Fuel | 3 | Steam Boiler | 2 | 1990 | 2 | Steam | 2 | No | 0 | Zone 5 | 2 | Central Hudson Gas and Electric | 13.2296 | 2 | Lowest Emissions | 4 | Not NYC |  | 0 | 68
CUNY Graduate School and University Center | 365 Fifth Ave | New York | Manhattan | Manhattan | NYC | Colleges & Universities | 40.7486 | -73.9839 | 2 | 0 | 1 | 74729.8327 | 8442.7119 | 5138.775 | 2 | 1906 |  | 4 | Y | 4 | No | 0 | https://www.cuny.edu/wp-content/uploads/sites/4/page-assets/about/administration/offices/fpcm/departments/capital-budget/individual-college-five-year-and-reso-a-capital-requests-21-22/GraduateCenterSummary.pdf | 4 | Very Limited | 0 | Oil | 4 | Steam Boiler | 2 | 1990 | 2 | Steam | 2 | No | 0 | Zone 4 | 4 | Consolidated Edison | 20.1572 | 0 | Low Emissions | 2 | NYC Oil |  | 4 | 68
St. Luke's-Roosevelt Hospital Center | St. Luke's-Roosevelt Hospital Center | New York | Manhattan | Manhattan | NYC | Hospitals | 40.8056 | -73.9613 | 4 | 4 | 4 | 208835.5 | 87836.4466 | 14360.5117 | 4 | 1896 | 1928 | 4 |  | 0 | No | 0 |  | 0 | Limited | 1 | Dual Fuel | 3 | Steam Boiler | 2 | 1990 | 2 | Steam | 2 | No | 0 | Zone 4 | 4 | Consolidated Edison | 20.1572 | 0 | Low Emissions | 2 | NYC Dual Fuel | Y | 0 | 67
NYC Health + Hospitals / Woodhull | 760 Broadway | Brooklyn | Brooklyn | Downstate/LI/HV | NYC | Hospitals | 40.7004 | -73.9417 | 4 | 4 | 4 | 83993.3825 | 36625.0214 | 5775.7802 | 2 | 1972 | 2020 | 0 | Y | 4 | No | 0 | https://www.nychealthandhospitals.org/pressrelease/woodhull-plans-emergency-department-expansion/ | 4 | Limited | 1 | Dual Fuel | 3 | Steam Boiler | 2 | 1990 | 2 | Forced Air | 4 | No | 0 | Zone 4 | 4 | Consolidated Edison | 20.1572 | 0 | Low Emissions | 2 | NYC Dual Fuel | Y | 0 | 67
Rochester General Hospital | 1425 Portland Avenue | Rochester | Monroe | Upstate | Not NYC | Hospitals | 43.1927 | -77.5846 | 4 | 4 | 4 | 135816.4002 | 59222.2675 | 9339.3748 | 3 | 1864 |  | 4 |  | 0 | No | 0 |  | 0 | Sufficient | 0 | Dual Fuel | 3 | Steam Boiler | 2 | 1990 | 2 | Steam | 2 | No | 0 | Zone 5 | 2 | Rochester Gas and Electric | 10.8839 | 3 | Lowest Emissions | 4 | Not NYC |  | 0 | 67
North Shore University Hospital | 300 Community Drive | Manhasset | Nassau | Downstate/LI/HV | Not NYC | Hospitals | 40.7844 | -73.7049 | 4 | 4 | 4 | 104681.8404 | 45646.1513 | 7198.416 | 3 | 1953 |  | 3 |  | 0 | No | 0 | https://nsuh.northwell.edu/news/the-latest/north-shore-university-hospital-unveils-325m-surgical-pavilion#:~:text=Northwell%20broke%20ground%20on%20the,by%20the%20end%20of%202023.&text=We're%20on%20an%20ambitious,the%20people%20in%20our%20communities. | 4 | Sufficient | 0 | Natural Gas | 2 | CHP | 3 | 2003 | 1 | Forced Air | 4 | No | 0 | Zone 4 | 4 | Long Island Power Authority | 18.8148 | 1 | Highest Emissions | 1 | Not NYC |  | 0 | 67
Arnot Ogden Medical Center | 600 Roe Avenue | Elmira | Chemung | Upstate | Not NYC | Hospitals | 42.0993 | -76.8269 | 4 | 4 | 4 | 47953.5385 | 20909.9732 | 3297.511 | 1 | 1888 | 1954 | 4 |  | 0 | No | 0 |  | 0 | Plentiful | 4 | Biomass | 1 | Steam Boiler | 2 | 2008 | 1 | Steam | 2 | No | 0 | Zone 5 | 2 | NYS Electric and Gas | 9.6622 | 3 | Lowest Emissions | 4 | Not NYC |  | 0 | 67
St. Joseph's Hospital | 555 St. Joseph's Boulevard | Elmira | Chemung | Upstate | Not NYC | Hospitals | 42.0902 | -76.7945 | 4 | 4 | 4 | 41471.5522 | 18083.5257 | 2851.7791 | 1 | 1908 |  | 4 |  | 0 | No | 0 |  | 0 | Sufficient | 2 | Dual Fuel | 3 | Steam Boiler | 2 | 1990 | 2 | Steam | 2 | No | 0 | Zone 5 | 2 | NYS Electric and Gas | 9.6622 | 3 | Lowest Emissions | 4 | Not NYC |  | 0 | 67
Rustic Village | 999 E Henrietta Rd | Rochester | Monroe | Upstate | Not NYC | Multifamily Housing | 43.1 | -77.6146 | 3 | 2 | 2 | 34778.2369 | 5022.1281 | 2391.5152 | 1 | 1969 |  | 3 |  | 0 | No | 0 |  | 0 | Plentiful | 4 | Natural Gas | 2 | Furnace | 3 | 1990 | 2 | Forced Air | 4 | No | 0 | Zone 5 | 2 | Rochester Gas and Electric | 10.8839 | 3 | Lowest Emissions | 4 | Not NYC |  | 0 | 67
St Lawrence University | 23 Romoda Drive | Canton | St. Lawrence | Upstate | Not NYC | Colleges & Universities | 44.5899 | -75.1613 | 2 | 0 | 1 | 41427.5894 | 4663.6321 | 2848.756 | 1 | 1856 |  | 4 |  | 0 | Yes | 4 | https://www.stlawu.edu/offices/green-pages/energy-master-plan-summary | 4 | Plentiful | 4 | Dual Fuel | 3 | CHP | 3 | 1982 | 2 | Steam | 2 | No | 0 | Zone 6 | 1 | National Grid | 8.6003 | 4 | Lowest Emissions | 4 | Not NYC |  | 0 | 67
Amalgamated Housing Corporation | Tower I-II, Building 6,7,8,9,10,11,12,13,14 | Bronx | Bronx | Downstate/LI/HV | NYC | Multifamily Housing | 40.8848 | -73.8915 | 3 | 2 | 3 | 159259.7336 | 3186.3207 | 10951.4487 | 3 | 1927 |  | 4 |  | 0 | No | 0 |  | 0 | Limited | 1 | Natural Gas | 2 | District Steam | 2 | 1990 | 2 | Steam | 2 | Steam | 1 | Zone 4 | 4 | Consolidated Edison | 20.1572 | 0 | Low Emissions | 2 | NYC Natural Gas |  | 2 | 67
Long Island University-Brooklyn Campus | 1 University Plaza | Brooklyn | Brooklyn | Downstate/LI/HV | NYC | Colleges & Universities | 40.6913 | -73.9812 | 2 | 0 | 1 | 388963.3864 | 43943.706 | 26746.9529 | 4 | 1926 |  | 4 |  | 0 | Yes | 4 |  | 0 | Limited | 1 | Dual Fuel | 3 | Steam Boiler | 2 | 1990 | 2 | Steam | 2 | No | 0 | Zone 4 | 4 | Consolidated Edison | 20.1572 | 0 | Low Emissions | 2 | NYC Dual Fuel |  | 3 | 67
Saint Joseph's College-New York | 245 Clinton Ave | Brooklyn | Brooklyn | Downstate/LI/HV | NYC | Colleges & Universities | 40.6905 | -73.9678 | 2 | 0 | 1 | 64847.0831 | 7326.1938 | 4459.1906 | 2 | 1928 |  | 4 |  | 0 | No | 0 |  | 0 | Limited | 1 | Coal | 4 | Steam Boiler | 2 | 1921 | 4 | Steam | 2 | No | 0 | Zone 4 | 4 | Consolidated Edison | 20.1572 | 0 | Low Emissions | 2 | NYC Coal |  | 4 | 67
Fort Drum |  | Evans Mills | Jefferson | Upstate | Not NYC | Military | 44.0727 | -75.7745 | 3 | 2 | 2 | 1457873.1958 | 212286.7987 | 100250.2215 | 4 | 1986 | 1992 | 1 | Y | 4 | No | 0 |  | 0 | Plentiful | 4 | Electricity | 1 | Electric Heat Pump | 1 | 2004 | 1 | Forced Air | 4 | No | 0 | Zone 6 | 1 | National Grid | 8.6003 | 4 | Lowest Emissions | 0 | Not NYC |  | 0 | 67
Elmira Correctional Facility | 1879 Davis Street | Elmira | Chemung | Upstate | Not NYC | Correctional Facilities | 42.1161 | -76.8273 | 3 | 1 | 1 | 68104.5867 | 37362.933 | 4683.1919 | 2 | 1876 |  | 4 | Y | 4 | No | 0 |  | 0 | Plentiful | 4 | Dual Fuel | 3 | Steam Boiler | 2 | 1990 | 2 | Steam | 2 | No | 0 | Zone 5 | 2 | NYS Electric and Gas | 9.6622 | 3 | Lowest Emissions | 4 | Not NYC |  | 0 | 67
Mid-State Correctional Facility | 9005 Old River Road | Marcy | Oneida | Upstate | Not NYC | Correctional Facilities | 43.1615 | -75.3062 | 3 | 1 | 1 | 59932.0363 | 32879.381 | 4121.2089 | 2 | 1983 |  | 1 | Y | 4 | No | 0 |  | 0 | Plentiful | 4 | Natural Gas | 2 | Furnace | 3 | 1990 | 2 | Forced Air | 4 | No | 0 | Zone 6 | 1 | National Grid | 8.6003 | 4 | Lowest Emissions | 4 | Not NYC |  | 0 | 67
Franklin Correctional Facility | 62 Bare Hill Rd | Malone | Franklin | Upstate | Not NYC | Correctional Facilities | 44.8699 | -74.3168 | 3 | 1 | 1 | 54975.5358 | 30160.1898 | 3780.3766 | 2 | 1986 |  | 1 | Y | 4 | No | 0 |  | 0 | Plentiful | 4 | Natural Gas | 2 | Furnace | 3 | 1990 | 2 | Forced Air | 4 | No | 0 | Zone 6 | 1 | National Grid | 8.6003 | 4 | Lowest Emissions | 4 | Not NYC |  | 0 | 67
Bare Hill Correctional Facility | 181 Brand Rd | Malone | Franklin | Upstate | Not NYC | Correctional Facilities | 44.8751 | -74.3255 | 3 | 1 | 1 | 53878.2953 | 29558.2314 | 3704.9251 | 2 | 1988 |  | 1 | Y | 4 | No | 0 |  | 0 | Plentiful | 4 | Natural Gas | 2 | Furnace | 3 | 1990 | 2 | Forced Air | 4 | No | 0 | Zone 6 | 1 | National Grid | 8.6003 | 4 | Lowest Emissions | 4 | Not NYC |  | 0 | 67
Wyoming Correctional Facility | 3203 Dunbar Rd | Attica | Wyoming | Upstate | Not NYC | Correctional Facilities | 42.8454 | -78.2675 | 3 | 1 | 1 | 52667.5471 | 28894.0015 | 3621.6684 | 2 | 1984 |  | 1 | Y | 4 | No | 0 |  | 0 | Plentiful | 4 | Natural Gas | 2 | CHP | 3 | 1990 | 2 | Forced Air | 4 | No | 0 | Zone 6 | 1 | National Grid | 8.6003 | 4 | Lowest Emissions | 4 | Not NYC |  | 0 | 67
Mohawk Correctional Facility | 6514 Route 26 | Rome | Oneida | Upstate | Not NYC | Correctional Facilities | 43.1775 | -75.4858 | 3 | 1 | 1 | 52554.0394 | 28831.73 | 3613.8631 | 2 | 1988 |  | 1 | Y | 4 | No | 0 |  | 0 | Plentiful | 4 | Natural Gas | 2 | Furnace | 3 | 1990 | 2 | Forced Air | 4 | No | 0 | Zone 6 | 1 | National Grid | 8.6003 | 4 | Lowest Emissions | 4 | Not NYC |  | 0 | 67
SUNY College of Technology at Delhi - Main campus | 2 Main Street | Delhi | Delaware | Upstate | Not NYC | Colleges & Universities | 42.2699 | -74.9246 | 2 | 0 | 1 | 50388 | 5672 | 3464.916 | 2 | 1913 | 2010 | 0 | Y | 4 | No | 0 | https://sucf.suny.edu/sites/default/files/docs/delhi.pdf | 4 | Plentiful | 4 | Dual Fuel | 3 | HW Boiler | 4 | 1990 | 2 | Hydronic | 4 | No | 0 | Zone 6 | 1 | NYS Electric and Gas | 9.6622 | 3 | Lowest Emissions | 4 | Not NYC |  | 0 | 67
Upstate Correctional Facility | 309 Bare Hill Rd | MALONE | Franklin | Upstate | Not NYC | Correctional Facilities | 44.8884 | -74.3208 | 3 | 1 | 1 | 46197.6113 | 25344.5229 | 3176.7652 | 1 | 1998 |  | 1 | Y | 4 | No | 0 |  | 0 | Plentiful | 4 | Oil | 4 | Steam Boiler | 2 | 1990 | 2 | Forced Air | 4 | No | 0 | Zone 6 | 1 | National Grid | 8.6003 | 4 | Lowest Emissions | 4 | Not NYC |  | 0 | 67
Greater Binghamton Health Center | 425 Robinson Street | Binghamton | Broome | Upstate | Not NYC | Hospitals | 42.1092 | -75.868 | 4 | 4 | 4 | 27989.0206 | 12204.5148 | 1924.6568 | 1 | 1950 | 2019 | 0 | Y | 4 | No | 0 |  | 0 | Sufficient | 2 | Natural Gas | 2 | Furnace | 3 | 1990 | 2 | Forced Air | 4 | No | 0 | Zone 6 | 1 | NYS Electric and Gas | 9.6622 | 3 | Lowest Emissions | 4 | Not NYC |  | 0 | 67
SUNY at Fredonia | 280 Central Ave | Fredonia | Chautauqua | Upstate | Not NYC | Colleges & Universities | 42.4522 | -79.3374 | 2 | 0 | 1 | 76939.3256 | 8661.2984 | 5290.7101 | 2 | 1990 | 2021 | 0 | Y | 4 | Yes | 4 |  | 0 | Plentiful | 4 | Natural Gas | 2 | Furnace | 3 | 1990 | 2 | Forced Air | 4 | No | 0 | Zone 5 | 2 | National Grid | 8.6003 | 4 | Lowest Emissions | 4 | Not NYC |  | 0 | 67
NYC Health + Hospitals / Jacobi | 1400 Pelham Parkway South | Bronx | Bronx | Downstate/LI/HV | NYC | Hospitals | 40.8573 | -73.8466 | 4 | 4 | 4 | 119255.3881 | 52000.896 | 8200.5617 | 3 | 1957 | 2008 | 0 | Y | 4 | No | 0 |  | 0 | Limited | 1 | Dual Fuel | 3 | Steam Boiler | 2 | 1990 | 2 | Forced Air | 4 | No | 0 | Zone 4 | 4 | Consolidated Edison | 20.1572 | 0 | Low Emissions | 2 | NYC Dual Fuel | Y | 0 | 66
Columbia Memorial Hospital | 71 Prospect Avenue | Hudson | Columbia | Downstate/LI/HV | Not NYC | Hospitals | 42.2463 | -73.7764 | 4 | 4 | 4 | 54694.8043 | 23849.4786 | 3761.0721 | 2 | 1880 |  | 4 |  | 0 | No | 0 |  | 0 | Sufficient | 0 | Dual Fuel | 3 | Steam Boiler | 2 | 1990 | 2 | Steam | 2 | No | 0 | Zone 5 | 2 | National Grid | 8.6003 | 4 | Lowest Emissions | 4 | Not NYC |  | 0 | 66
BryLin Hospitals | 1263 Delaware Avenue | Buffalo | Erie | Upstate | Not NYC | Hospitals | 42.9185 | -78.8682 | 4 | 4 | 4 | 27729.7412 | 12091.4569 | 1906.8275 | 1 | 1955 | 1958 | 3 |  | 0 | No | 0 |  | 0 | Very Limited | 0 | Natural Gas | 2 | Furnace | 3 | 1990 | 2 | Forced Air | 4 | No | 0 | Zone 5 | 2 | National Grid | 8.6003 | 4 | Lowest Emissions | 4 | Not NYC |  | 0 | 66
Hofstra University | 100 Hofstra University | Hempstead | Nassau | Downstate/LI/HV | Not NYC | Colleges & Universities | 40.716 | -73.6008 | 2 | 0 | 1 | 184970.1153 | 20822.6592 | 12719.4156 | 3 | 1935 |  | 4 |  | 0 | Yes | 4 | https://www.hofstra.edu/pdf/about/iraa/iraa-master-plan.pdf | 4 | Plentiful | 4 | Dual Fuel | 3 | Steam Boiler | 2 | 1990 | 2 | Steam | 2 | No | 0 | Zone 4 | 4 | Long Island Power Authority | 18.8148 | 1 | Highest Emissions | 1 | Not NYC |  | 0 | 66
Mercy College - Dobbs Ferry | 555 Broadway | Dobbs Ferry | Westchester | Downstate/LI/HV | Not NYC | Colleges & Universities | 41.0216 | -73.8744 | 2 | 0 | 1 | 157966.5723 | 17782.7866 | 10862.5249 | 3 | 1950 |  | 3 |  | 0 | Yes | 4 |  | 0 | Plentiful | 4 | Dual Fuel | 3 | Furnace | 3 | 1990 | 2 | Forced Air | 4 | No | 0 | Zone 4 | 4 | Consolidated Edison | 20.1572 | 0 | Low Emissions | 2 | Not NYC |  | 0 | 66
Niagara University | Lewiston Road | Niagara University | Niagara | Upstate | Not NYC | Colleges & Universities | 43.1373 | -79.0367 | 2 | 0 | 1 | 65622.7639 | 7387.3579 | 4512.5301 | 2 | 1927 | 1967 | 4 |  | 0 | Yes | 4 |  | 0 | Plentiful | 4 | Dual Fuel | 3 | Steam Boiler | 2 | 1990 | 2 | Steam | 2 | No | 0 | Zone 5 | 2 | National Grid | 8.6003 | 4 | Lowest Emissions | 4 | Not NYC |  | 0 | 66
Clinton Hill South Campus Scorecard | 325-365 Clinton Ave | Brooklyn | Brooklyn | Downstate/LI/HV | NYC | Multifamily Housing | 40.6883 | -73.9672 | 3 | 2 | 3 | 59287.8482 | 926.2799 | 4076.9114 | 2 | 1946 |  | 3 |  | 0 | No | 0 |  | 0 | Sufficient | 2 | Natural Gas | 2 | CHP | 3 | 2006 | 1 | Forced Air | 4 | No | 0 | Zone 4 | 4 | Consolidated Edison | 20.1572 | 0 | Low Emissions | 2 | NYC Natural Gas |  | 2 | 66
Clinton Correctional Facility | 1156 RT. 374 | Dannemora | Clinton | Upstate | Not NYC | Correctional Facilities | 44.7219 | -73.7235 | 3 | 1 | 1 | 132085.0624 | 72463.3328 | 9082.7905 | 3 | 1844 |  | 4 | Y | 4 | No | 0 |  | 0 | Plentiful | 4 | Natural Gas | 2 | CHP | 3 | 2009 | 1 | Steam | 2 | No | 0 | Zone 6 | 1 | NYS Electric and Gas | 9.6622 | 3 | Lowest Emissions | 4 | Not NYC |  | 0 | 66
Orleans Correctional Facility | 3531 Gaines Basin Rd | Albion | Orleans | Upstate | Not NYC | Correctional Facilities | 43.2454 | -78.2236 | 3 | 1 | 1 | 37571.0303 | 20611.8847 | 2583.5609 | 1 | 1984 |  | 1 | Y | 4 | No | 0 |  | 0 | Plentiful | 4 | Dual Fuel | 3 | Steam Boiler | 2 | 1990 | 2 | Forced Air | 4 | No | 0 | Zone 5 | 2 | National Grid | 8.6003 | 4 | Lowest Emissions | 4 | Not NYC |  | 0 | 66
CUNY Medgar Evers College | 1650 Bedford Ave | Brooklyn | Brooklyn | Downstate/LI/HV | NYC | Colleges & Universities | 40.6665 | -73.9579 | 2 | 0 | 1 | 87794.0154 | 9918.657 | 6037.1297 | 2 | 2010 | 2014 | 0 | Y | 4 | Yes | 4 | https://www.cuny.edu/wp-content/uploads/sites/4/page-assets/about/administration/offices/fpcm/departments/capital-budget/individual-college-five-year-and-reso-a-capital-requests-21-22/MedgarSummary.pdf | 4 | Sufficient | 2 | Natural Gas | 2 | HW Boiler | 4 | 1990 | 2 | Hydronic | 4 | No | 0 | Zone 4 | 4 | Consolidated Edison | 20.1572 | 0 | Low Emissions | 2 | NYC Natural Gas |  | 2 | 66
Flushing Hospital Medical Center | 4500 Parsons Boulevard | Flushing | Queens | Downstate/LI/HV | NYC | Hospitals | 40.7554 | -73.8156 | 4 | 4 | 4 | 65926.8654 | 28747.1797 | 4533.4415 | 2 | 1958 | 2020 | 0 |  | 0 | No | 0 | https://foresthillspost.com/rep-meng-secures-nearly-10-million-for-local-queens-projects | 4 | Limited | 1 | Oil | 4 | Steam Boiler | 2 | 1990 | 2 | Forced Air | 4 | No | 0 | Zone 4 | 4 | Consolidated Edison | 20.1572 | 0 | Low Emissions | 2 | NYC Oil | Y | 0 | 65
New York-Presbyterian Hospital | New York-Presbyterian Hospital | New York | Manhattan | Manhattan | NYC | Hospitals | 40.7643 | -73.9543 | 4 | 4 | 4 | 664983.9269 | 279692.9888 | 45727.4241 | 4 | 1932 | 1998 | 2 |  | 0 | No | 0 |  | 0 | Limited | 1 | Natural Gas | 2 | District Steam | 2 | 1990 | 2 | Steam | 2 | Steam | 1 | Zone 4 | 4 | Consolidated Edison | 20.1572 | 0 | Low Emissions | 2 | NYC Natural Gas | Y | 0 | 65
Beth Israel Medical Center | Beth Israel Medical Center | New York | Manhattan | Manhattan | NYC | Hospitals | 40.7332 | -73.9825 | 4 | 4 | 4 | 246725.4852 | 103773.0171 | 16966.0054 | 4 | 1929 |  | 4 |  | 0 | No | 0 |  | 0 | Very Limited | 0 | Natural Gas | 2 | District Steam (CHP) | 3 | 2013 | 1 | Steam | 2 | Steam | 1 | Zone 4 | 4 | Consolidated Edison | 20.1572 | 0 | Low Emissions | 2 | NYC Natural Gas | Y | 0 | 65
Long Island Jewish Medical Center | 270-05 76th Avenue | New Hyde Park | Queens | Downstate/LI/HV | NYC | Hospitals | 40.7534 | -73.7069 | 4 | 4 | 4 | 184488.1162 | 80445.3995 | 12686.271 | 3 | 1959 |  | 3 |  | 0 | No | 0 |  | 0 | Limited | 1 | Natural Gas | 2 | CHP | 3 | 2009 | 1 | Forced Air | 4 | No | 0 | Zone 4 | 4 | Consolidated Edison | 20.1572 | 0 | Low Emissions | 2 | NYC Natural Gas | Y | 0 | 65
Elmhurst Hospital Center | Elmhurst Hospital Center | Elmhurst | Queens | Downstate/LI/HV | NYC | Hospitals | 40.7452 | -73.8857 | 4 | 4 | 4 | 161840.1695 | 68070.1576 | 11128.8917 | 3 | 1957 | 1998 | 2 | Y | 4 | No | 0 |  | 0 | Very Limited | 0 | Dual Fuel | 3 | Steam Boiler | 2 | 2017 | 1 | Forced Air | 4 | No | 0 | Zone 4 | 4 | Consolidated Edison | 20.1572 | 0 | Low Emissions | 2 | NYC Dual Fuel | Y | 0 | 65
Whitman/Ingersol Campus | 131 Cumberland Walk | Brooklyn | Brooklyn | Downstate/LI/HV | NYC | Multifamily Housing | 40.6938 | -73.9733 | 3 | 2 | 3 | 431341.7854 | 7645.435 | 29661.091 | 4 | 1944 | 2019 | 0 | Y | 4 | No | 0 |  | 0 | Plentiful | 4 | Natural Gas | 2 | District Steam | 2 | 2019 | 1 | Steam | 2 | Steam | 1 | Zone 4 | 4 | Consolidated Edison | 20.1572 | 0 | Low Emissions | 2 | NYC Natural Gas | Y | 0 | 65
St. Mary's Healthcare | 427 Guy Park Avenue | Amsterdam | Montgomery | Upstate | Not NYC | Hospitals | 42.9539 | -74.2165 | 4 | 4 | 4 | 50704.6129 | 22109.5696 | 3486.6878 | 2 | 1903 |  | 4 |  | 0 | No | 0 |  | 0 | Sufficient | 0 | Dual Fuel | 3 | Steam Boiler | 2 | 1990 | 2 | Steam | 2 | No | 0 | Zone 6 | 1 | National Grid | 8.6003 | 4 | Lowest Emissions | 4 | Not NYC |  | 0 | 65
Cuba Memorial Hospital | 140 West Main Street | Cuba | Allegany | Upstate | Not NYC | Hospitals | 42.2134 | -78.2875 | 4 | 4 | 4 | 25914.785 | 11300.0516 | 1782.0226 | 1 | 1923 |  | 4 |  | 0 | No | 0 |  | 0 | Limited | 1 | Dual Fuel | 3 | Steam Boiler | 2 | 1990 | 2 | Steam | 2 | No | 0 | Zone 6 | 1 | National Grid | 8.6003 | 4 | Lowest Emissions | 4 | Not NYC |  | 0 | 65
Keuka College | 141 Central Avenue | Keuka Park | Yates | Upstate | Not NYC | Colleges & Universities | 42.6153 | -77.0906 | 2 | 0 | 1 | 32454.1043 | 3653.4591 | 2231.6969 | 1 | 1924 |  | 4 |  | 0 | Yes | 4 | https://www.keuka.edu/thenext125 | 4 | Plentiful | 4 | Dual Fuel | 3 | Steam Boiler | 2 | 1990 | 2 | Steam | 2 | No | 0 | Zone 5 | 2 | NYS Electric and Gas | 9.6622 | 3 | Lowest Emissions | 4 | Not NYC |  | 0 | 65
The New School | 66 West 12th Street | New York | Manhattan | Manhattan | NYC | Colleges & Universities | 40.7355 | -73.9971 | 2 | 0 | 1 | 172639.8821 | 19434.6066 | 11871.5307 | 3 | 1931 |  | 4 |  | 0 | Yes | 4 |  | 0 | Very Limited | 0 | Oil | 4 | Steam Boiler | 2 | 2010 | 1 | Steam | 2 | No | 0 | Zone 4 | 4 | Consolidated Edison | 20.1572 | 0 | Low Emissions | 2 | NYC Oil |  | 4 | 65
NAVSUBASE New London Mitchel Manor 1 |  | Hempstead | Nassau | Downstate/LI/HV | Not NYC | Military | 41.3885 | -72.086 | 3 | 2 | 3 | 44759.2452 | 6517.5743 | 3077.8563 | 1 | 1900 |  | 4 | Y | 4 | No | 0 |  | 0 | Plentiful | 4 | Dual Fuel | 3 | Steam Boiler | 2 | 1990 | 2 | Steam | 2 | No | 0 | Zone 4 | 4 | Long Island Power Authority | 18.8148 | 1 | Highest Emissions | 1 | Not NYC |  | 0 | 65
Collins Correctional Facility | P.O. BOX 490, Middle Rd | Collins | Erie | Upstate | Not NYC | Correctional Facilities | 42.4906 | -78.9329 | 3 | 1 | 1 | 40068.1985 | 21981.8589 | 2755.2779 | 1 | 1982 |  | 1 | Y | 4 | No | 0 |  | 0 | Plentiful | 4 | Natural Gas | 2 | Furnace | 3 | 1990 | 2 | Forced Air | 4 | No | 0 | Zone 5 | 2 | National Grid | 8.6003 | 4 | Lowest Emissions | 4 | Not NYC |  | 0 | 65
James J. Peters Veterans Affairs Medical Center | 130 West Kingsbridge Road | Bronx | Bronx | Downstate/LI/HV | NYC | Hospitals | 40.8675 | -73.9051 | 4 | 4 | 4 | 95459.2651 | 40150.2745 | 6564.2283 | 2 | 1905 |  | 4 |  | 0 | No | 0 |  | 0 | Sufficient | 2 | Dual Fuel | 3 | Steam Boiler | 2 | 1990 | 2 | Steam | 2 | No | 0 | Zone 4 | 4 | Consolidated Edison | 20.1572 | 0 | Low Emissions | 2 | NYC Dual Fuel | Y | 0 | 64
Brooklyn Hospital Center | 121 DeKalb Ave | Brooklyn | Brooklyn | Downstate/LI/HV | NYC | Hospitals | 40.6909 | -73.978 | 4 | 4 | 4 | 109851.5851 | 46203.7005 | 7553.9119 | 3 | 1982 |  | 1 |  | 0 | No | 0 |  | 0 | Limited | 1 | Natural Gas | 2 | HW Boiler | 4 | 1990 | 2 | Hydronic | 4 | No | 0 | Zone 4 | 4 | Consolidated Edison | 20.1572 | 0 | Low Emissions | 2 | NYC Natural Gas | Y | 0 | 64
Ira Davenport Memorial Hospital | 7571 State Route 54 | Bath | Steuben | Upstate | Not NYC | Hospitals | 42.369 | -77.2854 | 4 | 4 | 4 | 39138.0371 | 17066.0046 | 2691.3156 | 1 | 1937 | 2013 | 0 |  | 0 | No | 0 |  | 0 | Plentiful | 4 | Dual Fuel | 3 | Steam Boiler | 2 | 1990 | 2 | Steam | 2 | No | 0 | Zone 6 | 1 | NYS Electric and Gas | 9.6622 | 3 | Lowest Emissions | 4 | Not NYC |  | 0 | 64
Brookhaven Memorial Hospital Medical Center | 101 Hospital Road | Patchogue | Suffolk | Downstate/LI/HV | Not NYC | Hospitals | 40.7777 | -72.9778 | 4 | 4 | 4 | 34491.2759 | 15039.8005 | 2371.7824 | 1 | 1956 |  | 3 |  | 0 | No | 0 | https://buffalonews.com/business/local/st-bonaventure-pursues-25m-campus-renovation-and-expansion-project/article_39db5b3c-8eae-11ec-86d7-ff1f561d5c5a.html | 4 | Sufficient | 0 | Dual Fuel | 3 | Steam Boiler | 2 | 1990 | 2 | Forced Air | 4 | No | 0 | Zone 4 | 4 | Long Island Power Authority | 18.8148 | 1 | Highest Emissions | 1 | Not NYC |  | 0 | 64
Siena College | 515 Loudon Rd | Loudonville | Albany | Downstate/LI/HV | Not NYC | Colleges & Universities | 42.7176 | -73.7526 | 2 | 0 | 1 | 53608.2645 | 6034.8485 | 3686.3565 | 2 | 1938 |  | 4 |  | 0 | Yes | 4 |  | 0 | Plentiful | 4 | Natural Gas | 2 | Steam Boiler | 2 | 1990 | 2 | Steam | 2 | No | 0 | Zone 5 | 2 | National Grid | 8.6003 | 4 | Lowest Emissions | 4 | Not NYC |  | 0 | 64
Union College | 807 Union St | Schenectady | Schenectady | Upstate | Not NYC | Colleges & Universities | 42.8181 | -73.9288 | 2 | 0 | 1 | 37672.0197 | 4240.856 | 2590.5054 | 1 | 1875 |  | 4 |  | 0 | Yes | 4 |  | 0 | Plentiful | 4 | Natural Gas | 2 | District Steam (CHP) | 3 | 2016 | 1 | Steam | 2 | Steam | 1 | Zone 5 | 2 | National Grid | 8.6003 | 4 | Lowest Emissions | 4 | Not NYC |  | 0 | 64
Dominican College of Blauvelt | 470 Western Highway | Orangeburg | Rockland | Downstate/LI/HV | Not NYC | Colleges & Universities | 41.0474 | -73.9506 | 2 | 0 | 1 | 32470.7219 | 3655.3298 | 2232.8396 | 1 | 1952 |  | 3 |  | 0 | Yes | 4 |  | 0 | Plentiful | 4 | Dual Fuel | 3 | Furnace | 3 | 1990 | 2 | Forced Air | 4 | No | 0 | Zone 5 | 2 | Orange and Rockland Utilities | 13.6883 | 2 | Lowest Emissions | 4 | Not NYC |  | 0 | 64
Independence Plaza North Apartments | 310 Greenwich Street | New York | Manhattan | Manhattan | NYC | Multifamily Housing | 40.7176 | -74.011 | 3 | 2 | 3 | 121181.316 | 3269.3922 | 8332.9976 | 3 | 1975 |  | 3 |  | 0 | No | 0 |  | 0 | Very Limited | 0 | Dual Fuel | 3 | Steam Boiler | 2 | 1990 | 2 | Steam | 2 | No | 0 | Zone 4 | 4 | Consolidated Edison | 20.1572 | 0 | Low Emissions | 2 | NYC Dual Fuel |  | 3 | 64
Village View | 40 First Avenue | Manhattan | Manhattan | Manhattan | NYC | Multifamily Housing | 40.7241 | -73.9873 | 3 | 2 | 3 | 119170.4667 | 2557.8987 | 8194.7221 | 3 | 1964 |  | 3 |  | 0 | No | 0 |  | 0 | Sufficient | 0 | Dual Fuel | 3 | Steam Boiler | 2 | 1990 | 2 | Steam | 2 | No | 0 | Zone 4 | 4 | Consolidated Edison | 20.1572 | 0 | Low Emissions | 2 | NYC Dual Fuel |  | 3 | 64
Taxation and Finance Department, New York State | State Campus Bldg 8 | Albany | Albany | Downstate/LI/HV | Not NYC | Office | 42.6734 | -73.8127 | 0 | 1 | 2 | 42919.0168 | 18752.3089 | 2951.3136 | 1 | 1964 |  | 3 | Y | 4 | No | 0 |  | 0 | Sufficient | 2 | Dual Fuel | 3 | Furnace | 3 | 1990 | 2 | Forced Air | 4 | No | 0 | Zone 5 | 2 | National Grid | 8.6003 | 4 | Lowest Emissions | 4 | Not NYC |  | 0 | 64
Taxation and Finance Department, New York State | State Campus Bldg 9 | Albany | Albany | Downstate/LI/HV | Not NYC | Office | 42.6734 | -73.8127 | 0 | 1 | 2 | 37554.1397 | 16408.2703 | 2582.3994 | 1 | 1961 |  | 3 | Y | 4 | No | 0 |  | 0 | Sufficient | 2 | Dual Fuel | 3 | Furnace | 3 | 1990 | 2 | Forced Air | 4 | No | 0 | Zone 5 | 2 | National Grid | 8.6003 | 4 | Lowest Emissions | 4 | Not NYC |  | 0 | 64
Gouverneur Correctional Facility | 112 Scotch Settlement Rd | Gouverneur | St. Lawrence | Upstate | Not NYC | Correctional Facilities | 44.343 | -75.4429 | 3 | 1 | 1 | 36927.8204 | 20259.0126 | 2539.3307 | 1 | 1990 |  | 1 | Y | 4 | No | 0 |  | 0 | Plentiful | 4 | Natural Gas | 2 | Furnace | 3 | 1990 | 2 | Forced Air | 4 | No | 0 | Zone 6 | 1 | National Grid | 8.6003 | 4 | Lowest Emissions | 4 | Not NYC |  | 0 | 64
Cayuga Correctional Facility | 2202 State Route 38A | Moravia | Cayuga | Upstate | Not NYC | Correctional Facilities | 42.724 | -76.3983 | 3 | 1 | 1 | 35036.0263 | 19221.1533 | 2409.242 | 1 | 1926 |  | 4 | Y | 4 | No | 0 |  | 0 | Plentiful | 4 | Dual Fuel | 3 | Steam Boiler | 2 | 1990 | 2 | Steam | 2 | No | 0 | Zone 5 | 2 | NYS Electric and Gas | 9.6622 | 3 | Lowest Emissions | 4 | Not NYC |  | 0 | 64
Cape Vincent Correctional Facility | 36560 State Route 12E | Cape Vincent | Jefferson | Upstate | Not NYC | Correctional Facilities | 44.199 | -76.1942 | 3 | 1 | 1 | 32387.5146 | 17768.1504 | 2227.1179 | 1 | 1988 |  | 1 | Y | 4 | No | 0 |  | 0 | Plentiful | 4 | Natural Gas | 2 | Furnace | 3 | 1990 | 2 | Forced Air | 4 | No | 0 | Zone 6 | 1 | National Grid | 8.6003 | 4 | Lowest Emissions | 4 | Not NYC |  | 0 | 64
Riverview Correctional Facility | 1110 Tibbits Dr | Ogdensburg | St. Lawrence | Upstate | Not NYC | Correctional Facilities | 44.7183 | -75.4379 | 3 | 1 | 1 | 32274.0069 | 17705.8788 | 2219.3126 | 1 | 1988 |  | 1 | Y | 4 | No | 0 |  | 0 | Plentiful | 4 | Natural Gas | 2 | Furnace | 3 | 1990 | 2 | Forced Air | 4 | No | 0 | Zone 6 | 1 | National Grid | 8.6003 | 4 | Lowest Emissions | 4 | Not NYC |  | 0 | 64
SUNY College at Old Westbury | 223 Store Hill Rd | Old Westbury | Nassau | Downstate/LI/HV | Not NYC | Colleges & Universities | 40.799 | -73.5719 | 2 | 0 | 1 | 81592.2438 | 9185.0918 | 5610.6666 | 2 | 1971 | 2017 | 0 | Y | 4 | Yes | 4 | https://www.oldwestbury.edu/division/division-business-finance/capital-planning/current-projects | 4 | Plentiful | 4 | Natural Gas | 2 | CHP | 3 | 1990 | 2 | Forced Air | 4 | No | 0 | Zone 4 | 4 | Long Island Power Authority | 18.8148 | 1 | Highest Emissions | 1 | Not NYC |  | 0 | 64
Marcy Correctional Facility | 9000 Old River Rd | MARCY | Oneida | Upstate | Not NYC | Correctional Facilities | 43.1613 | -75.3065 | 3 | 1 | 1 | 43435.592 | 23829.2484 | 2986.8357 | 1 | 1989 |  | 1 | Y | 4 | No | 0 |  | 0 | Plentiful | 4 | Natural Gas | 2 | Furnace | 3 | 1990 | 2 | Hydronic | 4 | No | 0 | Zone 6 | 1 | National Grid | 8.6003 | 4 | Lowest Emissions | 4 | Not NYC |  | 0 | 64
Memorial Sloan-Kettering Cancer Center | 1275 York Ave | New York | Manhattan | Manhattan | NYC | Hospitals | 40.7642 | -73.9562 | 4 | 4 | 4 | 138048.7834 | 58063.4738 | 9492.884 | 3 | 1940 |  | 4 |  | 0 | No | 0 | https://www.mskcc.org/news-releases/msk-plans-new-pavilion-ensure-greater-access-care-all-people-new-york-and-beyond | 4 | Very Limited | 0 | Natural Gas | 2 | Steam Boiler | 2 | 1990 | 2 | Steam | 2 | No | 0 | Zone 4 | 4 | Consolidated Edison | 20.1572 | 0 | Low Emissions | 2 | NYC Natural Gas | Y | 0 | 63
Unity Plaza/Long Island Baptist House Campus | 360 Williams Avenue | Brooklyn | Brooklyn | Downstate/LI/HV | NYC | Multifamily Housing | 40.6669 | -73.8986 | 3 | 2 | 3 | 119724.6002 | 2523.9759 | 8232.8269 | 3 | 1948 |  | 3 | Y | 4 | No | 0 |  | 0 | Sufficient | 0 | Dual Fuel | 3 | Furnace | 3 | 1990 | 2 | Forced Air | 4 | No | 0 | Zone 4 | 4 | Consolidated Edison | 20.1572 | 0 | Low Emissions | 2 | NYC Dual Fuel | Y | 0 | 63
LIU Post | 720 Northern Blvd | Brookville | Nassau | Downstate/LI/HV | Not NYC | Colleges & Universities | 40.8207 | -73.5937 | 2 | 0 | 1 | 141232.6844 | 15899.001 | 9711.824 | 3 | 1954 |  | 3 |  | 0 | No | 0 |  | 0 | Plentiful | 4 | Dual Fuel | 3 | Furnace | 3 | 1990 | 2 | Forced Air | 4 | No | 0 | Zone 4 | 4 | Long Island Power Authority | 18.8148 | 1 | Highest Emissions | 1 | Not NYC |  | 0 | 63
Auburn Community Hospital | 17 Lansing Street | Auburn | Cayuga | Upstate | Not NYC | Hospitals | 42.9409 | -76.5649 | 4 | 4 | 4 | 41049.5208 | 17899.5004 | 2822.7582 | 1 | 1927 | 2017 | 0 |  | 0 | No | 0 | https://auburnpub.com/news/records/city-of-auburn-building-permits-march-6-2022/article_b7efd220-d75c-56fa-831e-6d491470a869.html#:~:text=%E2%80%A2%20Auburn%20Community%20Hospital%2C%20complete%20renovation%20of%20second,owner%20Frank%20Sigona%20at%2087%20Throop%20Ave.%2C%20%241%2C500. | 4 | Sufficient | 2 | Dual Fuel | 3 | Steam Boiler | 2 | 1990 | 2 | Steam | 2 | No | 0 | Zone 5 | 2 | NYS Electric and Gas | 9.6622 | 3 | Lowest Emissions | 4 | Not NYC |  | 0 | 63
Le Moyne College | 1419 Salt Springs Rd | Syracuse | Onondaga | Upstate | Not NYC | Colleges & Universities | 43.0492 | -76.0904 | 2 | 0 | 1 | 57014.8653 | 6418.3401 | 3920.6104 | 2 | 1946 |  | 3 |  | 0 | Yes | 4 |  | 0 | Plentiful | 4 | Natural Gas | 2 | Electric Heat Pump | 1 | 1995 | 2 | Forced Air | 4 | No | 0 | Zone 5 | 2 | National Grid | 8.6003 | 4 | Lowest Emissions | 0 | Not NYC |  | 0 | 63
Polytechnic Institute of New York University | Six Metrotech Ctr | Brooklyn | Brooklyn | Downstate/LI/HV | NYC | Colleges & Universities | 40.6943 | -73.9865 | 2 | 0 | 1 | 193187.9351 | 21825.6888 | 13284.5115 | 3 | 1957 |  | 3 |  | 0 | No | 0 |  | 0 | Limited | 1 | Dual Fuel | 3 | CHP | 3 | 2017 | 1 | Forced Air | 4 | No | 0 | Zone 4 | 4 | Consolidated Edison | 20.1572 | 0 | Low Emissions | 2 | NYC Dual Fuel |  | 3 | 63
4-00946-7501 (Multifamily Campus) | 24-50 78th St | Queens | Queens | Downstate/LI/HV | NYC | Multifamily Housing | 40.763 | -73.8908 | 3 | 2 | 3 | 69120.6208 | 150.3381 | 4753.0592 | 2 | 1925 |  | 4 |  | 0 | No | 0 |  | 0 | Very Limited | 0 | Dual Fuel | 3 | Steam Boiler | 2 | 1990 | 2 | Steam | 2 | No | 0 | Zone 4 | 4 | Consolidated Edison | 20.1572 | 0 | Low Emissions | 2 | NYC Dual Fuel |  | 3 | 63
London Terrace Towers | 435 West 23rd Street | New York | Manhattan | Manhattan | NYC | Multifamily Housing | 40.7472 | -74.0023 | 3 | 2 | 3 | 64127.3865 | 1696.6737 | 4409.7009 | 2 | 1934 |  | 4 |  | 0 | No | 0 |  | 0 | Very Limited | 0 | Dual Fuel | 3 | Steam Boiler | 2 | 1990 | 2 | Steam | 2 | No | 0 | Zone 4 | 4 | Consolidated Edison | 20.1572 | 0 | Low Emissions | 2 | NYC Dual Fuel |  | 3 | 63
Multifamily Campus | 1114 Avenue J | Brooklyn | Brooklyn | Downstate/LI/HV | NYC | Multifamily Housing | 40.6246 | -73.9648 | 3 | 2 | 3 | 54545.4 | 1343.8017 | 3750.7984 | 2 | 1920 |  | 4 |  | 0 | No | 0 |  | 0 | Very Limited | 0 | Dual Fuel | 3 | Steam Boiler | 2 | 1990 | 2 | Steam | 2 | No | 0 | Zone 4 | 4 | Consolidated Edison | 20.1572 | 0 | Low Emissions | 2 | NYC Dual Fuel |  | 3 | 63
Manhattan College | 4513 Manhattan College Parkway | Riverdale | Bronx | Downstate/LI/HV | NYC | Colleges & Universities | 40.8897 | -73.9027 | 2 | 0 | 1 | 34212.4933 | 3865.2063 | 2352.612 | 1 | 1923 | 2021 | 0 |  | 0 | Yes | 4 | https://manhattan.edu/news/archive/2021/04/manhattan-college-receives-5m-hecap-grant-leo-hall-renovations.php | 4 | Sufficient | 2 | Oil | 4 | Steam Boiler | 2 | 1980 | 2 | Steam | 2 | No | 0 | Zone 4 | 4 | Consolidated Edison | 20.1572 | 0 | Low Emissions | 2 | NYC Oil |  | 4 | 63
Suffolk County Community College | 533 College Rd | Selden | Suffolk | Downstate/LI/HV | Not NYC | Colleges & Universities | 40.849 | -73.0562 | 1 | 0 | 1 | 88923.9135 | 10010.4406 | 6114.8268 | 2 | 1961 |  | 3 | Y | 4 | No | 0 |  | 0 | Plentiful | 4 | Dual Fuel | 3 | Furnace | 3 | 1990 | 2 | Forced Air | 4 | No | 0 | Zone 4 | 4 | Long Island Power Authority | 18.8148 | 1 | Highest Emissions | 1 | Not NYC |  | 0 | 63
SUNY College of Technology at Canton | 34 Cornell Drive | Canton | St. Lawrence | Upstate | Not NYC | Colleges & Universities | 44.6041 | -75.1829 | 2 | 0 | 1 | 52843.8565 | 5948.7967 | 3633.7922 | 2 | 1906 |  | 4 | Y | 4 | No | 0 |  | 0 | Plentiful | 4 | Natural Gas | 2 | Steam Boiler | 2 | 1990 | 2 | Steam | 2 | No | 0 | Zone 6 | 1 | National Grid | 8.6003 | 4 | Lowest Emissions | 4 | Not NYC |  | 0 | 63
CUNY Lehman College | 250 Bedford Park Blvd W | Bronx | Bronx | Downstate/LI/HV | NYC | Colleges & Universities | 40.8732 | -73.8934 | 2 | 0 | 1 | 155532.4314 | 17571.5033 | 10695.1419 | 3 | 1931 |  | 4 | Y | 4 | Yes | 4 |  | 0 | Sufficient | 0 | Natural Gas | 2 | District Steam | 2 | 1990 | 2 | Steam | 2 | Steam | 1 | Zone 4 | 4 | Consolidated Edison | 20.1572 | 0 | Low Emissions | 2 | NYC Natural Gas |  | 2 | 63
CUNY John Jay College of Criminal Justice | 899 Tenth Ave | New York | Manhattan | Manhattan | NYC | Colleges & Universities | 40.7703 | -73.9882 | 2 | 0 | 1 | 174446.9698 | 19708.4009 | 11995.7946 | 3 | 1964 |  | 3 | Y | 4 | Yes | 4 |  | 0 | Sufficient | 0 | Dual Fuel | 3 | Steam Boiler | 2 | 1990 | 2 | Steam | 2 | No | 0 | Zone 4 | 4 | Consolidated Edison | 20.1572 | 0 | Low Emissions | 2 | NYC Dual Fuel |  | 3 | 63
SUNY Maritime College | 6 Pennyfield Avenue | Throggs Neck | Bronx | Downstate/LI/HV | NYC | Colleges & Universities | 40.8072 | -73.7953 | 2 | 0 | 1 | 29811.9115 | 3356.0193 | 2050.0073 | 1 | 1934 |  | 4 | Y | 4 | Yes | 4 | https://sucf.suny.edu/sites/default/files/docs/maritime.pdf | 4 | Suficient | 0 | Dual Fuel | 3 | Steam Boiler | 2 | 1990 | 2 | Steam | 2 | No | 0 | Zone 4 | 4 | Consolidated Edison | 20.1572 | 0 | Low Emissions | 2 | NYC Dual Fuel |  | 3 | 63
Brookdale Hospital Medical Center | Brookdale Hospital Medical Center | Brooklyn | Brooklyn | Downstate/LI/HV | NYC | Hospitals | 40.655 | -73.9124 | 4 | 4 | 4 | 215591.0788 | 90677.8506 | 14825.0571 | 4 | 1921 | 2004 | 0 |  | 0 | No | 0 |  | 0 | Sufficient | 2 | Dual Fuel | 3 | Steam Boiler | 2 | 1990 | 2 | Steam | 2 | No | 0 | Zone 4 | 4 | Consolidated Edison | 20.1572 | 0 | Low Emissions | 2 | NYC Dual Fuel | Y | 0 | 62
Jamaica Hospital Medical Center | 8900 Van Wyck Expy | Jamaica | Queens | Downstate/LI/HV | NYC | Hospitals | 40.7004 | -73.8166 | 4 | 4 | 4 | 124537.6259 | 52380.6658 | 8563.7932 | 3 | 1987 | 2017 | 0 |  | 0 | No | 0 |  | 0 | Limited | 1 | Dual Fuel | 3 | Steam Boiler | 2 | 1990 | 2 | Hydronic | 4 | No | 0 | Zone 4 | 4 | Consolidated Edison | 20.1572 | 0 | Low Emissions | 2 | NYC Dual Fuel | Y | 0 | 62
St. Mary's Hospital | 1300 Massachusetts Avenue | Troy | Rensselaer | Upstate | Not NYC | Hospitals | 42.7435 | -73.6758 | 4 | 4 | 4 | 49768.4947 | 21701.3785 | 3422.3159 | 1 | 1850 | 2020 | 0 |  | 0 | No | 0 |  | 0 | Plentiful | 4 | Dual Fuel | 3 | Electric Heat Pump | 1 | 1990 | 2 | Steam | 2 | No | 0 | Zone 5 | 2 | National Grid | 8.6003 | 4 | Lowest Emissions | 0 | Not NYC |  | 0 | 62
Burke Rehabilitation Hospital | 785 Mamaroneck Avenue | White Plains | Westchester | Downstate/LI/HV | Not NYC | Hospitals | 41.0147 | -73.7553 | 4 | 4 | 4 | 30946.4439 | 13494.0889 | 2128.0231 | 1 | 1915 | 2021 | 0 |  | 0 | No | 0 |  | 0 | Plentiful | 4 | Natural gas | 2 | CHP | 3 | 1990 | 2 | Steam | 2 | Steam | 1 | Zone 4 | 4 | Consolidated Edison | 20.1572 | 0 | Low Emissions | 2 | Not NYC |  | 0 | 62
Franklin Plaza (WW) - Compliance | 2085-2086 2nd Ave | Manhattan | Manhattan | Manhattan | NYC | Multifamily Housing | 40.7916 | -73.9422 | 3 | 2 | 3 | 188010.4992 | 4758.7886 | 12928.4867 | 3 | 1960 | 2013 | 0 |  | 0 | No | 0 |  | 0 | Limited | 1 | Dual Fuel | 3 | Disrtict Steam | 1 | 2013 | 1 | Steam | 2 | Steam | 1 | Zone 4 | 4 | Consolidated Edison | 20.1572 | 0 | Low Emissions | 2 | NYC Dual Fuel |  | 3 | 62
Utica College | 1600 Burrstone Rd | Utica | Oneida | Upstate | Not NYC | Colleges & Universities | 43.0962 | -75.2729 | 2 | 0 | 1 | 87375.1564 | 9836.0922 | 6008.3269 | 2 | 1961 | 2021 | 0 |  | 0 | Yes | 4 |  | 0 | Plentiful | 4 | Natural Gas | 2 | Furnace | 3 | 1990 | 2 | Forced Air | 4 | No | 0 | Zone 6 | 1 | National Grid | 8.6003 | 4 | Lowest Emissions | 4 | Not NYC |  | 0 | 62
Coxsackie Correctional Facility | 11260 Route 9W | Coxsackie | Greene | Downstate/LI/HV | Not NYC | Correctional Facilities | 42.3491 | -73.8484 | 3 | 1 | 1 | 34090.1292 | 18702.2237 | 2344.1977 | 1 | 1935 |  | 4 | Y | 4 | No | 0 |  | 0 | Plentiful | 4 | Dual Fuel | 3 | Steam Boiler | 2 | 1990 | 2 | Steam | 2 | No | 0 | Zone 5 | 2 | Central Hudson Gas and Electric | 13.2296 | 2 | Lowest Emissions | 4 | Not NYC |  | 0 | 62
Wende Correctional Facility | 3040 Wende Rd | Alden | Erie | Upstate | Not NYC | Correctional Facilities | 42.9318 | -78.5401 | 3 | 1 | 1 | 32992.8887 | 18100.2653 | 2268.7463 | 1 | 1983 | 2008 | 0 | Y | 4 | No | 0 |  | 0 | Plentiful | 4 | Dual Fuel | 3 | Steam Boiler | 2 | 1987 | 2 | Forced Air | 4 | No | 0 | Zone 5 | 2 | NYS Electric and Gas | 9.6622 | 3 | Lowest Emissions | 4 | Not NYC |  | 0 | 62
Washington Correctional Facility | 72 Lock 11 Lane | Comstock | Washington | Upstate | Not NYC | Correctional Facilities | 43.4643 | -73.434 | 3 | 1 | 1 | 32841.5452 | 18017.2366 | 2258.3392 | 1 | 1985 |  | 1 | Y | 4 | No | 0 |  | 0 | Plentiful | 4 | Oil | 4 | Steam Boiler | 2 | 1990 | 2 | Steam | 2 | No | 0 | Zone 5 | 2 | National Grid | 8.6003 | 4 | Lowest Emissions | 4 | Not NYC |  | 0 | 62
SUNY at Purchase College | 735 Anderson Hill Rd | Purchase | Westchester | Downstate/LI/HV | Not NYC | Colleges & Universities | 41.0472 | -73.702 | 2 | 0 | 1 | 69245.3931 | 7795.1685 | 4761.6391 | 2 | 1967 |  | 3 | Y | 4 | Yes | 4 | https://www.purchase.edu/live/news/6346-combined-heat-and-power-energy-storage-project | 4 | Plentiful | 4 | Natural Gas | 2 | Steam Boiler | 2 | 1990 | 2 | Steam | 2 | No | 0 | Zone 4 | 4 | Consolidated Edison | 20.1572 | 0 | Low Emissions | 2 | Not NYC |  | 0 | 62
Mount Sinai Hospital | 1000 10th Avenue | New York | Manhattan | Manhattan | NYC | Hospitals | 40.79 | -73.9527 | 4 | 4 | 4 | 302826.1611 | 127369.0245 | 20823.7519 | 4 | 1852 | 1904 | 4 |  | 0 | No | 0 |  | 0 | Very Limited | 0 | Natural Gas | 2 | CHP | 3 | 2013 | 1 | Steam | 2 | No | 0 | Zone 4 | 4 | Consolidated Edison | 20.1572 | 0 | Low Emissions | 2 | NYC Natural Gas | Y | 0 | 61
Interfaith Medical Center | 1545 Atlantic Avenue | Brooklyn | Brooklyn | Downstate/LI/HV | NYC | Hospitals | 40.678 | -73.9375 | 4 | 4 | 4 | 76733.5578 | 33459.4002 | 5276.5605 | 2 | 1928 |  | 4 |  | 0 | No | 0 |  | 0 | Sufficient | 2 | Natural Gas | 2 | CHP | 3 | 2018 | 1 | Steam | 2 | No | 0 | Zone 4 | 4 | Consolidated Edison | 20.1572 | 0 | Low Emissions | 2 | NYC Natural Gas | Y | 0 | 61
NYU Langone Hospitals | 550 First Avenue | New York | Manhattan | Manhattan | NYC | Hospitals | 40.7429 | -73.974 | 4 | 4 | 4 | 291157.6656 | 126958.2844 | 20021.3712 | 4 | 1900 |  | 4 |  | 0 | No | 0 |  | 0 | Very Limited | 0 | Natural Gas | 2 | CHP | 3 | 2016 | 1 | Steam | 2 | No | 0 | Zone 4 | 4 | Consolidated Edison | 20.1572 | 0 | Low Emissions | 2 | NYC Natural Gas | Y | 0 | 61
St. Joseph's Hospital Health Center | 301 Prospect Avenue | Syracuse | Onondaga | Upstate | Not NYC | Hospitals | 43.0557 | -76.1495 | 4 | 4 | 4 | 116662.5936 | 50870.317 | 8022.2689 | 3 | 1869 | 2012 | 0 |  | 0 | No | 0 |  | 0 | Limited | 1 | Natural Gas | 2 | CHP | 3 | 2014 | 1 | Steam | 2 | No | 0 | Zone 5 | 2 | National Grid | 8.6003 | 4 | Lowest Emissions | 4 | Not NYC |  | 0 | 61
Mount Saint Mary College | 330 Powell Avenue | Newburgh | Orange | Downstate/LI/HV | Not NYC | Colleges & Universities | 41.5139 | -74.0127 | 2 | 0 | 1 | 39300.5411 | 4424.1837 | 2702.4901 | 1 | 1960 | 2008 | 0 |  | 0 | No | 0 | https://www.msmc.edu/msmc-magazine/bringing-service-home/ | 4 | Plentiful | 4 | Dual Fuel | 3 | Steam Boiler | 2 | 1990 | 2 | Forced Air | 4 | No | 0 | Zone 5 | 2 | National Grid | 8.6003 | 4 | Lowest Emissions | 4 | Not NYC |  | 0 | 61
Brunswick Psych Center | 81 Louden Avenue | Amityville | Suffolk | Downstate/LI/HV | Not NYC | Hospitals | 40.6849 | -73.4213 | 4 | 4 | 4 | 37063.8015 | 16161.5413 | 2548.6814 | 1 | 1978 | 2016 | 0 |  | 0 | No | 0 |  | 0 | Sufficient | 2 | Dual Fuel | 3 | Furnace | 3 | 1990 | 2 | Forced Air | 4 | No | 0 | Zone 4 | 4 | Long Island Power Authority | 18.8148 | 1 | Highest Emissions | 1 | Not NYC |  | 0 | 61
Cortland Regional Medical Center | 134 Homer Avenue | Cortland | Cortland | Upstate | Not NYC | Hospitals | 42.6086 | -76.1863 | 4 | 4 | 4 | 32870.9879 | 14333.2796 | 2260.3638 | 1 | 1891 |  | 4 |  | 0 | No | 0 |  | 0 | Sufficient | 0 | Dual Fuel | 3 | Steam Boiler | 2 | 2014 | 1 | Steam | 2 | No | 0 | Zone 5 | 2 | National Grid | 8.6003 | 4 | Lowest Emissions | 4 | Not NYC |  | 0 | 61
Guthrie Corning Hospital | One Guthrie Drive | Corning | Steuben | Upstate | Not NYC | Hospitals | 42.1412 | -77.0476 | 4 | 4 | 4 | 26174.0645 | 11413.1095 | 1799.8518 | 1 | 1900 | 2014 | 0 |  | 0 | No | 0 |  | 0 | Plentiful | 4 | Natural gas | 2 | CHP | 3 | 2014 | 1 | Steam | 2 | No | 0 | Zone 6 | 1 | NYS Electric and Gas | 9.6622 | 3 | Lowest Emissions | 4 | Not NYC |  | 0 | 61
Cold Spring Hills Center for Nursing & Rehab | 378 Syosset Woodbury Rd | Woodbury | Orange | Downstate/LI/HV | Not NYC | Nursing Homes | 40.8256 | -73.47 | 4 | 3 | 4 | 25188.8649 | 9851.0907 | 1732.1049 | 1 | 1868 |  | 4 |  | 0 | No | 0 |  | 0 | Sufficient | 2 | Dual Fuel | 3 | Steam Boiler | 2 | 1990 | 2 | Steam | 2 | No | 0 | Zone 5 | 2 | Long Island Power Authority | 18.8148 | 1 | Lowest Emissions | 4 | Not NYC |  | 0 | 61
Hobart William Smith Colleges | 337 Pulteney Street | Geneva | Ontario | Upstate | Not NYC | Colleges & Universities | 42.8581 | -76.9855 | 2 | 0 | 1 | 37289.8157 | 4197.8301 | 2564.2232 | 1 | 1822 |  | 4 |  | 0 | Yes | 4 |  | 0 | Plentiful | 4 | Dual Fuel | 3 | Steam Boiler | 2 | 1990 | 2 | Steam | 2 | No | 0 | Zone 5 | 2 | NYS Electric and Gas | 9.6622 | 3 | Lowest Emissions | 4 | Not NYC |  | 0 | 61
Lefrak City Section 2/3, Part 1 | 97-05 Horace Harding Expressway | Queens | Queens | Downstate/LI/HV | NYC | Multifamily Housing | 40.7352 | -73.8625 | 3 | 2 | 3 | 66318.1219 | 2178.3845 | 4560.3461 | 2 | 1963 | 2017 | 0 |  | 0 | No | 0 |  | 0 | Sufficient | 2 | Natural Gas | 2 | Steam Boiler | 2 | 1990 | 2 | Forced Air | 4 | No | 0 | Zone 4 | 4 | Consolidated Edison | 20.1572 | 0 | Low Emissions | 2 | NYC Natural Gas |  | 2 | 61
Lefrak City Section 1 | 5705 JUNCTION BLVD | Queens | Queens | Downstate/LI/HV | NYC | Multifamily Housing | 40.7363 | -73.8655 | 3 | 2 | 3 | 59409.8853 | 1595.3794 | 4085.3033 | 2 | 1962 | 2017 | 0 |  | 0 | No | 0 |  | 0 | Sufficient | 2 | Natural Gas | 2 | Steam Boiler | 2 | 1990 | 2 | Forced Air | 4 | No | 0 | Zone 4 | 4 | Consolidated Edison | 20.1572 | 0 | Low Emissions | 2 | NYC Natural Gas |  | 2 | 61
Kips Bay Court - Pinnacle City - 460-520 2nd Avenue | 460-520 2nd Avenue | New York | Manhattan | Manhattan | NYC | Multifamily Housing | 40.7402 | -73.9788 | 3 | 2 | 3 | 56651.7749 | 2445.6435 | 3895.6426 | 2 | 1975 |  | 3 |  | 0 | No | 0 |  | 0 | Very Limited | 0 | Dual Fuel | 3 | Steam Boiler | 2 | 1990 | 2 | Steam | 2 | No | 0 | Zone 4 | 4 | Consolidated Edison | 20.1572 | 0 | Low Emissions | 2 | NYC Dual Fuel |  | 3 | 61
Monroe Community College | 1000 E Henrietta Rd | Rochester | Monroe | Upstate | Not NYC | Colleges & Universities | 43.101 | -77.6101 | 1 | 0 | 1 | 42896.5821 | 4829.0012 | 2949.7709 | 1 | 1961 |  | 3 | Y | 4 | Yes | 4 |  | 0 | Plentiful | 4 | Dual Fuel | 3 | CHP | 3 | 2004 | 1 | Steam | 2 | No | 0 | Zone 5 | 2 | Rochester Gas and Electric | 10.8839 | 3 | Lowest Emissions | 4 | Not NYC |  | 0 | 61
Nazareth College | 4245 East Ave | Rochester | Monroe | Upstate | Not NYC | Colleges & Universities | 43.1016 | -77.5186 | 2 | 0 | 1 | 48190.9383 | 5425.0033 | 3313.8357 | 1 | 1924 |  | 4 | Y | 4 | No | 0 |  | 0 | Plentiful | 4 | Dual Fuel | 3 | Steam Boiler | 2 | 1990 | 2 | Steam | 2 | No | 0 | Zone 5 | 2 | Rochester Gas and Electric | 10.8839 | 3 | Lowest Emissions | 4 | Not NYC |  | 0 | 61
Eastern NY Correctional Facility | 30 Institution Rd | Napanoch | Ulster | Downstate/LI/HV | Not NYC | Correctional Facilities | 41.7427 | -74.3642 | 3 | 1 | 1 | 34052.2934 | 18681.4665 | 2341.5959 | 1 | 1900 |  | 4 | Y | 4 | No | 0 |  | 0 | Plentiful | 4 | Dual Fuel | 3 | Steam Boiler | 2 | 1990 | 2 | Steam | 2 | No | 0 | Zone 6 | 1 | Central Hudson Gas and Electric | 13.2296 | 2 | Lowest Emissions | 4 | Not NYC |  | 0 | 61
FCI Ray Brook | 128 Ray Brook Rd | Ray Brook | Essex | Upstate | Not NYC | Correctional Facilities | 44.2942 | -74.0998 | 3 | 1 | 1 | 27658.0294 | 15173.5022 | 1901.8963 | 1 | 1932 | 1980 | 2 | Y | 4 | No | 0 |  | 0 | Plentiful | 4 | Dual Fuel | 3 | Steam Boiler | 2 | 1990 | 2 | Steam | 2 | No | 0 | Zone 6 | 1 | National Grid | 8.6003 | 4 | Lowest Emissions | 4 | Not NYC |  | 0 | 61
CUNY New York City College of Technology | 300 Jay St | Brooklyn | Brooklyn | Downstate/LI/HV | NYC | Colleges & Universities | 40.6955 | -73.9876 | 2 | 0 | 1 | 154232.7821 | 17424.6736 | 10605.7719 | 3 | 1946 |  | 3 | Y | 4 | Yes | 4 |  | 0 | Very Limited | 0 | Natural Gas | 2 | District Steam | 2 | 1990 | 2 | Steam | 2 | Steam | 1 | Zone 4 | 4 | Consolidated Edison | 20.1572 | 0 | Low Emissions | 2 | NYC Natural Gas |  | 2 | 61
Vladeck/Vladeck II Campus | 70 Gouverneur Street | Manhattan | Manhattan | Manhattan | NYC | Multifamily Housing | 40.7118 | -73.9834 | 3 | 2 | 3 | 199907.1307 | 4306.2405 | 13746.555 | 3 | 1940 |  | 4 | Y | 4 | No | 0 |  | 0 | Very Limited | 0 | Natural Gas | 2 | District Steam | 2 | 1990 | 2 | Steam | 2 | Steam | 1 | Zone 4 | 4 | Consolidated Edison | 20.1572 | 0 | Low Emissions | 2 | NYC Natural Gas | Y | 0 | 60
Clarkson University - Potsdam (Main) | 8 Clarkson Ave | Potsdam | St. Lawrence | Upstate | Not NYC | Colleges & Universities | 44.6627 | -74.9994 | 2 | 0 | 1 | 70342.1524 | 7918.6341 | 4837.0574 | 2 | 1896 |  | 4 |  | 0 | No | 0 |  | 0 | Plentiful | 4 | Natural Gas | 2 | District Steam (CHP) | 3 | 1990 | 2 | Steam | 2 | No | 0 | Zone 6 | 1 | National Grid | 8.6003 | 4 | Lowest Emissions | 4 | Not NYC |  | 0 | 60
St. Joseph's College-Long Island | 155 W Roe Blvd | Patchogue | Suffolk | Downstate/LI/HV | Not NYC | Colleges & Universities | 40.7759 | -73.0247 | 2 | 0 | 1 | 65905.2625 | 7419.1597 | 4531.956 | 2 | 1979 |  | 3 |  | 0 | No | 0 |  | 0 | Plentiful | 4 | Dual Fuel | 3 | Furnace | 3 | 1990 | 2 | Forced Air | 4 | No | 0 | Zone 4 | 4 | Long Island Power Authority | 18.8148 | 1 | Highest Emissions | 1 | Not NYC |  | 0 | 60
John T. Mather Memorial Hospital | 75 North Country Road | Port Jefferson | Suffolk | Downstate/LI/HV | Not NYC | Hospitals | 40.9383 | -73.0534 | 4 | 4 | 4 | 37450.6237 | 16330.2138 | 2575.2811 | 1 | 1929 | 2020 | 0 |  | 0 | No | 0 |  | 0 | Plentiful | 4 | Dual Fuel | 3 | Steam Boiler | 2 | 1990 | 2 | Steam | 2 | No | 0 | Zone 4 | 4 | Long Island Power Authority | 18.8148 | 1 | Highest Emissions | 1 | Not NYC |  | 0 | 60
Saint John Fisher College | 3690 East Ave | Rochester | Monroe | Upstate | Not NYC | Colleges & Universities | 43.1163 | -77.5131 | 2 | 0 | 1 | 62747.9252 | 7063.7284 | 4314.8426 | 2 | 1955 |  | 3 |  | 0 | Yes | 4 |  | 0 | Plentiful | 4 | Natural Gas | 2 | Steam Boiler | 2 | 1990 | 2 | Steam | 2 | No | 0 | Zone 5 | 2 | Rochester Gas and Electric | 10.8839 | 3 | Lowest Emissions | 4 | Not NYC |  | 0 | 60
Village East Towers | 411 E 10th Street | New York | Manhattan | Manhattan | NYC | Multifamily Housing | 40.7258 | -73.9762 | 3 | 2 | 3 | 73491.9245 | 1493.3519 | 5053.6506 | 2 | 1950 |  | 3 |  | 0 | No | 0 |  | 0 | Sufficient | 2 | Natural Gas | 2 | CHP | 3 | 2019 | 1 | Steam | 2 | No | 0 | Zone 4 | 4 | Consolidated Edison | 20.1572 | 0 | Low Emissions | 2 | NYC Natural Gas |  | 2 | 60
Berkeley College-New York | 3 East 43 Street | New York | Manhattan | Manhattan | NYC | Colleges & Universities | 40.7539 | -73.9795 | 2 | 0 | 1 | 71548.3996 | 8083.2848 | 4920.0047 | 2 | 1909 |  | 4 |  | 0 | No | 0 |  | 0 | Very Limited | 0 | Oil | 4 | Steam Boiler | 2 | 1990 | 2 | Steam | 2 | No | 0 | Zone 4 | 4 | Consolidated Edison | 20.1572 | 0 | Low Emissions | 2 | NYC Oil |  | 4 | 60
SUNY College at Oswego | 7060 State Route 104 | Oswego | Oswego | Upstate | Not NYC | Colleges & Universities | 43.4543 | -76.5408 | 2 | 0 | 1 | 133372.5762 | 15014.1643 | 9171.326 | 3 | 1913 | 2021 | 0 | Y | 4 | Yes | 4 | https://www.oswego.edu/news/story/suny-oswego-create-nation%E2%80%99s-premiere-broadcasting-and-graphic-design-facility#:~:text=SUNY%20Oswego%20officially%20launched%20this,Communication%2C%20Media%20and%20the%20Arts. | 4 | Plentiful | 4 | Electricity | 1 | Electric Heat Pump | 1 | 1990 | 2 | Steam | 2 | No | 0 | Zone 5 | 2 | National Grid | 8.6003 | 4 | Lowest Emissions | 0 | Not NYC |  | 0 | 60
Attica Correctional Facility | 639 Exchange Street | Attica | Wyoming | Upstate | Not NYC | Correctional Facilities | 42.8508 | -78.2758 | 3 | 1 | 1 | 76012.286 | 41701.1847 | 5226.9625 | 2 | 1931 | 2016 | 0 | Y | 4 | No | 0 |  | 0 | Plentiful | 4 | Dual Fuel | 3 | Steam Boiler | 2 | 1990 | 2 | Steam | 2 | No | 0 | Zone 6 | 1 | National Grid | 8.6003 | 4 | Lowest Emissions | 4 | Not NYC |  | 0 | 60
SUNY Farmingdale | 2350 Broadhollow Road | Farmingdale | Suffolk | Downstate/LI/HV | Not NYC | Colleges & Universities | 40.7542 | -73.4283 | 2 | 0 | 1 | 159096.5667 | 17909.9936 | 10940.2286 | 3 | 1914 | 2022 | 0 | Y | 4 | Yes | 4 |  | 0 | Plentiful | 4 | Natural Gas | 2 | District Steam | 2 | 1990 | 2 | Steam | 2 | Steam | 1 | Zone 4 | 4 | Long Island Power Authority | 18.8148 | 1 | Highest Emissions | 1 | Not NYC |  | 0 | 60
New York-Presbyterian Queens | 56-45 Main Street | Flushing | Queens | Downstate/LI/HV | NYC | Hospitals | 40.7475 | -73.8259 | 4 | 4 | 4 | 114449.5127 | 49905.3108 | 7870.0871 | 3 | 1957 | 2010 | 0 |  | 0 | No | 0 |  | 0 | Very Limited | 0 | Dual Fuel | 3 | Steam Boiler | 2 | 1990 | 2 | Forced Air | 4 | No | 0 | Zone 4 | 4 | Consolidated Edison | 20.1572 | 0 | Low Emissions | 2 | NYC Dual Fuel | Y | 0 | 59
Northport Veterans Affairs Medical Center | 79 Middleville Road | Northport | Suffolk | Downstate/LI/HV | Not NYC | Hospitals | 40.8991 | -73.306 | 4 | 4 | 4 | 70770.1304 | 30859.0685 | 4866.4872 | 2 | 1937 | 2018 | 0 |  | 0 | No | 0 |  | 0 | Plentiful | 4 | Natural Gas | 2 | Steam Boiler | 2 | 2018 | 1 | Steam | 2 | No | 0 | Zone 4 | 4 | Long Island Power Authority | 18.8148 | 1 | Highest Emissions | 1 | Not NYC |  | 0 | 59
Phelps Memorial Hospital Center | 701 North Broadway | Sleepy Hollow | Westchester | Downstate/LI/HV | Not NYC | Hospitals | 41.1077 | -73.8597 | 4 | 4 | 4 | 41494.5021 | 18093.5329 | 2853.3572 | 1 | 1951 | 2015 | 0 |  | 0 | No | 0 |  | 0 | Sufficient | 2 | Dual Fuel | 3 | Steam Boiler | 2 | 1990 | 2 | Hydronic | 4 | No | 0 | Zone 4 | 4 | Consolidated Edison | 20.1572 | 0 | Low Emissions | 2 | Not NYC |  | 0 | 59
294 Rt 100 | 294 Rt-100 | Somers | Westchester | Downstate/LI/HV | Not NYC | Office | 41.3076 | -73.6948 | 0 | 1 | 2 | 35460.3205 | 15493.4323 | 2438.4185 | 1 | 1983 |  | 1 |  | 0 | No | 0 |  | 0 | Plentiful | 4 | Natural Gas | 2 | HW Boiler | 4 | 1990 | 2 | Hydronic | 4 | No | 0 | Zone 4 | 4 | NYS Electric and Gas | 9.6622 | 3 | Low Emissions | 2 | Not NYC |  | 0 | 59
D'Youville College | 320 Porter Ave | Buffalo | Erie | Upstate | Not NYC | Colleges & Universities | 42.9026 | -78.8909 | 2 | 0 | 1 | 50201.6637 | 5651.3569 | 3452.1026 | 2 | 1908 | 2015 | 0 |  | 0 | Yes | 4 | http://www.dyc.edu/news/2013/0204_nyserda.aspx | 4 | Limited | 1 | Natural Gas | 2 | District HW | 4 | 1990 | 2 | Hydronic | 4 | No | 0 | Zone 5 | 2 | National Grid | 8.6003 | 4 | Lowest Emissions | 4 | Not NYC |  | 0 | 59
Daemen College | 4380 Main St | Amherst | Erie | Upstate | Not NYC | Colleges & Universities | 42.9656 | -78.7881 | 2 | 0 | 1 | 43787.2836 | 4929.2702 | 3011.0197 | 1 | 1947 | 2015 | 0 |  | 0 | Yes | 4 |  | 0 | Plentiful | 4 | Natural Gas | 2 | Steam Boiler | 2 | 1990 | 2 | Forced Air | 4 | No | 0 | Zone 5 | 2 | National Grid | 8.6003 | 4 | Lowest Emissions | 4 | Not NYC |  | 0 | 59
College of Mount Saint Vincent | 6301 Riverdale Ave | Bronx | Bronx | Downstate/LI/HV | NYC | Colleges & Universities | 40.9137 | -73.9089 | 2 | 0 | 1 | 31739.549 | 3573.0194 | 2182.5608 | 1 | 1848 |  | 4 |  | 0 | Yes | 4 | https://mountsaintvincent.edu/about/the-college/strategic-plan/ | 4 | Sufficient | 2 | Natural Gas | 2 | Steam Boiler | 2 | 1990 | 2 | Steam | 2 | No | 0 | Zone 4 | 4 | Consolidated Edison | 20.1572 | 0 | Low Emissions | 2 | NYC Natural Gas |  | 2 | 59
Wagner College | One Campus Rd | Staten Island | Staten Island | Downstate/LI/HV | NYC | Colleges & Universities | 40.6156 | -74.0929 | 2 | 0 | 1 | 37738.49 | 4248.3388 | 2595.0762 | 1 | 1921 | 2013 | 0 |  | 0 | Yes | 4 |  | 0 | Plentiful | 4 | Dual Fuel | 3 | Steam Boiler | 2 | 1990 | 2 | Steam | 2 | No | 0 | Zone 4 | 4 | Consolidated Edison | 20.1572 | 0 | Low Emissions | 2 | NYC Dual Fuel |  | 3 | 59
SUNY College at Plattsburgh | 101 Broad Street | Plattsburgh | Clinton | Upstate | Not NYC | Colleges & Universities | 44.6929 | -73.4665 | 2 | 0 | 1 | 95035.8539 | 10698.4806 | 6535.1125 | 2 | 1932 | 2017 | 0 | Y | 4 | No | 0 |  | 0 | Plentiful | 4 | Natural Gas | 2 | District Steam | 2 | 1990 | 2 | Steam | 2 | Steam | 1 | Zone 6 | 1 | Municipal Utility: PLATTSBURGH | 4.568 | 4 | Lowest Emissions | 4 | Not NYC |  | 0 | 59
United States Army Garrison Fort Hamilton | 114 White Ave | New York | Brooklyn | Downstate/LI/HV | NYC | Military | 40.6187 | -74.0332 | 3 | 2 | 3 | 61612.1808 | 14649.651 | 4236.7435 | 2 | 1931 | 2020 | 0 | Y | 4 | No | 0 |  | 0 | Sufficient | 2 | Natural Gas | 2 | Steam Boiler | 2 | 1990 | 2 | Steam | 2 | No | 0 | Zone 4 | 4 | Consolidated Edison | 20.1572 | 0 | Low Emissions | 2 | NYC Natural Gas |  | 2 | 59
Hospital for Special Surgery | 535 E 70th St | New York | Manhattan | Manhattan | NYC | Hospitals | 40.765 | -73.9526 | 4 | 4 | 4 | 55219.5134 | 23225.3895 | 3797.1536 | 2 | 1955 | 2011 | 0 |  | 0 | No | 0 | https://www.beckersspine.com/orthopedic/item/53827-12-story-hospital-for-special-surgery-project-to-boost-spine-orthopedic-care.html | 4 | Very Limited | 0 | Dual Fuel | 3 | District Steam | 2 | 1990 | 2 | Steam | 2 | Steam | 1 | Zone 4 | 4 | Consolidated Edison | 20.1572 | 0 | Low Emissions | 2 | NYC Dual Fuel | Y | 0 | 58
Mount Sinai Beth Israel | First Avenue and 16th Street | New York | Manhattan | Manhattan | NYC | Hospitals | 40.7327 | -73.9816 | 4 | 4 | 4 | 168579.2576 | 73508.3972 | 11592.3031 | 3 | 1910 |  | 4 |  | 0 | No | 0 |  | 0 | Very Limited | 0 | Natural Gas | 2 | CHP | 3 | 2013 | 1 | Steam | 2 | No | 0 | Zone 4 | 4 | Consolidated Edison | 20.1572 | 0 | Low Emissions | 2 | NYC Natural Gas | Y | 0 | 58
Kings County Hospital Center | Kings County Hospital Center | Brooklyn | Brooklyn | Downstate/LI/HV | NYC | Hospitals | 40.6567 | -73.944 | 4 | 4 | 4 | 176526.2103 | 74247.1229 | 12138.7729 | 3 | 1837 | 1997 | 2 | Y | 4 | No | 0 |  | 0 | Sufficient | 0 | Natural Gas | 2 | CHP | 3 | 2019 | 1 | Steam | 2 | No | 0 | Zone 4 | 4 | Consolidated Edison | 20.1572 | 0 | Low Emissions | 2 | NYC Natural Gas | Y | 0 | 58
St. Peter's Hospital | 315 South Manning Boulevard | Albany | Albany | Downstate/LI/HV | Not NYC | Hospitals | 42.6558 | -73.8051 | 4 | 4 | 4 | 83545.2308 | 36429.6064 | 5744.9632 | 2 | 1869 | 2014 | 0 |  | 0 | No | 0 |  | 0 | Sufficient | 0 | Dual Fuel | 3 | Steam Boiler | 2 | 1990 | 2 | Steam | 2 | No | 0 | Zone 5 | 2 | National Grid | 8.6003 | 4 | Lowest Emissions | 4 | Not NYC |  | 0 | 58
Niagara Falls Memorial Medical Center | 621 Tenth Street | Niagara Falls | Niagara | Upstate | Not NYC | Hospitals | 43.0935 | -79.0502 | 4 | 4 | 4 | 79585.6318 | 34703.0371 | 5472.6826 | 2 | 1895 | 2019 | 0 |  | 0 | No | 0 |  | 0 | Sufficient | 0 | Dual Fuel | 3 | Steam Boiler | 2 | 1990 | 2 | Steam | 2 | No | 0 | Zone 5 | 2 | National Grid | 8.6003 | 4 | Lowest Emissions | 4 | Not NYC |  | 0 | 58
Crouse Health | 736 Irving Avenue | Syracuse | Onondaga | Upstate | Not NYC | Hospitals | 43.0412 | -76.138 | 4 | 4 | 4 | 77654.4577 | 33860.9554 | 5339.8859 | 2 | 1929 | 2017 | 0 |  | 0 | No | 0 |  | 0 | Very Limited | 0 | Dual Fuel | 3 | Steam Boiler | 2 | 1990 | 2 | Steam | 2 | No | 0 | Zone 5 | 2 | National Grid | 8.6003 | 4 | Lowest Emissions | 4 | Not NYC |  | 0 | 58
Mercy Medical Center | 1000 North Village Avenue | Rockville Centre | Nassau | Downstate/LI/HV | Not NYC | Hospitals | 40.6859 | -73.6347 | 4 | 4 | 4 | 61189.7062 | 26681.5579 | 4207.6922 | 2 | 1941 |  | 4 |  | 0 | No | 0 |  | 0 | Sufficient | 0 | Natural Gas | 2 | CHP | 3 | 1990 | 2 | Steam | 2 | No | 0 | Zone 4 | 4 | Municipal Utility: ROCKVILLE CENTRE | 18.81 | 1 | Highest Emissions | 1 | Not NYC |  | 0 | 58
Northern Westchester Hospital | 400 East Main Street | Mount Kisco | Westchester | Downstate/LI/HV | Not NYC | Hospitals | 41.1967 | -73.7246 | 4 | 4 | 4 | 46250.2393 | 20167.2555 | 3180.3841 | 1 | 1916 |  | 4 |  | 0 | No | 0 |  | 0 | Limited | 1 | Dual Fuel | 3 | Steam Boiler | 2 | 1990 | 2 | Steam | 2 | No | 0 | Zone 4 | 4 | Consolidated Edison | 20.1572 | 0 | Low Emissions | 2 | Not NYC |  | 0 | 58
Our Lady of Lourdes Memorial Hospital, Inc. | 169 Riverside Drive | Binghamton | Broome | Upstate | Not NYC | Hospitals | 42.0925 | -75.9358 | 4 | 4 | 4 | 44842.1851 | 19553.2784 | 3083.5597 | 1 | 1925 | 2010 | 0 |  | 0 | No | 0 |  | 0 | Sufficient | 2 | Dual Fuel | 3 | Steam Boiler | 2 | 1990 | 2 | Steam | 2 | No | 0 | Zone 6 | 1 | NYS Electric and Gas | 9.6622 | 3 | Lowest Emissions | 4 | Not NYC |  | 0 | 58
St Bonaventure University | 3261 W. State Road | Saint Bonaventure | Cattaraugus | Upstate | Not NYC | Colleges & Universities | 42.0802 | -78.4811 | 2 | 0 | 1 | 34631.0053 | 3898.5196 | 2381.3909 | 1 | 1858 |  | 4 |  | 0 | No | 0 |  | 0 | Plentiful | 4 | Dual Fuel | 3 | Steam Boiler | 2 | 1990 | 2 | Steam | 2 | No | 0 | Zone 6 | 1 | National Grid | 8.6003 | 4 | Lowest Emissions | 4 | Not NYC |  | 0 | 58
Oswego Hospital | 110 West Sixth Street | Oswego | Oswego | Upstate | Not NYC | Hospitals | 43.4547 | -76.5165 | 4 | 4 | 4 | 30063.2562 | 13108.978 | 2067.291 | 1 | 1881 | 2021 | 0 |  | 0 | No | 0 |  | 0 | Limited | 1 | Dual Fuel | 3 | Steam Boiler | 2 | 1990 | 2 | Steam | 2 | No | 0 | Zone 5 | 2 | National Grid | 8.6003 | 4 | Lowest Emissions | 4 | Not NYC |  | 0 | 58
Kendal On Hudson | 1010 Kendal Way | Sleepy Hollow | Westchester | Downstate/LI/HV | Not NYC | Nursing Homes | 41.109 | -73.8665 | 4 | 3 | 4 | 27987.6276 | 10945.6564 | 1924.561 | 1 | 2005 | 2013 | 0 |  | 0 | No | 0 |  | 0 | Limited | 1 | Oil | 4 | HW Boiler | 4 | 1990 | 2 | Hydronic | 4 | No | 0 | Zone 4 | 4 | Consolidated Edison | 20.1572 | 0 | Low Emissions | 2 | Not NYC |  | 0 | 58
Waterside - 10-40 Waterside Plaza | 20 Waterside Plaza | New York | Manhattan | Manhattan | NYC | Multifamily Housing | 40.7374 | -73.9732 | 3 | 2 | 3 | 36864.2774 | 7847.1635 | 2534.9612 | 1 | 1973 |  | 3 |  | 0 | No | 0 |  | 0 | Very Limited | 0 | Dual Fuel | 3 | Steam Boiler | 2 | 1990 | 2 | Steam | 2 | No | 0 | Zone 4 | 4 | Consolidated Edison | 20.1572 | 0 | Low Emissions | 2 | NYC Dual Fuel |  | 3 | 58
Syracuse Veterans Affairs Medical Center | 800 Irving Avenue | Syracuse | Onondaga | Upstate | Not NYC | Hospitals | 43.0393 | -76.1382 | 4 | 4 | 4 | 46657.1413 | 20344.6837 | 3208.3646 | 1 | 1953 | 2013 | 0 |  | 0 | No | 0 |  | 0 | Very Limited | 0 | Natural Gas | 2 | CHP | 3 | 2017 | 1 | Hydronic | 4 | No | 0 | Zone 5 | 2 | National Grid | 8.6003 | 4 | Lowest Emissions | 4 | Not NYC |  | 0 | 58
SUNY College at Geneseo | 1 College Circle | Geneseo | Livingston | Upstate | Not NYC | Colleges & Universities | 42.7966 | -77.8219 | 2 | 0 | 1 | 93922.477 | 10573.1443 | 6458.5515 | 2 | 1867 | 2003 | 0 | Y | 4 | No | 0 |  | 0 | Plentiful | 4 | Natural Gas | 2 | District Steam | 2 | 1990 | 2 | Steam | 2 | Steam | 1 | Zone 5 | 2 | Rochester Gas and Electric | 10.8839 | 3 | Lowest Emissions | 4 | Not NYC |  | 0 | 58
Westchester Department of Correction | 10 Wood Rd | Valhalla | Westchester | Downstate/LI/HV | Not NYC | Correctional Facilities | 41.0848 | -73.8033 | 3 | 1 | 1 | 39614.168 | 21732.7727 | 2724.0566 | 1 | 1932 |  | 4 | Y | 4 | No | 0 |  | 0 | Plentiful | 4 | Dual Fuel | 3 | Steam Boiler | 2 | 1990 | 2 | Steam | 2 | No | 0 | Zone 4 | 4 | Consolidated Edison | 20.1572 | 0 | Low Emissions | 2 | Not NYC |  | 0 | 58
New York Department of Health | Empire State Plz | Albany | Albany | Downstate/LI/HV | Not NYC | Office | 42.6525 | -73.7566 | 0 | 1 | 2 | 27897.3609 | 12189.0008 | 1918.3538 | 1 | 1976 |  | 3 | Y | 4 | No | 0 |  | 0 | Very Limited | 0 | Dual Fuel | 3 | Furnace | 3 | 1990 | 2 | Forced Air | 4 | No | 0 | Zone 5 | 2 | National Grid | 8.6003 | 4 | Lowest Emissions | 4 | Not NYC |  | 0 | 58
CUNY Hunter College | 695 Park Ave | New York | Manhattan | Manhattan | NYC | Colleges & Universities | 40.7685 | -73.9652 | 2 | 0 | 1 | 219640.7258 | 24814.2314 | 15103.5299 | 4 | 1873 | 2010 | 0 | Y | 4 | Yes | 4 |  | 0 | Very Limited | 0 | Natural Gas | 2 | District Steam | 2 | 1990 | 2 | Steam | 2 | Steam | 1 | Zone 4 | 4 | Consolidated Edison | 20.1572 | 0 | Low Emissions | 2 | NYC Natural Gas |  | 2 | 58
Richmond University Medical Center | 355 Bard Ave | Staten Island | Staten Island | Downstate/LI/HV | NYC | Hospitals | 40.636 | -74.1055 | 4 | 4 | 4 | 112788.7933 | 47439.0935 | 7755.8882 | 3 | 1903 | 2018 | 0 |  | 0 | No | 0 | https://www.silive.com/entertainment/2020/11/richmond-university-medical-center-hosts-virtual-gala-to-support-new-emergency-department-construction.html#:~:text=RUMC%E2%80%99s%20new%2035%2C000%20square%20foot%2C%20two-story%20Emergency%20Department,pediatrics%20and%20urgent%20care%20on%20the%20ground%20floor. | 4 | Sufficient | 0 | Dual Fuel | 3 | Steam Boiler | 2 | 1990 | 2 | Steam | 2 | No | 0 | Zone 4 | 4 | Consolidated Edison | 20.1572 | 0 | Low Emissions | 2 | NYC Dual Fuel | Y | 0 | 57
NYU Langone Medical Center | NYU Langone Medical Center | New York | Manhattan | Manhattan | NYC | Hospitals | 40.7465 | -73.9719 | 4 | 4 | 4 | 236738.9775 | 99572.6807 | 16279.2862 | 4 | 1841 | 2018 | 0 |  | 0 | No | 0 |  | 0 | Very Limited | 0 | Natural Gas | 2 | District Steam (CHP) | 3 | 2016 | 1 | Steam | 2 | Steam | 1 | Zone 4 | 4 | Consolidated Edison | 20.1572 | 0 | Low Emissions | 2 | NYC Natural Gas | Y | 0 | 57
Betances IV/Betances V Campus | 480 East 143rd Street | Bronx | Bronx | Downstate/LI/HV | NYC | Multifamily Housing | 40.8112 | -73.9182 | 3 | 2 | 3 | 63015.8908 | 1446.2281 | 4333.2692 | 2 | 1972 | 2021 | 0 | Y | 4 | No | 0 | https://www.realestateindepth.com/news/nycha-and-hpd-finalize-deal-to-build-60m-bronx-affordable-housing-project/ | 4 | Very Limited | 0 | Dual Fuel | 3 | Steam Boiler | 2 | 1990 | 2 | Forced Air | 4 | No | 0 | Zone 4 | 4 | Consolidated Edison | 20.1572 | 0 | Low Emissions | 2 | NYC Dual Fuel | Y | 0 | 57
St John's University-New York | 8000 Utopia Pky | Queens | Queens | Downstate/LI/HV | NYC | Colleges & Universities | 40.7247 | -73.7924 | 2 | 0 | 1 | 580200.5647 | 65549.0053 | 39897.3212 | 4 | 1954 | 2008 | 0 |  | 0 | Yes | 4 | https://www.stjohns.edu/about/news/2022-01-04/st-johns-university-awarded-nyserda-funds-clean-energy-projects | 4 | Plentiful | 4 | Electricity | 1 | Electric Heat Pump | 1 | 2022 | 1 | Hydronic | 4 | No | 0 | Zone 4 | 4 | Consolidated Edison | 20.1572 | 0 | Low Emissions | 0 | NYC Electricity |  | 0 | 57
Glens Falls Hospital | 100 Park Street | Glens Falls | Warren | Upstate | Not NYC | Hospitals | 43.3073 | -73.6459 | 4 | 4 | 4 | 67507.5501 | 29436.4317 | 4642.1368 | 2 | 1897 | 2005 | 0 |  | 0 | No | 0 |  | 0 | Sufficient | 0 | Dual Fuel | 3 | Steam Boiler | 2 | 1990 | 2 | Steam | 2 | No | 0 | Zone 6 | 1 | National Grid | 8.6003 | 4 | Lowest Emissions | 4 | Not NYC |  | 0 | 57
Claxton-Hepburn Medical Center | 214 King Street | Ogdensburg | St. Lawrence | Upstate | Not NYC | Hospitals | 44.692 | -75.4996 | 4 | 4 | 4 | 30063.2562 | 13108.978 | 2067.291 | 1 | 1885 | 2021 | 0 |  | 0 | No | 0 |  | 0 | Limited | 1 | Dual Fuel | 3 | Steam Boiler | 2 | 1990 | 2 | Steam | 2 | No | 0 | Zone 6 | 1 | National Grid | 8.6003 | 4 | Lowest Emissions | 4 | Not NYC |  | 0 | 57
New York-Presbyterian/Hudson Valley Hospital | 1980 Crompond Road | Cortlandt Manor | Westchester | Downstate/LI/HV | Not NYC | Hospitals | 41.2916 | -73.8932 | 4 | 4 | 4 | 27078.6668 | 11807.5582 | 1862.0566 | 1 | 1966 | 2011 | 0 |  | 0 | No | 0 |  | 0 | Limited | 1 | Dual Fuel | 3 | Furnace | 3 | 1990 | 2 | Forced Air | 4 | No | 0 | Zone 4 | 4 | Consolidated Edison | 20.1572 | 0 | Low Emissions | 2 | Not NYC |  | 0 | 57
The College of Saint Rose | 432 Western Ave | Albany | Albany | Downstate/LI/HV | Not NYC | Colleges & Universities | 42.6643 | -73.7867 | 2 | 0 | 1 | 65290.4126 | 7349.9441 | 4489.676 | 2 | 1920 |  | 4 |  | 0 | Yes | 4 |  | 0 | Limited | 1 | Natural Gas | 2 | HW Boiler | 4 | 1990 | 2 | Steam | 2 | No | 0 | Zone 5 | 2 | National Grid | 8.6003 | 4 | Lowest Emissions | 4 | Not NYC |  | 0 | 57
Pace University-New York | 1 Pace Plaza | New York | Manhattan | Manhattan | NYC | Colleges & Universities | 40.711 | -74.0047 | 2 | 0 | 1 | 613121.8993 | 69268.3411 | 42161.1471 | 4 | 1966 | 2019 | 0 |  | 0 | Yes | 4 | https://www.pace.edu/new-york-city-master-plan | 4 | Limited | 1 | Natural Gas | 2 | Steam Boiler | 2 | 1990 | 2 | Steam | 2 | No | 0 | Zone 4 | 4 | Consolidated Edison | 20.1572 | 0 | Low Emissions | 2 | NYC Natural Gas |  | 2 | 57
River Park Residences | 30 Richman Plaza | Bronx | Bronx | Downstate/LI/HV | NYC | Multifamily Housing | 40.8522 | -73.9228 | 3 | 2 | 3 | 168976.1074 | 4149.5478 | 11619.5923 | 3 | 1975 | 2018 | 0 |  | 0 | No | 0 |  | 0 | Sufficient | 0 | Natural Gas | 2 | CHP | 3 | 2018 | 1 | Forced Air | 4 | No | 0 | Zone 4 | 4 | Consolidated Edison | 20.1572 | 0 | Low Emissions | 2 | NYC Natural Gas |  | 2 | 57
Manhattan Plaza | 400 W 43rd St | New York | Manhattan | Manhattan | NYC | Multifamily Housing | 40.759 | -73.9926 | 3 | 2 | 3 | 103196.1893 | 8805.3373 | 7096.2556 | 3 | 1976 |  | 3 |  | 0 | No | 0 |  | 0 | Very Limited | 0 | Natural Gas | 2 | CHP | 3 | 2010 | 1 | Steam | 2 | No | 0 | Zone 4 | 4 | Consolidated Edison | 20.1572 | 0 | Low Emissions | 2 | NYC Natural Gas |  | 2 | 57
Barnard College | 3009 Broadway | New York | Manhattan | Manhattan | NYC | Colleges & Universities | 40.8101 | -73.9633 | 2 | 0 | 1 | 42275.0852 | 4759.0374 | 2907.0338 | 1 | 1901 | 2018 | 0 |  | 0 | Yes | 4 | https://barnard.edu/renovation-timeline | 4 | Very Limited | 0 | Oil | 4 | Steam Boiler | 2 | 1990 | 2 | Steam | 2 | No | 0 | Zone 4 | 4 | Consolidated Edison | 20.1572 | 0 | Low Emissions | 2 | NYC Oil |  | 4 | 57
SUNY at Albany - Downtown Campus + Alumni Quad | 1400 Washington Avenue | Albany | Albany | Downstate/LI/HV | Not NYC | Colleges & Universities | 42.6611 | -73.7717 | 2 | 0 | 1 | 35956.7628 | 4047.7642 | 2472.5562 | 1 | 1935 | 2017 | 0 | Y | 4 | No | 0 |  | 0 | Plentiful | 4 | Natural Gas | 2 | District Steam | 2 | 1990 | 2 | Steam | 2 | Steam | 1 | Zone 5 | 2 | National Grid | 8.6003 | 4 | Lowest Emissions | 4 | Not NYC |  | 0 | 57
Woodbourne Correctional Facility | 99 Prison Rd | Woodbourne | Sullivan | Downstate/LI/HV | Not NYC | Correctional Facilities | 41.754 | -74.5927 | 3 | 1 | 1 | 30193.0335 | 16564.2336 | 2076.2151 | 1 | 1933 |  | 4 | Y | 4 | No | 0 |  | 0 | Sufficient | 2 | Dual Fuel | 3 | Steam Boiler | 2 | 1990 | 2 | Steam | 2 | No | 0 | Zone 6 | 1 | NYS Electric and Gas | 9.6622 | 3 | Lowest Emissions | 4 | Not NYC |  | 0 | 57
New York Westchester Square Medical Center | 2475 St Raymond Av | Bronx | Bronx | Downstate/LI/HV | NYC | Hospitals | 40.8406 | -73.8485 | 4 | 4 | 4 | 41120.9142 | 17295.5028 | 2827.6676 | 1 | 1929 |  | 4 |  | 0 | No | 0 |  | 0 | Very Limited | 0 | Natural Gas | 2 | CHP | 3 | 1994, 2001 | 1 | Steam | 2 | Steam | 1 | Zone 4 | 4 | Consolidated Edison | 20.1572 | 0 | Low Emissions | 2 | NYC Natural Gas | Y | 0 | 56
Highland Hospital | 1000 South Avenue | Rochester | Monroe | Upstate | Not NYC | Hospitals | 43.1358 | -77.6074 | 4 | 4 | 4 | 72585.0866 | 31650.4738 | 4991.2921 | 2 | 1889 | 2020 | 0 |  | 0 | No | 0 |  | 0 | Sufficient | 0 | Dual Fuel | 3 | Steam Boiler | 2 | 1990 | 2 | Steam | 2 | No | 0 | Zone 5 | 2 | Rochester Gas and Electric | 10.8839 | 3 | Lowest Emissions | 4 | Not NYC |  | 0 | 56
Crestwood Lake | 90 Beaumont Cir | Yonkers | Westchester | Downstate/LI/HV | Not NYC | Multifamily Housing | 40.9734 | -73.8303 | 3 | 2 | 3 | 27638.334 | 3991.0952 | 1900.5419 | 1 | 1951 |  | 3 |  | 0 | No | 0 |  | 0 | Limited | 1 | Dual Fuel | 3 | Furnace | 3 | 1990 | 2 | Forced Air | 4 | No | 0 | Zone 4 | 4 | Consolidated Edison | 20.1572 | 0 | Low Emissions | 2 | Not NYC |  | 0 | 56
Colgate University | 13 Oak Dr | Hamilton | Madison | Upstate | Not NYC | Colleges & Universities | 42.8195 | -75.5363 | 2 | 0 | 1 | 48091.2329 | 5413.7791 | 3306.9795 | 1 | 1827 |  | 4 |  | 0 | Yes | 4 |  | 0 | Plentiful | 4 | Digester Gas | 1 | Steam Boiler | 2 | 1990 | 2 | Steam | 2 | No | 0 | Zone 6 | 1 | Municipal Utility: HAMILTON | 9.66 | 3 | Lowest Emissions | 4 | Not NYC |  | 0 | 56
St. Thomas Aquinas College | 125 Rte 340 | Sparkill | Rockland | Downstate/LI/HV | Not NYC | Colleges & Universities | 41.0416 | -73.9368 | 2 | 0 | 1 | 31822.6369 | 3582.3729 | 2188.2743 | 1 | 1952 | 2020 | 0 |  | 0 | Yes | 4 |  | 0 | Plentiful | 4 | Natural Gas | 2 | Furnace | 3 | 1990 | 2 | Forced Air | 4 | No | 0 | Zone 5 | 2 | Orange and Rockland Utilities | 13.6883 | 2 | Lowest Emissions | 4 | Not NYC |  | 0 | 56
Chase Metrotech Campus (3&4) | 4 Metrotech Center | Brooklyn | Brooklyn | Downstate/LI/HV | NYC | Office | 40.6934 | -73.9838 | 0 | 1 | 2 | 98202.05 | 36800.4612 | 6752.8351 | 2 | 1990 |  | 1 |  | 0 | No | 0 | https://www.bkmag.com/2022/02/09/metrotech-center-renovation/ | 4 | Very Limited | 0 | Natural Gas | 2 | HW Boiler | 4 | 1990 | 2 | Hydronic | 4 | No | 0 | Zone 4 | 4 | Consolidated Edison | 20.1572 | 0 | Low Emissions | 2 | NYC Natural Gas |  | 2 | 56
Technical Career Institutes | 320 W 31st St | New York | Manhattan | Manhattan | NYC | Colleges & Universities | 40.7505 | -73.996 | 2 | 0 | 1 | 66790.755 | 7545.783 | 4592.8466 | 2 | 1953 |  | 3 |  | 0 | No | 0 | https://www.sga-arch.com/projects/320-w-31st-street/ | 4 | Very Limited | 0 | Dual Fuel | 3 | Steam Boiler | 2 | 1990 | 2 | Steam | 2 | No | 0 | Zone 4 | 4 | Consolidated Edison | 20.1572 | 0 | Low Emissions | 2 | NYC Dual Fuel |  | 3 | 56
Five Points Correctional Facility | 6600 State Route 96 | ROMULUS | Seneca | Upstate | Not NYC | Correctional Facilities | 42.7051 | -76.8203 | 3 | 1 | 1 | 47635.3748 | 26133.2959 | 3275.6325 | 1 | 2000 |  | 0 | Y | 4 | No | 0 |  | 0 | Plentiful | 4 | Dual Fuel | 3 | Steam Boiler | 2 | 1990 | 2 | Steam | 2 | No | 0 | Zone 5 | 2 | NYS Electric and Gas | 9.6622 | 3 | Lowest Emissions | 4 | Not NYC |  | 0 | 56
Morrisville State College | 80 Eaton Street | Morrisville | Madison | Upstate | Not NYC | Colleges & Universities | 42.894 | -75.6406 | 2 | 0 | 1 | 50899.6014 | 5729.9259 | 3500.0961 | 2 | 1908 | 2021 | 0 | Y | 4 | Yes | 4 |  | 0 | Plentiful | 4 | Digester Gas | 1 | CHP | 3 | 1990 | 2 | Steam | 2 | No | 0 | Zone 6 | 1 | NYS Electric and Gas | 9.6622 | 3 | Lowest Emissions | 4 | Not NYC |  | 0 | 56
Alfred University | One Saxon Drive | Alfred | Allegany | Upstate | Not NYC | Colleges & Universities | 42.2545 | -77.7881 | 2 | 0 | 1 | 39117.7479 | 4403.6061 | 2689.9204 | 1 | 1836 | 2001 | 0 | Y | 4 | Yes | 4 |  | 0 | Plentiful | 4 | Dual Fuel | 3 | Steam Boiler | 2 | 1990 | 2 | Steam | 2 | No | 0 | Zone 6 | 1 | NYS Electric and Gas | 9.6622 | 3 | Lowest Emissions | 4 | Not NYC |  | 0 | 56
SUNY College of Technology at Alfred (Alfred Campus) | 10 Upper College Drive | Alfred | Allegany | Upstate | Not NYC | Colleges & Universities | 42.2553 | -77.7946 | 2 | 0 | 1 | 30626 | 3448 | 2105.9879 | 1 | 1908 | 2018 | 0 | Y | 4 | Yes | 4 |  | 0 | Plentiful | 4 | Dual Fuel | 3 | Steam Boiler | 2 | 1990 | 2 | Steam | 2 | No | 0 | Zone 6 | 1 | NYS Electric and Gas | 9.6622 | 3 | Lowest Emissions | 4 | Not NYC |  | 0 | 56
Bronx-Lebanon Hospital Center Health Care System | 1276 Fulton Ave | Bronx | Bronx | Downstate/LI/HV | NYC | Hospitals | 40.8318 | -73.9035 | 4 | 4 | 4 | 123502.4339 | 53852.8055 | 8492.6085 | 3 | 1927 | 2009 | 0 |  | 0 | No | 0 |  | 0 | Very Limited | 0 | Oil | 4 | Steam Boiler | 2 | 1990 | 2 | Steam | 2 | No | 0 | Zone 4 | 4 | Consolidated Edison | 20.1572 | 0 | Low Emissions | 2 | NYC Oil | Y | 0 | 55
New York Community Hospital | 2525 Kings Hwy | Brooklyn | Brooklyn | Downstate/LI/HV | NYC | Hospitals | 40.6139 | -73.9484 | 4 | 4 | 4 | 36715.102 | 15442.4133 | 2524.7032 | 1 | 1929 |  | 4 |  | 0 | No | 0 |  | 0 | Very Limited | 0 | Dual Fuel | 3 | Steam Boiler | 2 | 1990 | 2 | Steam | 2 | No | 0 | Zone 4 | 4 | Consolidated Edison | 20.1572 | 0 | Low Emissions | 2 | NYC Dual Fuel | Y | 0 | 55
Maimonides Medical Center | 4802 Tenth Avenue | Brooklyn | Brooklyn | Downstate/LI/HV | NYC | Hospitals | 40.6395 | -73.9984 | 4 | 4 | 4 | 114645.4157 | 49990.7336 | 7883.5583 | 3 | 1927 | 2013 | 0 |  | 0 | No | 0 | https://maimo.org/media-center/news/maimonides-medical-center-secures-financing-to-fund-expansion-and-modernization-of-pediatric-and-adult-emergency-rooms-neonatal-icu-and-heart-vascular-institute/ | 4 | Very Limited | 0 | Dual Fuel | 3 | Steam Boiler | 2 | 1968, 1998, 2004 | 1 | Steam | 2 | No | 0 | Zone 4 | 4 | Consolidated Edison | 20.1572 | 0 | Low Emissions | 2 | NYC Dual Fuel | Y | 0 | 55
Nassau Community College | One Education Dr | Garden City | Nassau | Downstate/LI/HV | Not NYC | Colleges & Universities | 40.7289 | -73.5953 | 1 | 0 | 1 | 63342.834 | 7130.6992 | 4355.7514 | 2 | 1960 |  | 3 |  | 0 | Yes | 4 |  | 0 | Plentiful | 4 | Natural Gas | 2 | CHP | 3 | 1990 | 2 | Steam | 2 | No | 0 | Zone 4 | 4 | Long Island Power Authority | 18.8148 | 1 | Highest Emissions | 1 | Not NYC |  | 0 | 55
Nyack College | 1 South Blvd | Nyack | Rockland | Downstate/LI/HV | Not NYC | Colleges & Universities | 41.082 | -73.9279 | 2 | 0 | 1 | 40796.1219 | 4592.5459 | 2805.3333 | 1 | 1897 |  | 4 |  | 0 | No | 0 |  | 0 | Plentiful | 4 | Dual Fuel | 3 | Steam Boiler | 2 | 1990 | 2 | Steam | 2 | No | 0 | Zone 5 | 2 | Orange and Rockland Utilities | 13.6883 | 2 | Lowest Emissions | 4 | Not NYC |  | 0 | 55
Veterans Affairs Western New York Healthcare System-Batavia Division | 222 Richmond Avenue | Batavia | Genesee | Upstate | Not NYC | Hospitals | 43.0105 | -78.2002 | 4 | 4 | 4 | 38100.9193 | 16613.773 | 2619.9985 | 1 | 1933 | 2019 | 0 |  | 0 | No | 0 |  | 0 | Plentiful | 0 | Dual Fuel | 3 | Steam Boiler | 2 | 1990 | 2 | Steam | 2 | No | 0 | Zone 5 | 2 | National Grid | 8.6003 | 4 | Lowest Emissions | 4 | Not NYC |  | 0 | 55
Onondaga Community College | 4585 West Seneca Turnpike | Syracuse | Onondaga | Upstate | Not NYC | Colleges & Universities | 43.0063 | -76.1979 | 1 | 0 | 1 | 35425.3249 | 3987.9386 | 2436.012 | 1 | 1961 | 2017 | 0 | Y | 4 | Yes | 4 |  | 0 | Plentiful | 4 | Electricity | 1 | Electric Heat Pump | 1 | 1990 | 2 | Forced Air | 4 | No | 0 | Zone 5 | 2 | National Grid | 8.6003 | 4 | Lowest Emissions | 0 | Not NYC |  | 0 | 55
Rome Laboratory |  | Newburgh | Orange | Downstate/LI/HV | Not NYC | Military | 43.2216 | -75.4086 | 3 | 2 | 3 | 89761.5025 | 13070.5346 | 6172.4233 | 2 | 1942 | 2021 | 0 | Y | 4 | No | 0 |  | 0 | Sufficient | 0 | Dual Fuel | 3 | Steam Boiler | 2 | 1990 | 2 | Steam | 2 | No | 0 | Zone 5 | 2 | National Grid | 8.6003 | 4 | Lowest Emissions | 4 | Not NYC |  | 0 | 55
Auburn Correctional Facility | 135 State Street | Auburn | Cayuga | Upstate | Not NYC | Correctional Facilities | 42.9354 | -76.571 | 3 | 1 | 1 | 60575.2463 | 33232.2532 | 4165.439 | 2 | 1817 |  | 4 | Y | 4 | No | 0 |  | 0 | Very Limited | 0 | Dual Fuel | 3 | Steam Boiler | 2 | 1990 | 2 | Steam | 2 | No | 0 | Zone 5 | 2 | NYS Electric and Gas | 9.6622 | 3 | Lowest Emissions | 4 | Not NYC |  | 0 | 55
Ulster Correctional Facility | 750 Berme Rd | Napanoch | Ulster | Downstate/LI/HV | Not NYC | Correctional Facilities | 41.7423 | -74.3572 | 3 | 1 | 1 | 29701.167 | 16294.3902 | 2042.392 | 1 | 1987 |  | 1 | Y | 4 | No | 0 |  | 0 | Sufficient | 2 | Natural Gas | 2 | HW Boiler | 4 | 1990 | 2 | Hydronic | 4 | No | 0 | Zone 6 | 1 | Central Hudson Gas and Electric | 13.2296 | 2 | Lowest Emissions | 4 | Not NYC |  | 0 | 55
FCI Otisville | Two Mile Dr | Otisville | Orange | Downstate/LI/HV | Not NYC | Correctional Facilities | 41.4778 | -74.5325 | 3 | 1 | 1 | 25652.7277 | 14073.3714 | 1764.0023 | 1 | 1977 | 2022 | 0 | Y | 4 | No | 0 |  | 0 | Sufficient | 2 | Dual Fuel | 3 | Furnace | 3 | 1990 | 2 | Forced Air | 4 | No | 0 | Zone 5 | 2 | Orange and Rockland Utilities | 13.6883 | 2 | Lowest Emissions | 4 | Not NYC |  | 0 | 55
Harlem Hospital Center | 506 Lenox Ave | New York | Manhattan | Manhattan | NYC | Hospitals | 40.8144 | -73.9394 | 4 | 4 | 4 | 79892.0619 | 33602.6912 | 5493.7541 | 2 | 1965 | 2012 | 0 | Y | 4 | No | 0 |  | 0 | Very Limited | 0 | Dual Fuel | 3 | Steam Boiler | 2 | 1990 | 2 | Steam | 2 | No | 0 | Zone 4 | 4 | Consolidated Edison | 20.1572 | 0 | Low Emissions | 2 | NYC Dual Fuel | Y | 0 | 54
St. Francis Hospital, The Heart Center | 100 Port Washington Boulevard | Roslyn | Nassau | Downstate/LI/HV | Not NYC | Hospitals | 40.8042 | -73.6683 | 4 | 4 | 4 | 84252.662 | 36738.0793 | 5793.6095 | 2 | 1922 | 2012 | 0 |  | 0 | No | 0 |  | 0 | Limited | 1 | Dual Fuel | 3 | Steam Boiler | 2 | 1990 | 2 | Steam | 2 | No | 0 | Zone 4 | 4 | Long Island Power Authority | 18.8148 | 1 | Highest Emissions | 1 | Not NYC |  | 0 | 54
Vassar Brothers Medical Center | 45 Reade Place | Poughkeepsie | Dutchess | Downstate/LI/HV | Not NYC | Hospitals | 41.6944 | -73.9353 | 4 | 4 | 4 | 77606.8447 | 33840.1939 | 5336.6118 | 2 | 1887 | 2021 | 0 |  | 0 | No | 0 |  | 0 | Sufficient | 0 | Dual Fuel | 3 | Steam Boiler | 2 | 1990 | 2 | Steam | 2 | No | 0 | Zone 5 | 2 | Central Hudson Gas and Electric | 13.2296 | 2 | Lowest Emissions | 4 | Not NYC |  | 0 | 54
South Nassau Communities Hospital | One Healthy Way | Oceanside | Nassau | Downstate/LI/HV | Not NYC | Hospitals | 40.6538 | -73.6304 | 4 | 4 | 4 | 73775.2223 | 32169.4283 | 5073.1315 | 2 | 1928 | 2021 | 0 |  | 0 | No | 0 |  | 0 | Limited | 1 | Natural Gas | 2 | Steam Boiler | 2 | 1961 | 3 | Steam | 2 | No | 0 | Zone 4 | 4 | Municipal Utility: ROCKVILLE CENTRE | 18.81 | 1 | Highest Emissions | 1 | Not NYC |  | 0 | 54
Glen Cove Hospital | 101 St Andrews Lane | Glen Cove | Nassau | Downstate/LI/HV | Not NYC | Hospitals | 40.8716 | -73.6217 | 4 | 4 | 4 | 35767.4042 | 15596.2518 | 2459.535 | 1 | 1921 | 2019 | 0 |  | 0 | No | 0 |  | 0 | Plentiful | 4 | Electricity | 1 | Electric Heat Pump | 1 | 1990 | 2 | Steam | 2 | No | 0 | Zone 4 | 4 | Long Island Power Authority | 18.8148 | 1 | Highest Emissions | 0 | Not NYC |  | 0 | 54
Hamilton College | 198 College Hill Rd | Clinton | Oneida | Upstate | Not NYC | Colleges & Universities | 43.0502 | -75.4082 | 2 | 0 | 1 | 31589.9909 | 3556.1832 | 2172.2764 | 1 | 1792 | 2018 | 0 |  | 0 | Yes | 4 |  | 0 | Plentiful | 4 | Dual FUel | 3 | Steam Boiler | 2 | 1990 | 2 | Steam | 2 | No | 0 | Zone 6 | 1 | National Grid | 8.6003 | 4 | Lowest Emissions | 4 | Not NYC |  | 0 | 54
Silver Towers | 610 W 42nd st | New York | Manhattan | Manhattan | NYC | Multifamily Housing | 40.7608 | -73.999 | 3 | 2 | 3 | 75753.3312 | 3591.5126 | 5209.1555 | 2 | 1969 |  | 3 |  | 0 | No | 0 |  | 0 | Very Limited | 0 | Natural Gas | 2 | CHP | 3 | 2013 | 1 | Steam | 2 | No | 0 | Zone 4 | 4 | Consolidated Edison | 20.1572 | 0 | Low Emissions | 2 | NYC Natural Gas |  | 2 | 54
201/205 | 201 East 42nd st. | New York | Manhattan | Manhattan | NYC | Office | 40.7508 | -73.974 | 0 | 1 | 2 | 50076.6574 | 11052.5787 | 3443.5066 | 2 | 1966 |  | 3 |  | 0 | No | 0 |  | 0 | Very Limited | 0 | Dual Fuel | 3 | Steam Boiler | 2 | 1990 | 2 | Steam | 2 | No | 0 | Zone 4 | 4 | Consolidated Edison | 20.1572 | 0 | Low Emissions | 2 | NYC Dual Fuel |  | 3 | 54
Bedford Hills Correctional Facility | 247 Harris Road | Bedford Hills | Westchester | Downstate/LI/HV | Not NYC | Correctional Facilities | 41.2414 | -73.68 | 3 | 1 | 1 | 31138.9305 | 17083.1633 | 2141.2594 | 1 | 1901 | 1990 | 2 | Y | 4 | No | 0 |  | 0 | Sufficient | 2 | Dual Fuel | 3 | Steam Boiler | 2 | 1990 | 2 | Steam | 2 | No | 0 | Zone 4 | 4 | NYS Electric and Gas | 9.6622 | 3 | Low Emissions | 2 | Not NYC |  | 0 | 54
NewYork-Presbyterian Brooklyn Methodist Hospital | 506 Sixth Street | Brooklyn | Brooklyn | Downstate/LI/HV | NYC | Hospitals | 40.6682 | -73.9792 | 4 | 4 | 4 | 111250.4312 | 48510.3625 | 7650.1032 | 3 | 1931 | 2017 | 0 |  | 0 | No | 0 |  | 0 | Very Limited | 0 | Dual Fuel | 3 | Steam Boiler | 2 | 1990 | 2 | Steam | 2 | No | 0 | Zone 4 | 4 | Consolidated Edison | 20.1572 | 0 | Low Emissions | 2 | NYC Dual Fuel | Y | 0 | 53
Manhattanville College | 2900 Purchase St | Purchase | Westchester | Downstate/LI/HV | Not NYC | Colleges & Universities | 41.0322 | -73.7156 | 2 | 0 | 1 | 44701.2497 | 5032.1582 | 3073.8683 | 1 | 1952 | 2013 | 0 |  | 0 | Yes | 4 |  | 0 | Plentiful | 4 | Dual Fuel | 3 | Steam Boiler | 2 | 1990 | 2 | Hydronic | 4 | No | 0 | Zone 4 | 4 | Consolidated Edison | 20.1572 | 0 | Low Emissions | 2 | Not NYC |  | 0 | 53
Fishkill Correctional Facility | 18 Strack Drive | Beacon | Dutchess | Downstate/LI/HV | Not NYC | Correctional Facilities | 41.5236 | -73.949 | 3 | 1 | 1 | 61861.6663 | 33937.9975 | 4253.8993 | 2 | 1896 |  | 4 | Y | 4 | No | 0 |  | 0 | Sufficient | 0 | Dual Fuel | 3 | Steam Boiler | 2 | 1990 | 2 | Steam | 2 | No | 0 | Zone 5 | 2 | Central Hudson Gas and Electric | 13.2296 | 2 | Lowest Emissions | 4 | Not NYC |  | 0 | 53
SUNY College of Technology at Alfred (Wellsville Campus) | 2530 River Rd | Wellsville | Allegany | Upstate | Not NYC | Colleges & Universities | 42.2554 | -77.7947 | 2 | 0 | 1 | 30626.1722 | 3447.6831 | 2105.9997 | 1 | 1996 |  | 1 | Y | 4 | No | 0 |  | 0 | Sufficient | 2 | Natural Gas | 2 | Furnace | 3 | 1990 | 2 | Forced Air | 4 | No | 0 | Zone 6 | 1 | NYS Electric and Gas | 9.6622 | 3 | Lowest Emissions | 4 | Not NYC |  | 0 | 53
Altona Correctional Facility | 555 Devils Den Rd | Altona | Clinton | Upstate | Not NYC | Correctional Facilities | 44.8921 | -73.6559 | 3 | 1 | 1 | 27960.7164 | 15339.5597 | 1922.7104 | 1 | 1930 | 1983 | 2 | Y | 4 | No | 0 |  | 0 | Sufficient | 2 | Dual Fuel | 3 | Steam Boiler | 2 | 1990 | 2 | Steam | 2 | No | 0 | Zone 6 | 1 | NYS Electric and Gas | 9.6622 | 3 | Lowest Emissions | 4 | Not NYC |  | 0 | 53
New York Methodist Hospital | New York Methodist Hospital | Brooklyn | Brooklyn | Downstate/LI/HV | NYC | Hospitals | 40.6679 | -73.9792 | 4 | 4 | 4 | 173589.0021 | 73011.7299 | 11936.7967 | 3 | 1930 | 2021 | 0 |  | 0 | No | 0 |  | 0 | Very Limited | 0 | Natural Gas | 2 | CHP | 3 | 1990 | 2 | Steam | 2 | No | 0 | Zone 4 | 4 | Consolidated Edison | 20.1572 | 0 | Low Emissions | 2 | NYC Natural Gas | Y | 0 | 52
North Central Bronx Hospital | 3424 Kossuth Ave | Bronx | Bronx | Downstate/LI/HV | NYC | Hospitals | 40.8805 | -73.881 | 4 | 4 | 4 | 62562.5338 | 26313.8722 | 4302.0942 | 2 | 1972 | 2020 | 0 | Y | 4 | No | 0 |  | 0 | Very Limited | 0 | Dual Fuel | 3 | Steam Boiler | 2 | 1981, 1999, 2000 | 1 | Steam | 2 | No | 0 | Zone 4 | 4 | Consolidated Edison | 20.1572 | 0 | Low Emissions | 2 | NYC Dual Fuel | Y | 0 | 52
CUNY LaGuardia Community College | 31-10 Thomson Ave | Long Island City | Queens | Downstate/LI/HV | NYC | Colleges & Universities | 40.7439 | -73.9351 | 1 | 0 | 1 | 179320.6545 | 20259.0126 | 12330.9321 | 3 | 1971 |  | 3 | Y | 4 | Yes | 4 | https://wp.laguardia.edu/strategicplan/LAGCC-2019-2024-strategic-plan.pdf | 4 | Very Limited | 0 | Natural Gas | 2 | Steam Boiler | 2 | 1990 | 2 | Steam | 2 | No | 0 | Zone 4 | 4 | Consolidated Edison | 20.1572 | 0 | Low Emissions | 2 | NYC Natural Gas | Y | 0 | 52
Bassett Medical Center | One Atwell Road | Cooperstown | Otsego | Upstate | Not NYC | Hospitals | 42.6957 | -74.9228 | 4 | 4 | 4 | 44323.6262 | 19327.1626 | 3047.9011 | 1 | 1922 | 2013 | 0 |  | 0 | No | 0 |  | 0 | Very Limited | 0 | Dual Fuel | 3 | Steam Boiler | 2 | 1990 | 2 | Steam | 2 | No | 0 | Zone 6 | 1 | NYS Electric and Gas | 9.6622 | 3 | Lowest Emissions | 4 | Not NYC |  | 0 | 52
Newark-Wayne Community Hospital | 1200 Driving Park Avenue | Newark | Wayne | Upstate | Not NYC | Hospitals | 43.0527 | -77.0949 | 4 | 4 | 4 | 37923.5275 | 16536.4219 | 2607.8002 | 1 | 1921 | 2020 | 0 |  | 0 | No | 0 |  | 0 | Plentiful | 0 | Natural Gas | 2 | CHP | 3 | 1995 | 2 | Steam | 2 | No | 0 | Zone 5 | 2 | NYS Electric and Gas | 9.6622 | 3 | Lowest Emissions | 4 | Not NYC |  | 0 | 52
ARCHDI001011 Archdiocese of NY | 1011 1st Ave | New York | Manhattan | Manhattan | NYC | Office | 40.7575 | -73.964 | 0 | 1 | 2 | 1512905.1358 | 5003.8718 | 104034.4767 | 4 | 1907 | 1990 | 2 |  | 0 | No | 0 |  | 0 | Very Limited | 0 | Natural Gas | 2 | District Steam | 2 | 1990 | 2 | Steam | 2 | No | 0 | Zone 4 | 4 | Consolidated Edison | 20.1572 | 0 | Low Emissions | 2 | NYC Natural Gas |  | 2 | 52
SUNY Westchester Community College | 75 Grasslands Road | Valhalla | Westchester | Downstate/LI/HV | Not NYC | Colleges & Universities | 41.0685 | -73.7897 | 1 | 0 | 1 | 41779.8818 | 4703.2908 | 2872.9813 | 1 | 1957 | 2013 | 0 | Y | 4 | No | 0 |  | 0 | Plentiful | 4 | Dual Fuel | 3 | Steam Boiler | 2 | 1990 | 2 | Forced Air | 4 | No | 0 | Zone 4 | 4 | Consolidated Edison | 20.1572 | 0 | Low Emissions | 2 | Not NYC |  | 0 | 52
Medaille College | 18 Agassiz Circle | Buffalo | Erie | Upstate | Not NYC | Colleges & Universities | 42.9286 | -78.8559 | 2 | 0 | 1 | 36525.4077 | 4111.7784 | 2511.6589 | 1 | 1937 | 2003 | 0 |  | 0 | No | 0 |  | 0 | Plentiful | 4 | Dual Fuel | 3 | Steam Boiler | 2 | 1990 | 2 | Steam | 2 | No | 0 | Zone 5 | 2 | National Grid | 8.6003 | 4 | Lowest Emissions | 4 | Not NYC |  | 0 | 51
Sanford-Brown Institute-New York | 120 E 16th St., 4th Floor | New York | Manhattan | Manhattan | NYC | Colleges & Universities | 40.7353 | -73.9882 | 2 | 0 | 1 | 162814.4766 | 18394.203 | 11195.8896 | 3 | 2004 |  | 0 |  | 0 | No | 0 |  | 0 | Very Limited | 0 | Natural Gas | 2 | HW Boiler | 4 | 1990 | 2 | Hydronic | 4 | No | 0 | Zone 4 | 4 | Consolidated Edison | 20.1572 | 0 | Low Emissions | 2 | NYC Natural Gas |  | 2 | 51
SUNY College of Agriculture and Technology at Cobleskill | 106 Suffolk Cir | Cobleskill | Schoharie | Upstate | Not NYC | Colleges & Universities | 42.6725 | -74.4983 | 2 | 0 | 1 | 38070.8413 | 4285.7526 | 2617.9302 | 1 | 1916 | 2018 | 0 | Y | 4 | No | 0 |  | 0 | Plentiful | 0 | Natural Gas | 2 | District Steam (CHP) | 3 | 2019 | 1 | Steam | 2 | Steam + CW | 3 | Zone 6 | 1 | National Grid | 8.6003 | 4 | Lowest Emissions | 4 | Not NYC |  | 0 | 51
White Plains Hospital Center | 41 East Post Road | White Plains | Westchester | Downstate/LI/HV | Not NYC | Hospitals | 41.0263 | -73.7695 | 4 | 4 | 4 | 80622.7496 | 35155.2687 | 5543.9997 | 2 | 1924 | 2021 | 0 |  | 0 | No | 0 |  | 0 | Very Limited | 0 | Dual Fuel | 3 | Steam Boiler | 2 | 1990 | 2 | Steam | 2 | No | 0 | Zone 4 | 4 | Consolidated Edison | 20.1572 | 0 | Low Emissions | 2 | Not NYC |  | 0 | 50
Saint Joseph's Medical Center | 127 South Broadway | Yonkers | Westchester | Downstate/LI/HV | Not NYC | Hospitals | 40.929 | -73.8966 | 4 | 4 | 4 | 78705.8371 | 34319.4057 | 5412.1837 | 2 | 1888 | 2021 | 0 |  | 0 | No | 0 |  | 0 | Sufficient | 0 | Dual Fuel | 3 | Steam Boiler | 2 | 1990 | 2 | Steam | 2 | No | 0 | Zone 4 | 4 | Consolidated Edison | 20.1572 | 0 | Low Emissions | 2 | Not NYC |  | 0 | 50
Iona College | 715 North Ave | New Rochelle | Westchester | Downstate/LI/HV | Not NYC | Colleges & Universities | 40.9257 | -73.788 | 2 | 0 | 1 | 63013.8062 | 7093.6595 | 4333.1259 | 2 | 1958 |  | 3 |  | 0 | No | 0 |  | 0 | Limited | 1 | Dual Fuel | 3 | Furnace | 3 | 1990 | 2 | Forced Air | 4 | No | 0 | Zone 4 | 4 | Consolidated Edison | 20.1572 | 0 | Low Emissions | 2 | Not NYC |  | 0 | 50
Canisius College | 2001 Main St | Buffalo | Erie | Upstate | Not NYC | Colleges & Universities | 42.9252 | -78.8526 | 2 | 0 | 1 | 57563.2449 | 6480.0729 | 3958.3196 | 2 | 1913 |  | 4 |  | 0 | No | 0 |  | 0 | Very Limited | 0 | Dual Fuel | 3 | Steam Boiler | 2 | 1990 | 2 | Steam | 2 | No | 0 | Zone 5 | 2 | National Grid | 8.6003 | 4 | Lowest Emissions | 4 | Not NYC |  | 0 | 50
Montefiore New Rochelle | 16 Guion Place | New Rochelle | Westchester | Downstate/LI/HV | Not NYC | Hospitals | 40.9131 | -73.7872 | 4 | 4 | 4 | 49939.2451 | 21775.8336 | 3434.0575 | 1 | 1892 | 2021 | 0 |  | 0 | No | 0 |  | 0 | Limited | 1 | Dual Fuel | 3 | Steam Boiler | 2 | 1990 | 2 | Steam | 2 | No | 0 | Zone 4 | 4 | Consolidated Edison | 20.1572 | 0 | Low Emissions | 2 | Not NYC |  | 0 | 50
Geneva General Hospital | 196 North Street | Geneva | Ontario | Upstate | Not NYC | Hospitals | 42.8758 | -76.9874 | 4 | 4 | 4 | 34676.4993 | 15120.5666 | 2384.5193 | 1 | 1898 | 2016 | 0 |  | 0 | No | 0 |  | 0 | Sufficient | 0 | Natural Gas | 2 | CHP | 3 | 2003 | 1 | Steam | 2 | No | 0 | Zone 5 | 2 | NYS Electric and Gas | 9.6622 | 3 | Lowest Emissions | 4 | Not NYC |  | 0 | 50
Xerox Tower | 100 S Clinton Ave | Rochester | Monroe | Upstate | Not NYC | Office | 43.1545 | -77.6047 | 0 | 1 | 2 | 25635.7232 | 11200.8391 | 1762.833 | 1 | 1967 |  | 3 |  | 0 | No | 0 |  | 0 | Very Limited | 0 | Natural Gas | 2 | Furnace | 3 | 1990 | 2 | Forced Air | 4 | No | 0 | Zone 5 | 2 | Rochester Gas and Electric | 10.8839 | 3 | Lowest Emissions | 4 | Not NYC |  | 0 | 50
Pratt Institute-Main | 200 Willoughby Ave | Brooklyn | Brooklyn | Downstate/LI/HV | NYC | Colleges & Universities | 40.6915 | -73.9629 | 2 | 0 | 1 | 49926.2586 | 5640.4919 | 3433.1645 | 1 | 1975 | 2021 | 0 |  | 0 | Yes | 4 |  | 0 | Limited | 1 | Natural Gas | 2 | Steam Boiler | 2 | 1990 | 2 | Forced Air | 4 | No | 0 | Zone 4 | 4 | Consolidated Edison | 20.1572 | 0 | Low Emissions | 2 | NYC Natural Gas |  | 2 | 50
Dutchess Community College | 53 Pendell Rd | Poughkeepsie | Dutchess | Downstate/LI/HV | Not NYC | Colleges & Universities | 41.7242 | -73.9047 | 1 | 0 | 1 | 30114.3512 | 3390.0658 | 2070.8045 | 1 | 1913 | 2022 | 0 | Y | 4 | No | 0 |  | 0 | Plentiful | 4 | Dual Fuel | 3 | Steam Boiler | 2 | 1990 | 2 | Steam | 2 | No | 0 | Zone 5 | 2 | Central Hudson Gas and Electric | 13.2296 | 2 | Lowest Emissions | 4 | Not NYC |  | 0 | 50
Seneca Niagara Resort & Casino | 310 4th St | Niagara Falls | Niagara | Upstate | Not NYC | Office | 43.0857 | -79.0578 | 0 | 1 | 2 | 32189.2626 | 14064.2317 | 2213.4852 | 1 | 2002 | 2008 | 0 |  | 0 | No | 0 |  | 0 | Limited | 1 | Natural gas | 2 | CHP | 3 | 1990 | 2 | Forced Air | 4 | No | 0 | Zone 5 | 2 | National Grid | 8.6003 | 4 | Lowest Emissions | 4 | Not NYC |  | 0 | 49
Culinary Institute of America | 1946 Campus Drive | Hyde Park | Dutchess | Downstate/LI/HV | Not NYC | Colleges & Universities | 41.7458 | -73.9332 | 2 | 0 | 1 | 52029.5958 | 5857.1329 | 3577.7999 | 2 | 1970 |  | 3 |  | 0 | Yes | 4 |  | 0 | Sufficient | 0 | Dual Fuel | 3 | Electric Heat Pump | 1 | 1990 | 2 | Forced Air | 4 | No | 0 | Zone 5 | 2 | Central Hudson Gas and Electric | 13.2296 | 2 | Lowest Emissions | 0 | Not NYC |  | 0 | 49
DeVry College of New York | 180 Madison Ave., Ste. 900 | New York | Manhattan | Manhattan | NYC | Colleges & Universities | 40.7476 | -73.9835 | 2 | 0 | 1 | 25780.2451 | 2912.5608 | 1772.771 | 1 | 1927 |  | 4 |  | 0 | No | 0 |  | 0 | Very Limited | 0 | Natural Gas | 2 | District Steam | 2 | 1990 | 2 | Steam | 2 | Steam | 1 | Zone 4 | 4 | Consolidated Edison | 20.1572 | 0 | Low Emissions | 2 | NYC Natural Gas |  | 2 | 49
Apex Technical School | 24-02 Queens Plaza S | New York | Manhattan | Manhattan | NYC | Colleges & Universities | 40.7504 | -73.9415 | 2 | 0 | 1 | 29628.9088 | 3347.3692 | 2037.4232 | 1 | 1949 |  | 3 |  | 0 | No | 0 |  | 0 | Very Limited | 0 | Dual Fuel | 3 | Steam Boiler | 2 | 1990 | 2 | Steam | 2 | No | 0 | Zone 4 | 4 | Consolidated Edison | 20.1572 | 0 | Low Emissions | 2 | NYC Dual Fuel |  | 3 | 49
Sing Sing Correctional Facility | 354 Hunter Street | Ossining | Westchester | Downstate/LI/HV | Not NYC | Correctional Facilities | 41.1529 | -73.8687 | 3 | 1 | 1 | 59629.3493 | 32713.3236 | 4100.3947 | 2 | 1828 |  | 4 | Y | 4 | No | 0 |  | 0 | Sufficient | 0 | Dual Fuel | 3 | Steam Boiler | 2 | 1990 | 2 | Steam | 2 | No | 0 | Zone 4 | 4 | Consolidated Edison | 20.1572 | 0 | Low Emissions | 2 | Not NYC |  | 0 | 49
University at Buffalo - Downtown Campus | 12 Capen Hall | Buffalo | Erie | Upstate | Not NYC | Colleges & Universities | 42.897 | -78.8686 | 2 | 0 | 1 | 30315.1863 | 3412.6745 | 2084.6149 | 1 | 1846 | 2017 | 0 | Y | 4 | No | 0 |  | 0 | Sufficient | 2 | Dual Fuel | 3 | Steam Boiler | 2 | 1990 | 2 | Steam | 2 | No | 0 | Zone 5 | 2 | National Grid | 8.6003 | 4 | Lowest Emissions | 4 | Not NYC |  | 0 | 49
Albany County Correctional Facility | 840 Albany Shaker Rd | Albany | Albany | Downstate/LI/HV | Not NYC | Correctional Facilities | 42.7513 | -73.8201 | 3 | 1 | 1 | 30268.7052 | 16605.748 | 2081.4186 | 1 | 1931 | 2014 | 0 | Y | 4 | No | 0 |  | 0 | Limited | 1 | Dual Fuel | 3 | Steam Boiler | 2 | 1990 | 2 | Steam | 2 | No | 0 | Zone 5 | 2 | National Grid | 8.6003 | 4 | Lowest Emissions | 4 | Not NYC |  | 0 | 49
Francis S. Gabreski Airport |  | Westhampton Beach | Suffolk | Downstate/LI/HV | Not NYC | Military | 40.8435 | -72.6416 | 3 | 2 | 3 | 25837.4315 | 3626.3062 | 1776.7034 | 1 | 1943 | 1991 | 2 | Y | 4 | No | 0 |  | 0 | Very Limited | 0 | Dual Fuel | 3 | Steam Boiler | 2 | 1990 | 2 | Steam | 2 | No | 0 | Zone 4 | 4 | Long Island Power Authority | 18.8148 | 1 | Highest Emissions | 1 | Not NYC |  | 0 | 49
SUNY Cortland | Miller Building | Cortland | Cortland | Upstate | Not NYC | Colleges & Universities | 42.598 | -76.1887 | 2 | 0 | 1 | 114877.2264 | 12932.0854 | 7899.4987 | 3 | 1923 | 2012 | 0 | Y | 4 | Yes | 4 |  | 0 | Sufficient | 0 | Natural Gas | 2 | Steam Boiler | 2 | 2015 | 1 | Steam | 2 | No | 0 | Zone 5 | 2 | National Grid | 8.6003 | 4 | Lowest Emissions | 4 | Not NYC |  | 0 | 49
Huntington Hospital | 270 Park Avenue | Huntington | Suffolk | Downstate/LI/HV | Not NYC | Hospitals | 40.8795 | -73.4173 | 4 | 4 | 4 | 38157.1427 | 16638.289 | 2623.8647 | 1 | 1916 | 2017 | 0 |  | 0 | No | 0 |  | 0 | Plentiful | 0 | Dual Fuel | 3 | Steam Boiler | 2 | 1990 | 2 | Steam | 2 | No | 0 | Zone 4 | 4 | Long Island Power Authority | 18.8148 | 1 | Highest Emissions | 1 | Not NYC |  | 0 | 48
Vassar College | 124 Raymond Ave | Poughkeepsie | Dutchess | Downstate/LI/HV | Not NYC | Colleges & Universities | 41.6869 | -73.8951 | 2 | 0 | 1 | 39101.1303 | 4401.7354 | 2688.7777 | 1 | 1861 | 2019 | 0 |  | 0 | Yes | 4 |  | 0 | Plentiful | 4 | Natural Gas | 2 | CHP | 3 | 2009 | 1 | Steam | 2 | No | 0 | Zone 5 | 2 | Central Hudson Gas and Electric | 13.2296 | 2 | Lowest Emissions | 4 | Not NYC |  | 0 | 48
NewYork-Presbyterian Lower Manhattan Hospital | 170 William St | New York | Manhattan | Manhattan | NYC | Hospitals | 40.7101 | -74.0047 | 4 | 4 | 4 | 37596.2644 | 15813.0312 | 2585.2961 | 1 | 1968 | 2017 | 0 |  | 0 | No | 0 |  | 0 | Very Limited | 0 | Dual Fuel | 3 | Steam Boiler | 2 | 1990 | 2 | Steam | 2 | No | 0 | Zone 4 | 4 | Consolidated Edison | 20.1572 | 0 | Low Emissions | 2 | NYC Dual Fuel | Y | 0 | 47
CUNY Borough of Manhattan Community College | 199 Chambers St | New York | Manhattan | Manhattan | NYC | Colleges & Universities | 40.7175 | -74.0122 | 1 | 0 | 1 | 237356.183 | 26815.6611 | 16321.7281 | 4 | 1963 | 2012 | 0 | Y | 4 | Yes | 4 |  | 0 | Very Limited | 0 | Dual Fuel | 3 | Steam Boiler | 2 | 1990 | 2 | Steam | 2 | No | 0 | Zone 4 | 4 | Consolidated Edison | 20.1572 | 0 | Low Emissions | 2 | NYC Dual Fuel | Y | 0 | 47
Harris Corporation | 332-360 Initiative Dr | Rochester | Monroe | Upstate | Not NYC | Office | 43.1477 | -77.7337 | 0 | 1 | 2 | 27524.1402 | 12025.932 | 1892.6894 | 1 |  |  | 4 |  | 0 | No | 0 |  | 0 | Very Limited | 0 | Dual Fuel | 3 | Steam Boiler | 2 | 1990 | 2 | Steam | 2 | No | 0 | Zone 5 | 2 | Rochester Gas and Electric | 10.8839 | 3 | Lowest Emissions | 4 | Not NYC |  | 0 | 47
St. Francis College | 180 Remsen St | Brooklyn Heights | Brooklyn | Downstate/LI/HV | NYC | Colleges & Universities | 40.6932 | -73.9922 | 2 | 0 | 1 | 28313.7876 | 3198.7915 | 1946.9893 | 1 | 2005 | 2003 | 0 |  | 0 | No | 0 | https://www.sfc.edu/news/st-francis-college-announces-new-campus-in-the-heart-of-brooklyn | 4 | Very Limited | 0 | Natural Gas | 2 | Steam Boiler | 2 | 1990 | 2 | Hydronic | 4 | No | 0 | Zone 4 | 4 | Consolidated Edison | 20.1572 | 0 | Low Emissions | 2 | NYC Natural Gas |  | 2 | 47
School of Visual Arts | 209 E 23rd St | New York | Manhattan | Manhattan | NYC | Colleges & Universities | 40.7387 | -73.9822 | 2 | 0 | 1 | 45149.2739 | 5100.8051 | 3104.6765 | 1 | 1980 | 2009 | 0 |  | 0 | Yes | 4 |  | 0 | Very Limited | 0 | Natural Gas | 2 | Steam Boiler | 2 | 1990 | 2 | Hydronic | 4 | No | 0 | Zone 4 | 4 | Consolidated Edison | 20.1572 | 0 | Low Emissions | 2 | NYC Natural Gas |  | 2 | 47
CUNY Bernard M Baruch College | One Bernard Baruch Way (55 Lexington Ave at 24th St) | New York | Manhattan | Manhattan | NYC | Colleges & Universities | 40.7405 | -73.9832 | 2 | 0 | 1 | 170037.4455 | 19210.2285 | 11692.5749 | 3 | 1919 | 2018 | 0 | Y | 4 | No | 0 |  | 0 | Very Limited | 0 | Natural Gas | 2 | Steam Boiler | 2 | 1990 | 2 | Steam | 2 | No | 0 | Zone 4 | 4 | Consolidated Edison | 20.1572 | 0 | Low Emissions | 2 | NYC Natural Gas |  | 2 | 47
Monroe College-Main Campus | 2501 Jerome Avenue | Bronx | Bronx | Downstate/LI/HV | NYC | Colleges & Universities | 40.8644 | -73.9002 | 2 | 0 | 1 | 67757.7559 | 7655.0313 | 4659.3422 | 2 | 1920 | 2017 | 0 |  | 0 | No | 0 |  | 0 | Very Limited | 0 | Dual Fuel | 3 | Steam Boiler | 2 | 1990 | 2 | Steam | 2 | No | 0 | Zone 4 | 4 | Consolidated Edison | 20.1572 | 0 | Low Emissions | 2 | NYC Dual Fuel |  | 3 | 46
Molloy College | 1000 Hempstead Ave | Rockville Centre | Nassau | Downstate/LI/HV | Not NYC | Colleges & Universities | 40.6859 | -73.6262 | 2 | 0 | 1 | 82755.4734 | 9316.0401 | 5690.6558 | 2 | 1955 | 2016 | 0 |  | 0 | No | 0 |  | 0 | Plentiful | 4 | Electricity | 1 | Electric Heat Pump | 1 | 2021 | 1 | Forced Air | 4 | No | 0 | Zone 4 | 4 | Municipal Utility: ROCKVILLE CENTRE | 18.81 | 1 | Highest Emissions | 0 | Not NYC |  | 0 | 45
RexCorp Plz, Fmr Reckson Plz | 1 Reckson Plz | Uniondale | Nassau | Downstate/LI/HV | Not NYC | Office | 40.6622 | -73.5771 | 0 | 1 | 2 | 37755.8574 | 16496.4054 | 2596.2704 | 1 | 1985 |  | 1 |  | 0 | No | 0 |  | 0 | Sufficient | 0 | Natural Gas | 2 | HW Boiler | 4 | 1990 | 2 | Hydronic | 4 | No | 0 | Zone 4 | 4 | Long Island Power Authority | 18.8148 | 1 | Highest Emissions | 1 | Not NYC |  | 0 | 42
Russell Sage College | 65 1st Street | Troy | Rensselaer | Upstate | Not NYC | Colleges & Universities | 42.7282 | -73.6937 | 2 | 0 | 1 | 41959.3515 | 4723.4942 | 2885.3225 | 1 | 1916 | 2005 | 0 |  | 0 | Yes | 4 |  | 0 | Very Limited | 0 | Dual Fuel | 3 | Steam Boiler | 2 | 2005 | 1 | Steam | 2 | No | 0 | Zone 5 | 2 | National Grid | 8.6003 | 4 | Lowest Emissions | 4 | Not NYC |  | 0 | 41
Rxr Plaza | 625 Rxr Plaza | Uniondale | Nassau | Downstate/LI/HV | Not NYC | Office | 40.7196 | -73.5843 | 0 | 1 | 2 | 37877.192 | 16549.4193 | 2604.614 | 1 | 1985 | 2012 | 0 |  | 0 | No | 0 |  | 0 | Sufficient | 0 | Natural Gas | 2 | HW Boiler | 4 | 1990 | 2 | Hydronic | 4 | No | 0 | Zone 4 | 4 | Long Island Power Authority | 18.8148 | 1 | Highest Emissions | 1 | Not NYC |  | 0 | 40
Roberts Wesleyan College | 2265 Westside Dr | Rochester | Monroe | Upstate | Not NYC | Colleges & Universities | 43.1258 | -77.7985 | 2 | 0 | 1 | 28914.563 | 3255.002 | 1988.3014 | 1 | 1866 | 2022 | 0 |  | 0 | No | 0 |  | 0 | Plentiful | 4 | Geothermal | 1 | Electric Heat Pump | 1 | 2017 | 1 | Steam | 2 | No | 0 | Zone 5 | 2 | Rochester Gas and Electric | 10.8839 | 3 | Lowest Emissions | 0 | Not NYC |  | 0 | 38
Bard College | Annandale Road | Annandale-On-Hudson | Dutchess | Downstate/LI/HV | Not NYC | Colleges & Universities | 42.0204 | -73.9099 | 2 | 0 | 1 | 38104.0764 | 4289.494 | 2620.2156 | 1 | 1869 |  | 4 |  | 0 | Yes | 4 |  | 0 | Plentiful | 0 | Electricity | 1 | Electric Heat Pump | 1 | 1990 | 2 | Steam | 2 | No | 0 | Zone 5 | 2 | Central Hudson Gas and Electric | 13.2296 | 2 | Lowest Emissions | 0 | Not NYC |  | 0 | 38
Teachers College at Columbia University | 525 W 120th St | New York | Manhattan | Manhattan | NYC | Colleges & Universities | 40.8102 | -73.9606 | 2 | 0 | 1 | 63193.5115 | 7139.3792 | 4345.4832 | 2 | 1910 | 2015 | 0 |  | 0 | No | 0 |  | 0 | Very Limited | 0 | Natural Gas | 2 | Steam Boiler | 2 | 2003 | 1 | Steam | 2 | No | 0 | Zone 4 | 4 | Consolidated Edison | 20.1572 | 0 | Low Emissions | 2 | NYC Natural Gas |  | 2 | 38
Sarah Lawrence College | One Meadway | Bronxville | Westchester | Downstate/LI/HV | Not NYC | Colleges & Universities | 40.9355 | -73.8437 | 2 | 0 | 1 | 28183.3901 | 3172.6916 | 1938.0225 | 1 | 1926 | 2019 | 0 |  | 0 | No | 0 |  | 0 | Limited | 1 | Natural gas | 2 | District Steam | 2 | 1990 | 2 | Steam | 2 | No | 0 | Zone 4 | 4 | Consolidated Edison | 20.1572 | 0 | Low Emissions | 2 | Not NYC |  | 0 | 32

## Rest of State
[9 empty] | Building / Campus Characteristics | [17 empty] | Incumbent Heating and Cooling Systems | [9 empty] | Locational Attributes
New York Campus Community Heat Pump Opportunities | [8 empty] | Load characteristics determined by building type |  |  | Estimated Energy Loads from ICF Database |  |  |  | Age of Buildings (and renovations) | [8 empty] | Buildable Space (Google Maps) |  | Data obtained from LL87, ICF CHP/DE databases, and research; gaps filled in from trend analysis with orange text | [9 empty] | Based on Climate Zones, Average Commercial Rates (EIA) by utility, EPA eGRID territories and emission factors
[6 empty] | Weights for scoring (1-5): |  |  | 1 | 2 | 2 |  |  |  | 3 |  |  | 2 |  | 1 |  | 1 |  | 1 |  | 3 |  | 2 |  | 1 |  | 2 |  | 3 |  | 4 |  | 1 |  |  | 2 |  | 1 |  |  | 4 |  | 144 | Maximum possible score
Facility Name | Address | City | Borough / County | Upstate/ Downstate Designation | NYC Designation | Application | Lat | Lon | Heating/Cooling: Operational Loads Score (0-4) | Annual Load Factor Score (0-4) | Daily Load Factors Score (0-4) | Heating Requirement (MMBtu) | Space Cooling Requirement (MMBtu) | Building Emission Reductions (tons of CO2) | Building Size Score (1-4) | Age of Original or Primary Buildings (Year) | Major Renovations (Year) | Building Age Score (0-4) | Publicly Owned Campuses | Publicly Owned Score (0-4) | REV Campus Challenge Participant | REV Campus Challenge Score (0-4) | Planned Renovations | Planned Renovations Score (0-4) | Green / Parking Lot Space | Buildable Space Score (0-4) | Primary Heating Fuel | Heating Fuel Score (1-4) | Primary Heating Equipment Technology | Heating Technology Score (1-4) | Age of Heating Equipment | Equipment Age Score (1-4) | Distribution: Hydronic, Steam, or Forced Air | Distribution System Score (2-4) | District Energy Central Plant | District Energy Score (0-4) | Cimate Zone | Climate Zone Score (1-4) | Electric Utility | Commercial Electricity Rate (cents/kWh) | Electricity Price Score (0-4) | Local Grid Classification | Emission Reduction Impact Score (0-4) | Local Law 97 Classification | Local Law 97 Exemption | Local Law 97 Score (0-4) | Total Weighted Score
Binghamton University | 4400 Vestal Parkway East | Vestal | Broome | Upstate | Not NYC | Colleges & Universities | 42.0879 | -75.9669 | 2 | 0 | 1 | 288331.3692 | 32458.3559 | 19827.0218 | 4 | 1961 |  | 3 | Y | 4 | Yes | 4 | Rennovation of Campus Library to be completed 2024 | 4 | Plentiful | 4 | Dual Fuel | 3 | District HW | 4 | 1990 | 2 | Hydronic | 4 | HW | 4 | Zone 6 | 1 | NYS Electric and Gas | 9.6622 | 3 | Lowest Emissions | 4 | Not NYC |  | 0 | 99
Syracuse University | 900 South Crouse Ave. | Syracuse | Onondaga | Upstate | Not NYC | Colleges & Universities | 43.0402 | -76.137 | 2 | 0 | 1 | 373629.33 | 42060.6117 | 25692.511 | 4 | 1873 |  | 4 |  | 0 | Yes | 4 | https://campusframework.syr.edu/wp-content/uploads/2017/05/CF.2017.single.pdf | 4 | Plentiful | 4 | Natural Gas | 2 | District Steam | 2 | 1926 | 4 | Steam | 2 | Steam + CW | 3 | Zone 5 | 2 | National Grid | 8.6003 | 4 | Lowest Emissions | 4 | Not NYC |  | 0 | 90
SUNY at Albany - Uptown Campus | 1400 Washington Avenue | Albany | Albany | Downstate/LI/HV | Not NYC | Colleges & Universities | 42.6855 | -73.8247 | 2 | 0 | 1 | 248101 | 27930 | 17060.5923 | 4 | 1964 | 1990 | 2 | Y | 4 | No | 0 |  | 0 | Plentiful | 4 | Natural Gas | 2 | District HW | 4 | 1990 | 2 | Hydronic | 4 | HW + CW | 4 | Zone 5 | 2 | National Grid | 8.6003 | 4 | Lowest Emissions | 4 | Not NYC |  | 0 | 90
SUNY Oneonta | 108 Ravine Parkway | Oneonta | Otsego | Upstate | Not NYC | Colleges & Universities | 42.4689 | -75.0636 | 2 | 0 | 1 | 105654.4779 | 11893.852 | 7265.2991 | 3 | 1951 |  | 3 | Y | 4 | Yes | 4 |  | 0 | Plentiful | 4 | Natural Gas | 2 | District HW | 4 | 1990 | 2 | Hydronic | 4 | HW | 4 | Zone 6 | 1 | NYS Electric and Gas | 9.6622 | 3 | Lowest Emissions | 4 | Not NYC |  | 0 | 90
Westchester Medical Center | 100 Woods Road | Valhalla | Westchester | Downstate/LI/HV | Not NYC | Hospitals | 41.0825 | -73.7827 | 4 | 4 | 4 | 229708.4352 | 100163.5619 | 15795.833 | 4 | 1977 |  | 3 | Y | 4 | No | 0 | https://www.westchestermedicalcenter.org/news/project-fact-sheet-westchester-medical-center-heal-535#:~:text=The%20Westchester%20Medical%20Center%20Health,a%20new%2C%20four%2Dstory%20tower | 4 | Plentiful | 4 | Dual Fuel | 3 | Furnace | 3 | 1990 | 2 | Forced Air | 4 | No | 0 | Zone 4 | 4 | Consolidated Edison | 20.1572 | 0 | Low Emissions | 2 | Not NYC |  | 0 | 89
CUNY College of Staten Island | 2800 Victory Blvd | Staten Island | Staten Island | Downstate/LI/HV | NYC | Colleges & Universities | 40.608 | -74.1533 | 2 | 0 | 1 | 600608.959 | 67854.6734 | 41300.6984 | 4 | 1965 | 1993 | 2 | Y | 4 | Yes | 4 |  | 0 | Plentiful | 4 | Dual Fuel | 3 | District Steam | 2 | 1990 | 2 | Steam | 2 | Steam + CW | 3 | Zone 4 | 4 | Consolidated Edison | 20.1572 | 0 | Low Emissions | 2 | NYC Dual Fuel |  | 3 | 88
Rochester Institute of Technology | 1 Lomb Memorial Dr | Rochester | Monroe | Upstate | Not NYC | Colleges & Universities | 43.0842 | -77.6739 | 2 | 0 | 1 | 275585.6969 | 31023.5361 | 18950.5694 | 4 | 1968 |  | 3 |  | 0 | Yes | 4 |  | 0 | Plentiful | 4 | Natural Gas | 2 | District HW (CHP) | 4 | 2013 | 1 | Hydronic | 4 | HW + CW | 4 | Zone 5 | 2 | Rochester Gas and Electric | 10.8839 | 3 | Lowest Emissions | 4 | Not NYC |  | 0 | 88
Spring Creek Towers (WEGO & HCR) | 155 Elmira Loop | Brooklyn | Brooklyn | Downstate/LI/HV | NYC | Multifamily Housing | 40.649 | -73.8802 | 3 | 2 | 3 | 1825227.0707 | 18901.7281 | 125511.2027 | 4 | 1974 |  | 3 |  | 0 | No | 0 |  | 0 | Plentiful | 4 | Natural Gas | 2 | District Steam (CHP) | 3 | 1974 | 3 | Steam | 2 | Steam + CW | 3 | Zone 4 | 4 | Consolidated Edison | 20.1572 | 0 | Low Emissions | 2 | NYC Natural Gas |  | 2 | 88
John F Kennedy International |  | New York | Queens | Downstate/LI/HV | NYC | Airports | 40.6429 | -73.7794 | 4 | 4 | 4 | 926185.8425 | 291588.9884 | 63688.8971 | 4 | 1948 | 2018 | 0 | Y | 4 | No | 0 | Renovations and new terminals, planning/design underway | 4 | Plentiful | 4 | Natural Gas | 2 | District Steam (CHP) | 3 | 1995 | 2 | Steam | 2 | Steam + CW | 3 | Zone 4 | 4 | Consolidated Edison | 20.1572 | 0 | Low Emissions | 2 | NYC Natural Gas | Y | 0 | 87
Buffalo Psychiatric Center | 400 Forest Avenue | Buffalo | Erie | Upstate | Not NYC | Hospitals | 42.928 | -78.8831 | 4 | 4 | 4 | 67140.2181 | 29276.2579 | 4616.8773 | 2 | 1880 |  | 4 | Y | 4 | No | 0 |  | 0 | Plentiful | 4 | Dual Fuel | 3 | Steam Boiler | 2 | 2020 | 1 | Hydronic | 4 | No | 0 | Zone 5 | 2 | National Grid | 8.6003 | 4 | Lowest Emissions | 4 | Not NYC |  | 0 | 86
Bronx Psychiatric Center | 1500 Waters Pl | Bronx | Bronx | Downstate/LI/HV | NYC | Hospitals | 40.8478 | -73.8398 | 4 | 4 | 4 | 132174.3671 | 55592.6877 | 9088.9315 | 3 | 1963 |  | 3 | Y | 4 | No | 0 |  | 0 | Plentiful | 4 | Oil | 4 | Furnace | 3 | 1990 | 2 | Forced Air | 4 | No | 0 | Zone 4 | 4 | Consolidated Edison | 20.1572 | 0 | Low Emissions | 2 | NYC Oil | Y | 0 | 84
Co Op City | Co Op City Boulevard | Bronx | Bronx | Downstate/LI/HV | NYC | Multifamily Housing | 40.8737 | -73.8245 | 3 | 2 | 3 | 2963613.2638 | 8323.8716 | 203791.9944 | 4 | 1966 | 2007 | 0 |  | 0 | No | 0 |  | 0 | Plentiful | 4 | Dual Fuel | 3 | District Steam (CHP) | 3 | 2007 | 1 | Steam | 2 | Steam + CW | 3 | Zone 4 | 4 | Consolidated Edison | 20.1572 | 0 | Low Emissions | 2 | NYC Dual Fuel |  | 3 | 84
Brightwater Towers Condominium | 601 Surf Avenue | Brooklyn | Brooklyn | Downstate/LI/HV | NYC | Multifamily Housing | 40.5753 | -73.9748 | 3 | 2 | 3 | 65258.7086 | 1859.3905 | 4487.4959 | 2 | 1964 |  | 3 |  | 0 | No | 0 | https://www.bwtcondos.com/_files/ugd/691b64_7e061f02213c4d039eebdeeb9051a78a.pdf | 4 | Plentiful | 4 | Dual Fuel | 3 | Steam Boiler | 2 | 1990 | 2 | Forced Air | 4 | No | 0 | Zone 4 | 4 | Consolidated Edison | 20.1572 | 0 | Low Emissions | 2 | NYC Dual Fuel |  | 3 | 83
University at Buffalo - North Campus | 12 Capen Hall | Buffalo | Erie | Upstate | Not NYC | Colleges & Universities | 43.0009 | -78.7895 | 2 | 0 | 1 | 336499 | 37880 | 23139.2548 | 4 | 1972 |  | 3 | Y | 4 | No | 0 | https://www.buffalo.edu/ubnow/stories/2021/08/construction-projects.html | 4 | Plentiful | 4 | Natural Gas | 2 | District Steam (CHP) | 3 | 2002 | 1 | Steam | 2 | Steam + CW | 3 | Zone 5 | 2 | National Grid | 8.6003 | 4 | Lowest Emissions | 4 | Not NYC |  | 0 | 83
CUNY Bronx Community College | 2155 University Ave | Bronx | Bronx | Downstate/LI/HV | NYC | Colleges & Universities | 40.859 | -73.9127 | 1 | 0 | 1 | 139702.626 | 15783.108 | 9606.61 | 3 | 1973 | 2012 | 0 | Y | 4 | Yes | 4 | https://www.cuny.edu/wp-content/uploads/sites/4/page-assets/about/administration/offices/fpcm/departments/capital-budget/individual-college-five-year-and-reso-a-capital-requests-21-22/BronxCommunitySummary.pdf | 4 | Plentiful | 4 | Dual Fuel | 3 | District HW | 4 | 2012 | 1 | Hydronic | 4 | HW + CW | 4 | Zone 4 | 4 | Consolidated Edison | 20.1572 | 0 | Low Emissions | 2 | NYC Dual Fuel | Y | 0 | 82
169-65 137th Avenue - Rochdale Village | 169-65 137th Avenue | Queens | Queens | Downstate/LI/HV | NYC | Multifamily Housing | 40.6729 | -73.7705 | 3 | 2 | 3 | 1543091.4012 | 19321.3105 | 106110.2264 | 4 | 1962 | 2013 | 0 |  | 0 | No | 0 |  | 0 | Plentiful | 4 | Natural Gas | 2 | District Steam (CHP) | 3 | 1962 | 3 | Steam | 2 | Steam + CW | 3 | Zone 4 | 4 | Consolidated Edison | 20.1572 | 0 | Low Emissions | 2 | NYC Natural Gas |  | 2 | 82
Parkchester North Campus | 1 Metropolitan Oval | Bronx | Bronx | Downstate/LI/HV | NYC | Multifamily Housing | 40.839 | -73.8605 | 3 | 2 | 3 | 207820.8559 | 6315.0254 | 14290.74 | 4 | 1942 | 1974 | 4 |  | 0 | No | 0 |  | 0 | Plentiful | 4 | Dual Fuel | 3 | Steam Boiler | 2 | 1990 | 2 | Steam | 2 | No | 0 | Zone 4 | 4 | Consolidated Edison | 20.1572 | 0 | Low Emissions | 2 | NYC Dual Fuel |  | 3 | 81
Concourse Village | 775 Concourse Village E | Bronx | Bronx | Downstate/LI/HV | NYC | Multifamily Housing | 40.8235 | -73.92 | 3 | 2 | 3 | 202550.7492 | 2582.3542 | 13928.3427 | 4 | 1964 |  | 3 |  | 0 | No | 0 |  | 0 | Plentiful | 4 | Dual Fuel | 3 | Steam Boiler | 2 | 2016 | 1 | Steam | 2 | Steam | 1 | Zone 4 | 4 | Consolidated Edison | 20.1572 | 0 | Low Emissions | 2 | NYC Dual Fuel |  | 3 | 81
Sunnyside Garden Apartments | 51-01 39th Ave | Queens | Queens | Downstate/LI/HV | NYC | Multifamily Housing | 40.749 | -73.9127 | 3 | 2 | 3 | 86231.3829 | 639.0009 | 5929.6757 | 2 | 1929 |  | 4 |  | 0 | No | 0 |  | 0 | Plentiful | 4 | Oil | 4 | Steam Boiler | 2 | 1980 | 2 | Steam | 2 | No | 0 | Zone 4 | 4 | Consolidated Edison | 20.1572 | 0 | Low Emissions | 2 | NYC Oil |  | 4 | 81
Manhattan Psychiatric Center-Ward's Island | Manhattan Psychiatric Center-Ward's Island | New York | Manhattan | Manhattan | NYC | Hospitals | 40.7892 | -73.9296 | 4 | 4 | 4 | 218822.0077 | 92036.783 | 15047.231 | 4 | 1863 | 1954 | 4 | Y | 4 | No | 0 |  | 0 | Plentiful | 4 | Dual Fuel | 3 | Steam Boiler | 2 | 1990 | 2 | Steam | 2 | No | 0 | Zone 4 | 4 | Consolidated Edison | 20.1572 | 0 | Low Emissions | 2 | NYC Dual Fuel | Y | 0 | 80
Monroe Community College | 1000 E Henrietta Rd | Rochester | Monroe | Upstate | Not NYC | Colleges & Universities | 43.101 | -77.6101 | 1 | 0 | 1 | 42896.5821 | 4829.0012 | 2949.7709 | 1 | 1961 |  | 3 | Y | 4 | Yes | 4 |  | 0 | Plentiful | 4 | Natural Gas | 2 | District HW (CHP) | 4 | 2004 | 1 | Hydronic | 4 | HW + CW | 4 | Zone 5 | 2 | Rochester Gas and Electric | 10.8839 | 3 | Lowest Emissions | 4 | Not NYC |  | 0 | 82
Olean General Hospital | 515 Main Street | Olean | Cattaraugus | Upstate | Not NYC | Hospitals | 42.0899 | -78.427 | 4 | 4 | 4 | 51348.0558 | 22390.1406 | 3530.934 | 2 | 1975 |  | 3 |  | 0 | No | 0 |  | 0 | Plentiful | 4 | Natural Gas | 2 | Furnace | 3 | 1990 | 2 | Forced Air | 4 | No | 0 | Zone 6 | 1 | National Grid | 8.6003 | 4 | Lowest Emissions | 4 | Not NYC |  | 0 | 80
Savoy Park Apartments | 15 W 139th St, 2300 5th Ave, 22-30 141st St. | Manhattan | Manhattan | Manhattan | NYC | Multifamily Housing | 40.8159 | -73.9364 | 3 | 2 | 3 | 111241.7852 | 4203.1639 | 7649.5086 | 3 | 1959 |  | 3 |  | 0 | No | 0 | https://patch.com/new-york/fortgreene/brooklyn-hospital-center-will-start-25m-emergency-room-upgrade | 4 | Plentiful | 4 | Dual Fuel | 3 | Steam Boiler | 2 | 1990 | 2 | Steam | 2 | No | 0 | Zone 4 | 4 | Consolidated Edison | 20.1572 | 0 | Low Emissions | 2 | NYC Dual Fuel |  | 3 | 80
Parkway Village Coop- 36930 | 81-26 150th Street | Queens | Queens | Downstate/LI/HV | NYC | Multifamily Housing | 40.7177 | -73.8122 | 3 | 2 | 3 | 65983.5676 | 1188.1742 | 4537.3406 | 2 | 1947 |  | 3 |  | 0 | No | 0 |  | 0 | Plentiful | 4 | Dual Fuel | 3 | Furnace | 3 | 1990 | 2 | Forced Air | 4 | No | 0 | Zone 4 | 4 | Consolidated Edison | 20.1572 | 0 | Low Emissions | 2 | NYC Dual Fuel |  | 3 | 80
Third Housing Company Inc. | 65-52 160th Street | Queens | Queens | Downstate/LI/HV | NYC | Multifamily Housing | 40.7353 | -73.8091 | 3 | 2 | 3 | 65865.9442 | 2302.97 | 4529.2523 | 2 | 1954 |  | 3 |  | 0 | No | 0 |  | 0 | Plentiful | 4 | Dual Fuel | 3 | Furnace | 3 | 1990 | 2 | Forced Air | 4 | No | 0 | Zone 4 | 4 | Consolidated Edison | 20.1572 | 0 | Low Emissions | 2 | NYC Dual Fuel |  | 3 | 80
The Dorset - Kaled | 84-10 Main St | None | Queens | Downstate/LI/HV | NYC | Multifamily Housing | 40.7132 | -73.8173 | 3 | 2 | 3 | 53705.6466 | 1028.6506 | 3693.053 | 2 | 1956 |  | 3 |  | 0 | No | 0 |  | 0 | Plentiful | 4 | Dual Fuel | 3 | Furnace | 3 | 1990 | 2 | Forced Air | 4 | No | 0 | Zone 4 | 4 | Consolidated Edison | 20.1572 | 0 | Low Emissions | 2 | NYC Dual Fuel |  | 3 | 80
Adelphi University | South Ave | Garden City | Nassau | Downstate/LI/HV | Not NYC | Colleges & Universities | 40.7214 | -73.6533 | 2 | 0 | 1 | 132574.9331 | 14924.3711 | 9116.4763 | 3 | 1929 | 2019 | 0 |  | 0 | Yes | 4 | https://facilities.umd.edu/sites/default/files/publications/2011-2030FMP.pdf | 4 | Plentiful | 4 | Dual Fuel | 3 | District HW (CHP) | 4 | 2016 | 1 | Hydronic | 4 | HW | 4 | Zone 4 | 4 | Long Island Power Authority | 18.8148 | 1 | Highest Emissions | 1 | Not NYC |  | 0 | 80
Rochester Psychiatric Center | 1111 Elmwood Avenue | Rochester | Monroe | Upstate | Not NYC | Hospitals | 43.1248 | -77.6086 | 4 | 4 | 4 | 51583.4509 | 22492.7838 | 3547.1208 | 2 | 1868 |  | 4 | Y | 4 | No | 0 |  | 0 | Plentiful | 4 | Dual Fuel | 3 | Steam Boiler | 2 | 1990 | 2 | Steam | 2 | No | 0 | Zone 5 | 2 | Rochester Gas and Electric | 10.8839 | 3 | Lowest Emissions | 4 | Not NYC |  | 0 | 80
Sisters of Charity Hospital of Buffalo | 2157 Main Street | Buffalo | Erie | Upstate | Not NYC | Hospitals | 42.929 | -78.8498 | 4 | 4 | 4 | 122626.021 | 53470.6487 | 8432.3423 | 3 | 1848 |  | 4 |  | 0 | No | 0 |  | 0 | Plentiful | 4 | Natural Gas | 2 | Steam Boiler | 2 | 1990 | 2 | Steam | 2 | No | 0 | Zone 5 | 2 | National Grid | 8.6003 | 4 | Lowest Emissions | 4 | Not NYC |  | 0 | 79
Amalgamated Warbasse Houses-Block 7250 | 2800 West Fifth Street | Brooklyn | Brooklyn | Downstate/LI/HV | NYC | Multifamily Housing | 40.5813 | -73.9721 | 3 | 2 | 3 | 295233.1299 | 3413.7561 | 20301.6193 | 4 | 1963 |  | 3 |  | 0 | No | 0 |  | 0 | Plentiful | 4 | Natural Gas | 2 | Steam Boiler | 2 | 1963 | 3 | Steam | 2 | Steam | 1 | Zone 4 | 4 | Consolidated Edison | 20.1572 | 0 | Low Emissions | 2 | NYC Natural Gas |  | 2 | 79
Lafayette Boynton Apartments | 875 Boynton Ave | Bronx | Bronx | Downstate/LI/HV | NYC | Multifamily Housing | 40.821 | -73.8771 | 3 | 2 | 3 | 77002.2893 | 2042.2908 | 5295.0398 | 2 | 1971 |  | 3 |  | 0 | No | 0 |  | 0 | Plentiful | 4 | Oil | 4 | Steam Boiler | 2 | 1993 | 2 | Steam | 2 | No | 0 | Zone 4 | 4 | Consolidated Edison | 20.1572 | 0 | Low Emissions | 2 | NYC Oil |  | 4 | 79
St. Catherine of Siena Medical Center | 50 Route 25-A | Smithtown | Suffolk | Downstate/LI/HV | Not NYC | Hospitals | 40.8675 | -73.2203 | 4 | 4 | 4 | 135330.7142 | 59010.4859 | 9305.9768 | 3 | 1962 |  | 3 |  | 0 | No | 0 |  | 0 | Plentiful | 4 | Dual Fuel | 3 | Furnace | 3 | 1990 | 2 | Forced Air | 4 | No | 0 | Zone 4 | 4 | Long Island Power Authority | 18.8148 | 1 | Highest Emissions | 1 | Not NYC |  | 0 | 79
CUNY Brooklyn College | 2900 Bedford Ave | Brooklyn | Brooklyn | Downstate/LI/HV | NYC | Colleges & Universities | 40.6309 | -73.9515 | 2 | 0 | 1 | 166827.0024 | Luna | 11471.8098 | 3 | 1935 |  | 4 | Y | 4 | Yes | 4 | https://www.brooklyn.cuny.edu/web/news/bcnews/bcnews_211012.php#:~:text=The%20entire%20cost%20of%20the,gradually%20over%20approximately%20five%20years. | 4 | Plentiful | 4 | Natural Gas | 2 | District Steam | 2 | 1990 | 2 | Steam | 2 | Steam | 1 | Zone 4 | 4 | Consolidated Edison | 20.1572 | 0 | Low Emissions | 2 | NYC Natural Gas |  | 2 | 79
New York University | 70 Washington Sq South | New York | Manhattan | Manhattan | NYC | Colleges & Universities | 40.7295 | -73.9973 | 2 | 0 | 1 | 849539.7722 | 95635.3252 | 58418.3526 | 4 | 1973 |  | 3 |  | 0 | Yes | 4 |  | 0 | Very Limited | 0 | Natural Gas | 2 | District HW (CHP) | 4 | 2010 | 1 | Hydronic | 4 | HW + CW | 4 | Zone 4 | 4 | Consolidated Edison | 20.1572 | 0 | Low Emissions | 2 | NYC Natural Gas |  | 2 | 78
Boulevard/Linden Campus | 785 Schenk Avenue | Brooklyn | Brooklyn | Downstate/LI/HV | NYC | Multifamily Housing | 40.6612 | -73.8835 | 3 | 2 | 3 | 362271.7429 | 8699.6661 | 24911.5099 | 4 | 1970 |  | 3 | Y | 4 | No | 0 |  | 0 | Plentiful | 4 | Dual Fuel | 3 | Furnace | 3 | 1990 | 2 | Forced Air | 4 | No | 0 | Zone 4 | 4 | Consolidated Edison | 20.1572 | 0 | Low Emissions | 2 | NYC Dual Fuel | Y | 0 | 78
Stony Brook University - Southampton | 70 Tuckahoe Rd | Southampton | Suffolk | Downstate/LI/HV | Not NYC | Colleges & Universities | 40.8905 | -72.4388 | 2 | 0 | 1 | 111967.3061 | 12604.5067 | 7699.3989 | 3 | 1962 |  | 3 | Y | 4 | Yes | 4 | https://sagharborexpress.com/due-to-pandemic-new-southampton-hospital-likely-still-five-years-away-at-best-but-remains-on-track/ | 4 | Plentiful | 4 | Natural Gas | 2 | District Steam (CHP) | 3 | 1995 | 2 | Steam | 2 | Steam + CW | 3 | Zone 4 | 4 | Long Island Power Authority | 18.8148 | 1 | Highest Emissions | 1 | Not NYC |  | 0 | 79
Faxton St. Luke's Healthcare | 1656 Champlin Avenue | Utica | Oneida | Upstate | Not NYC | Hospitals | 43.0906 | -75.2582 | 4 | 4 | 4 | 76992.8373 | 33572.4581 | 5294.3898 | 2 | 1875 |  | 4 |  | 0 | No | 0 |  | 0 | Plentiful | 4 | Natural Gas | 2 | District Steam (CHP) | 3 | 2009 | 1 | Steam | 2 | Steam | 1 | Zone 6 | 1 | National Grid | 8.6003 | 4 | Lowest Emissions | 4 | Not NYC |  | 0 | 78
Good Samaritan Hospital | 255 Lafayette Avenue | Suffern | Rockland | Downstate/LI/HV | Not NYC | Hospitals | 41.1122 | -74.1355 | 4 | 4 | 4 | 84771.2209 | 36964.1951 | 5829.2681 | 2 | 1902 |  | 4 |  | 0 | No | 0 | https://www.westchestermedicalcenter.org/news/project-fact-sheet-westchester-medical-center-heal-535#:~:text=The%20Westchester%20Medical%20Center%20Health,a%20new%2C%20four%2Dstory%20tower | 4 | Plentiful | 4 | Dual Fuel | 3 | Steam Boiler | 2 | 1990 | 2 | Steam | 2 | No | 0 | Zone 5 | 2 | Orange and Rockland Utilities | 13.6883 | 2 | Lowest Emissions | 4 | Not NYC |  | 0 | 78
Veterans Affairs Hudson Valley Health Care System | 2094 Albany Post Road | Montrose | Westchester | Downstate/LI/HV | Not NYC | Hospitals | 41.2489 | -73.9392 | 4 | 4 | 4 | 154517.3938 | 67376.7705 | 10625.3431 | 3 | 1950 |  | 3 |  | 0 | No | 0 |  | 0 | Plentiful | 4 | Dual Fuel | 3 | Furnace | 3 | 1990 | 2 | Forced Air | 4 | No | 0 | Zone 4 | 4 | Consolidated Edison | 20.1572 | 0 | Low Emissions | 2 | Not NYC |  | 0 | 78
Samaritan Hospital | 2215 Burdett Avenue | Troy | Rensselaer | Upstate | Not NYC | Hospitals | 42.7332 | -73.6717 | 4 | 4 | 4 | 59880.3934 | 26110.6366 | 4117.6576 | 2 | 1955 |  | 3 |  | 0 | No | 0 | Troy/RPI distributed energy partnership potential, "Planning for a large expansion of their facility and this will create requirements for additional power" | 4 | Plentiful | 4 | Natural Gas | 2 | Steam Boiler | 2 | 1990 | 2 | Steam | 2 | No | 0 | Zone 5 | 2 | National Grid | 8.6003 | 4 | Lowest Emissions | 4 | Not NYC |  | 0 | 78
Albert Einstein College of Medicine - Yeshiva University | 1300 Morris Park Ave | Bronx | Bronx | Downstate/LI/HV | NYC | Colleges & Universities | 40.8448 | -73.8648 | 2 | 0 | 1 | 2548331.892 | 287901.5133 | 175235.293 | 4 | 1955 | 1973 | 3 |  | 0 | No | 0 |  | 0 | Plentiful | 4 | Natural Gas | 2 | District Steam | 2 | 1954 | 3 | Steam | 2 | Steam + CW | 3 | Zone 4 | 4 | Consolidated Edison | 20.1572 | 0 | Low Emissions | 2 | NYC Natural Gas |  | 2 | 78
North Shore Towers | 270-10 Grand Central Parkway | Queens | Queens | Downstate/LI/HV | NYC | Multifamily Housing | 40.7568 | -73.7152 | 3 | 2 | 3 | 273887.5 | 6747.5992 | 18833.7934 | 4 | 1971 |  | 3 |  | 0 | No | 0 |  | 0 | Plentiful | 4 | Natural Gas | 2 | CHP | 3 | 2014 | 1 | Forced Air | 4 | No | 0 | Zone 4 | 4 | Consolidated Edison | 20.1572 | 0 | Low Emissions | 2 | NYC Natural Gas |  | 2 | 78
Four Winds Hospital | 800 Cross River Road | Katonah | Westchester | Downstate/LI/HV | Not NYC | Hospitals | 41.2633 | -73.624 | 4 | 4 | 4 | 27729.7412 | 12091.4569 | 1906.8275 | 1 | 1978 |  | 3 |  | 0 | No | 0 |  | 0 | Plentiful | 4 | Dual Fuel | 3 | Furnace | 3 | 1990 | 2 | Forced Air | 4 | No | 0 | Zone 4 | 4 | NYS Electric and Gas | 9.6622 | 3 | Low Emissions | 2 | Not NYC |  | 0 | 78
Pilgrim Psychiatric Center | 998 Crooked Hill Road | Brentwood | Suffolk | Downstate/LI/HV | Not NYC | Hospitals | 40.8027 | -73.2852 | 4 | 4 | 4 | 152443.1582 | 66472.3073 | 10482.7089 | 3 | 1931 |  | 4 | Y | 4 | No | 0 |  | 0 | Plentiful | 4 | Dual Fuel | 3 | Steam Boiler | 2 | 1990 | 2 | Steam | 2 | No | 0 | Zone 4 | 4 | Long Island Power Authority | 18.8148 | 1 | Highest Emissions | 1 | Not NYC |  | 0 | 78
Veterans Affairs New York Harbor Healthcare System | 800 Poly Place | Brooklyn | Brooklyn | Downstate/LI/HV | NYC | Hospitals | 40.6087 | -74.0243 | 4 | 4 | 4 | 151853.6618 | 63869.8212 | 10442.1724 | 3 | 1954 |  | 3 |  | 0 | No | 0 |  | 0 | Plentiful | 4 | Dual Fuel | 3 | Steam Boiler | 2 | 1990 | 2 | Forced Air | 4 | No | 0 | Zone 4 | 4 | Consolidated Edison | 20.1572 | 0 | Low Emissions | 2 | NYC Dual Fuel | Y | 0 | 77
State University of New York at New Paltz | 1 Hawk Drive | New Paltz | Ulster | Downstate/LI/HV | Not NYC | Colleges & Universities | 41.7409 | -74.0822 | 2 | 0 | 1 | 125711.8787 | 14151.7758 | 8644.5404 | 3 | 1909 | 2009 | 0 | Y | 4 | No | 0 |  | 0 | Plentiful | 4 | Natural Gas | 2 | District HW | 4 | 1990 | 2 | Hydronic | 4 | HW | 4 | Zone 6 | 1 | Central Hudson Gas and Electric | 13.2296 | 2 | Lowest Emissions | 4 | Not NYC |  | 0 | 78
Stuyvesant Town | 252 First Ave | New York | Manhattan | Manhattan | NYC | Multifamily Housing | 40.7319 | -73.9817 | 3 | 2 | 3 | 340472.5175 | 18955.6997 | 23412.4925 | 4 | 1947 |  | 3 |  | 0 | No | 0 |  | 0 | Plentiful | 4 | Natural Gas | 2 | District Steam | 2 | 1990 | 2 | Steam | 2 | Steam | 1 | Zone 4 | 4 | Consolidated Edison | 20.1572 | 0 | Low Emissions | 2 | NYC Natural Gas |  | 2 | 77
Luna Park Co-Op / Housing Corp | 2885 West 12th Street | Brooklyn | Brooklyn | Downstate/LI/HV | NYC | Multifamily Housing | 40.5771 | -73.9792 | 3 | 2 | 3 | 141879.8767 | 3451.1416 | 9756.328 | 3 | 1961 | 2015 | 0 |  | 0 | No | 0 |  | 0 | Plentiful | 4 | Dual Fuel | 3 | Furnace | 3 | 1990 | 2 | Forced Air | 4 | No | 0 | Zone 4 | 4 | Consolidated Edison | 20.1572 | 0 | Low Emissions | 2 | NYC Dual Fuel |  | 3 | 77
Parker Towers | 104-20 Queens Blvd. | Queens | Queens | Downstate/LI/HV | NYC | Multifamily Housing | 40.724 | -73.8501 | 3 | 2 | 3 | 135430.1979 | 5356.4466 | 9312.8177 | 3 | 1960 |  | 3 |  | 0 | No | 0 |  | 0 | Sufficient | 2 | Dual Fuel | 3 | Furnace | 3 | 1990 | 2 | Forced Air | 4 | No | 0 | Zone 4 | 4 | Consolidated Edison | 20.1572 | 0 | Low Emissions | 2 | NYC Dual Fuel |  | 3 | 77
KVI Mezz Corp. 12 | 30 Monroe St. | New York | Manhattan | Manhattan | NYC | Multifamily Housing | 40.7106 | -73.995 | 3 | 2 | 3 | 118767.8764 | 3506.8189 | 8167.0381 | 3 | 1935 |  | 4 |  | 0 | No | 0 |  | 0 | Limited | 1 | Oil | 4 | Steam Boiler | 2 | 1979 | 3 | Steam | 2 | No | 0 | Zone 4 | 4 | Consolidated Edison | 20.1572 | 0 | Low Emissions | 2 | NYC Oil |  | 4 | 77
Strong Memorial Hospital of the University of Rochester | 601 Elmwood Avenue | Rochester | Monroe | Upstate | Not NYC | Hospitals | 43.1244 | -77.6235 | 4 | 4 | 4 | 221411.4927 | 96545.709 | 15225.2962 | 4 | 1926 |  | 4 |  | 0 | No | 0 | Triple the size of Emergency Department and add outpatient rooms. Aim to complete by 2027 | 4 | Sufficient | 2 | Natural Gas | 2 | CHP | 3 | 2006 | 1 | Steam | 2 | No | 0 | Zone 5 | 2 | Rochester Gas and Electric | 10.8839 | 3 | Lowest Emissions | 4 | Not NYC |  | 0 | 77
Fordham Hill Apartment and Garage | 4 Fordham Hill oval | Bronx | Bronx | Downstate/LI/HV | NYC | Multifamily Housing | 40.8652 | -73.908 | 3 | 2 | 3 | 121704.8462 | 2539.7354 | 8368.998 | 3 | 1950 |  | 3 |  | 0 | No | 0 |  | 0 | Plentiful | 4 | Natural Gas | 2 | Steam Boiler | 2 | 1990 | 2 | Forced Air | 4 | No | 0 | Zone 4 | 4 | Consolidated Edison | 20.1572 | 0 | Low Emissions | 2 | NYC Natural Gas |  | 2 | 76
Staten Island University Hospital | Staten Island University Hospital | Staten Island | Staten Island | Downstate/LI/HV | NYC | Hospitals | 40.5851 | -74.0853 | 4 | 4 | 4 | 194736.9009 | 81906.5599 | 13391.0257 | 3 | 1970 |  | 3 |  | 0 | No | 0 |  | 0 | Plentiful | 4 | Natural Gas | 2 | CHP | 3 | 1997 | 2 | Forced Air | 4 | No | 0 | Zone 4 | 4 | Consolidated Edison | 20.1572 | 0 | Low Emissions | 2 | NYC Natural Gas | Y | 0 | 76
Hudson Valley Community College | 80 Vandenburgh Ave | Troy | Rensselaer | Upstate | Not NYC | Colleges & Universities | 42.6965 | -73.6837 | 1 | 0 | 1 | 36625.1131 | 4123.0025 | 2518.5151 | 1 | 1953 | 2013 | 0 | Y | 4 | Yes | 4 |  | 0 | Plentiful | 4 | Natural Gas | 2 | CHP | 3 | 2005 | 1 | Hydronic | 4 | HW | 4 | Zone 5 | 2 | National Grid | 8.6003 | 4 | Lowest Emissions | 4 | Not NYC |  | 0 | 77
F. F. Thompson Hospital | 350 Parrish Street | Canandaigua | Ontario | Upstate | Not NYC | Hospitals | 42.8748 | -77.2907 | 4 | 4 | 4 | 54510.2038 | 23768.9842 | 3748.3781 | 2 | 1904 |  | 4 |  | 0 | No | 0 |  | 0 | Plentiful | 4 | Dual Fuel | 3 | Steam Boiler | 2 | 1990 | 2 | Steam | 2 | No | 0 | Zone 5 | 2 | Rochester Gas and Electric | 10.8839 | 3 | Lowest Emissions | 4 | Not NYC |  | 0 | 76
St. Elizabeth Medical Center | 2209 Genesee Street | Utica | Oneida | Upstate | Not NYC | Hospitals | 43.0835 | -75.2672 | 4 | 4 | 4 | 51842.7303 | 22605.8417 | 3564.9501 | 2 | 1866 |  | 4 |  | 0 | No | 0 |  | 0 | Plentiful | 4 | Natural Gas | 2 | CHP | 3 | 1990 | 2 | Steam | 2 | No | 0 | Zone 6 | 1 | National Grid | 8.6003 | 4 | Lowest Emissions | 4 | Not NYC |  | 0 | 76
Cornell University | 300 Day Hall | Ithaca | Tompkins | Upstate | Not NYC | Colleges & Universities | 42.718 | -73.7107 | 2 | 0 | 1 | 382469.8745 | 43055.8192 | 26300.4284 | 4 | 1868 | 2020 | 0 |  | 0 | Yes | 4 | https://alumni.cornell.edu/cornellians/north-campus-new-buildings-shape-community/ | 4 | Plentiful | 4 | Natural Gas | 2 | District Steam (CHP) | 3 | 2009 | 1 | Steam | 2 | Steam + CW | 3 | Zone 6 | 1 | National Grid | 8.6003 | 4 | Lowest Emissions | 4 | Not NYC |  | 0 | 76
Columbia University in the City of New York | West 116 St and Broadway | New York | Manhattan | Manhattan | NYC | Colleges & Universities | 40.808 | -73.9638 | 2 | 0 | 1 | 1085045.0337 | 122584.5457 | 74612.8026 | 4 | 1754 | 1969 | 4 |  | 0 | Yes | 4 |  | 0 | Sufficient | 2 | Oil | 4 | Steam Boiler | 2 | 1990 | 2 | Steam | 2 | No | 0 | Zone 4 | 4 | Consolidated Edison | 20.1572 | 0 | Low Emissions | 2 | NYC Oil |  | 4 | 76
University of Rochester | Wilson Blvd. - Wallis Hall | Rochester | Monroe | Upstate | Not NYC | Colleges & Universities | 43.1264 | -77.6312 | 2 | 0 | 1 | 193561.3964 | 21789.8063 | 13310.1925 | 3 | 1817 | 1958 | 4 |  | 0 | Yes | 4 |  | 0 | Plentiful | 4 | Natural Gas | 2 | District Steam (CHP) | 3 | 2006 | 1 | Steam | 2 | Steam + CW | 3 | Zone 5 | 2 | Rochester Gas and Electric | 10.8839 | 3 | Lowest Emissions | 4 | Not NYC |  | 0 | 76
West Point Mil Reservation |  | West Point | Orange | Downstate/LI/HV | Not NYC | Military | 41.3952 | -73.955 | 3 | 2 | 3 | 782471.5768 | 113938.8436 | 53806.4278 | 4 | 1802 | 1902 | 4 | Y | 4 | No | 0 |  | 0 | Plentiful | 4 | Natural Gas | 2 | CHP | 3 | 1990 | 2 | Steam | 2 | No | 0 | Zone 5 | 2 | Orange and Rockland Utilities | 13.6883 | 2 | Lowest Emissions | 4 | Not NYC |  | 0 | 76
Watervliet Arsenal |  | Troy | Rensselaer | Upstate | Not NYC | Military | 42.718 | -73.7107 | 3 | 2 | 2 | 159554.0929 | 23233.3153 | 10971.6903 | 3 | 1813 |  | 4 | Y | 4 | No | 0 |  | 0 | Plentiful | 4 | Dual Fuel | 3 | Steam Boiler | 2 | 1990 | 2 | Steam | 2 | No | 0 | Zone 5 | 2 | National Grid | 8.6003 | 4 | Lowest Emissions | 4 | Not NYC |  | 0 | 76
CUNY York College | 94-20 Guy R. Brewer Blvd | Jamaica | Queens | Downstate/LI/HV | NYC | Colleges & Universities | 40.7023 | -73.796 | 2 | 0 | 1 | 96690.4241 | 10923.7417 | 6648.8886 | 2 | 1982 | 2009 | 0 | Y | 4 | Yes | 4 | https://www.cuny.edu/wp-content/uploads/sites/4/page-assets/about/administration/offices/fpcm/departments/capital-budget/individual-college-five-year-and-reso-a-capital-requests-21-22/YorkSummary.pdf#:~:text=With%20gratitude%20to%20our%20elected%20officials%2C%20community%20leaders%2C,Arts%20Center%20renovation%2C%20and%20the%20Track%20andField%20upgrade. | 4 | Plentiful | 4 | Dual Fuel | 3 | Steam Boiler | 2 | 1990 | 2 | Hydronic | 4 | No | 0 | Zone 4 | 4 | Consolidated Edison | 20.1572 | 0 | Low Emissions | 2 | NYC Dual Fuel |  | 3 | 76
Bronx River Campus | 1455 Harrod Avenue | Bronx | Bronx | Downstate/LI/HV | NYC | Multifamily Housing | 40.8358 | -73.8755 | 3 | 2 | 3 | 163963.3473 | 4009.3206 | 11274.8914 | 3 | 1966 |  | 3 | Y | 4 | No | 0 |  | 0 | Plentiful | 4 | Dual Fuel | 3 | Furnace | 3 | 1990 | 2 | Forced Air | 4 | No | 0 | Zone 4 | 4 | Consolidated Edison | 20.1572 | 0 | Low Emissions | 2 | NYC Dual Fuel | Y | 0 | 75
Nassau University Medical Center | 2201 Hempstead Turnpike | East Meadow | Nassau | Downstate/LI/HV | Not NYC | Hospitals | 40.7254 | -73.5542 | 4 | 4 | 4 | 129626.5663 | 56523.212 | 8913.7327 | 3 | 1974 |  | 3 | Y | 4 | No | 0 |  | 0 | Plentiful | 4 | Natural Gas | 2 | Steam Boiler | 2 | 1974 | 3 | Steam | 2 | No | 0 | Zone 4 | 4 | Long Island Power Authority | 18.8148 | 1 | Highest Emissions | 1 | Not NYC |  | 0 | 76
H-047 Warbasse House: Amalgamated Warbasse Houses, Inc. | 2701 West 6 St, HH | Brooklyn | Brooklyn | Downstate/LI/HV | NYC | Multifamily Housing | 40.5821 | -73.9743 | 3 | 2 | 3 | 733641.9514 | 8314.6436 | 50448.673 | 4 | 1963 |  | 3 |  | 0 | No | 0 |  | 0 | Plentiful | 4 | Natural Gas | 2 | Steam Boiler | 2 | 1963 | 3 | Steam | 2 | No | 0 | Zone 4 | 4 | Consolidated Edison | 20.1572 | 0 | Low Emissions | 2 | NYC Natural Gas |  | 2 | 75
Amalgamated Warbasse Houses-Block 7253 | 2800 West Fifth Street | Brooklyn | Brooklyn | Downstate/LI/HV | NYC | Multifamily Housing | 40.5813 | -73.9721 | 3 | 2 | 3 | 438849.6506 | 4900.8875 | 30177.3671 | 4 | 1963 |  | 3 |  | 0 | No | 0 |  | 0 | Plentiful | 4 | Natural Gas | 2 | Steam Boiler | 2 | 1963 | 3 | Steam | 2 | No | 0 | Zone 4 | 4 | Consolidated Edison | 20.1572 | 0 | Low Emissions | 2 | NYC Natural Gas |  | 2 | 75
Eastchester Heights | 3465 Fish Avenue | Bronx | Bronx | Downstate/LI/HV | NYC | Multifamily Housing | 40.8771 | -73.8506 | 3 | 2 | 3 | 79567.5754 | 1002.7693 | 5471.4409 | 2 | 1935 |  | 4 |  | 0 | No | 0 |  | 0 | Sufficient | 2 | Oil | 4 | Steam Boiler | 2 | 1990 | 2 | Steam | 2 | No | 0 | Zone 4 | 4 | Consolidated Edison | 20.1572 | 0 | Low Emissions | 2 | NYC Oil |  | 4 | 75
Eastchester Heights | 3468 Fenton Avenue | Bronx | Bronx | Downstate/LI/HV | NYC | Multifamily Housing | 40.8778 | -73.8484 | 3 | 2 | 3 | 63888.7859 | 756.6844 | 4393.2936 | 2 | 1935 |  | 4 |  | 0 | No | 0 |  | 0 | Sufficient | 2 | Oil | 4 | Steam Boiler | 2 | 1990 | 2 | Steam | 2 | No | 0 | Zone 4 | 4 | Consolidated Edison | 20.1572 | 0 | Low Emissions | 2 | NYC Oil |  | 4 | 75
Erie County Medical Center | 462 Grider Street | Buffalo | Erie | Upstate | Not NYC | Hospitals | 42.9274 | -78.8293 | 4 | 4 | 4 | 154186.0051 | 67232.2697 | 10602.5553 | 3 | 1978 |  | 3 |  | 0 | No | 0 |  | 0 | Plentiful | 4 | Natural Gas | 1 | Steam Boiler | 2 | 1990 | 2 | Steam | 2 | No | 0 | Zone 5 | 2 | National Grid | 8.6003 | 4 | Lowest Emissions | 4 | Not NYC |  | 0 | 75
Peter Cooper Village | 360 First Avenue | New York | Manhattan | Manhattan | NYC | Multifamily Housing | 40.7356 | -73.9789 | 3 | 2 | 3 | 109640.9593 | 5793.7642 | 7539.4283 | 3 | 1947 |  | 3 |  | 0 | No | 0 |  | 0 | Plentiful | 4 | Natural Gas | 2 | District Steam | 2 | 1990 | 2 | Steam | 2 | Steam | 1 | Zone 4 | 4 | Consolidated Edison | 20.1572 | 0 | Low Emissions | 2 | NYC Natural Gas |  | 2 | 74
25 Boerum St - 44350 | 25 Boerum St | Brooklyn | Brooklyn | Downstate/LI/HV | NYC | Multifamily Housing | 40.7056 | -73.9492 | 3 | 2 | 3 | 75228.4511 | 1772.8106 | 5173.0623 | 2 | 1963 |  | 3 |  | 0 | No | 0 |  | 0 | Sufficient | 2 | Dual Fuel | 3 | Furnace | 3 | 1990 | 2 | Forced Air | 4 | No | 0 | Zone 4 | 4 | Consolidated Edison | 20.1572 | 0 | Low Emissions | 2 | NYC Dual Fuel |  | 3 | 74
Dayton Towers ( 7600 Share Front Parkway & 1-50 Beach 77th Street) | 7600 Shore Front Parkway | Queens | Queens | Downstate/LI/HV | NYC | Multifamily Housing | 40.5874 | -73.8035 | 3 | 2 | 3 | 72325.7668 | 2857.6977 | 4973.4601 | 2 | 1968 | 2013 | 0 |  | 0 | No | 0 |  | 0 | Plentiful | 4 | Dual Fuel | 3 | Furnace | 3 | 1990 | 2 | Forced Air | 4 | No | 0 | Zone 4 | 4 | Consolidated Edison | 20.1572 | 0 | Low Emissions | 2 | NYC Dual Fuel |  | 3 | 74
Ocean Park Apartments | 125 Beach 17th St | Queens | Queens | Downstate/LI/HV | NYC | Multifamily Housing | 40.5943 | -73.7521 | 3 | 2 | 3 | 67157.2141 | 1559.677 | 4618.0461 | 2 | 1971 |  | 3 |  | 0 | No | 0 |  | 0 | Sufficient | 2 | Dual Fuel | 3 | Furnace | 3 | 1990 | 2 | Forced Air | 4 | No | 0 | Zone 4 | 4 | Consolidated Edison | 20.1572 | 0 | Low Emissions | 2 | NYC Dual Fuel |  | 3 | 74
Eastchester Road Residence Complex | 1915-1925 Eastchester Avenue | Bronx | Bronx | Downstate/LI/HV | NYC | Multifamily Housing | 40.852 | -73.8442 | 3 | 2 | 3 | 64977.2588 | 1006.2835 | 4468.1421 | 2 | 1972 |  | 3 |  | 0 | No | 0 |  | 0 | Sufficient | 2 | Dual Fuel | 3 | Furnace | 3 | 1990 | 2 | Forced Air | 4 | No | 0 | Zone 4 | 4 | Consolidated Edison | 20.1572 | 0 | Low Emissions | 2 | NYC Dual Fuel |  | 3 | 74
United Memorial Medical Center | 127 North Street | Batavia | Genesee | Upstate | Not NYC | Hospitals | 43.0041 | -78.1774 | 4 | 4 | 4 | 35570.1329 | 15510.2324 | 2445.9697 | 1 | 2000 |  | 0 |  | 0 | No | 0 | https://www.wgrz.com/article/news/local/united-memorial-medical-center-moves-ahead-with-10-million-expansion/71-8c69e9a5-c16a-4ad8-a973-2f47949ed0d3 | 4 | Plentiful | 4 | Natural Gas | 2 | CHP | 3 | 2000 | 1 | Forced Air | 4 | No | 0 | Zone 5 | 2 | National Grid | 8.6003 | 4 | Lowest Emissions | 4 | Not NYC |  | 0 | 74
SUNY College at Potsdam | 44 Pierrepont Ave | Potsdam | St. Lawrence | Upstate | Not NYC | Colleges & Universities | 44.6621 | -74.9738 | 2 | 0 | 1 | 59607.2054 | 6710.1679 | 4098.8719 | 2 | 1816 |  | 4 | Y | 4 | No | 0 |  | 0 | Plentiful | 4 | Natural Gas | 2 | District Steam (CHP) | 3 | 2014 | 1 | Steam | 2 | Steam + CW | 3 | Zone 6 | 1 | National Grid | 8.6003 | 4 | Lowest Emissions | 4 | Not NYC |  | 0 | 74
City University of New York | 205 E 42nd Street | Manhattan | Manhattan | Manhattan | NYC | Colleges & Universities | 40.7511 | -73.9736 | 2 | 0 | 1 | 1025557.331 | 115863.8357 | 70522.1482 | 4 | 1927 | 1961 | 4 | Y | 4 | No | 0 | https://www.cuny.edu/about/administration/offices/fpcm/buildings/future/ | 4 | Very Limited | 0 | Natural Gas | 2 | District Steam | 2 | 1990 | 2 | Steam | 2 | Steam + CW | 3 | Zone 4 | 4 | Consolidated Edison | 20.1572 | 0 | Low Emissions | 2 | NYC Natural Gas |  | 2 | 74
St. Barnabas Hospital | St. Barnabas Hospital | Bronx | Bronx | Downstate/LI/HV | NYC | Hospitals | 40.8537 | -73.8902 | 4 | 4 | 4 | 193855.7384 | 81535.942 | 13330.4328 | 3 | 1874 | 1969 | 4 |  | 0 | No | 0 |  | 0 | Plentiful | 4 | Dual Fuel | 3 | Steam Boiler | 2 | 1990 | 2 | Steam | 2 | No | 0 | Zone 4 | 4 | Consolidated Edison | 20.1572 | 0 | Low Emissions | 2 | NYC Dual Fuel | Y | 0 | 73
Throggs Neck Campus | 2731 Sampson Avenue | Bronx | Bronx | Downstate/LI/HV | NYC | Multifamily Housing | 40.8186 | -73.8241 | 3 | 2 | 3 | 222379.7372 | 4759.7017 | 15291.8772 | 4 | 1873 | 1938 | 4 | Y | 4 | No | 0 |  | 0 | Plentiful | 4 | Dual Fuel | 3 | Steam Boiler | 2 | 1990 | 2 | Steam | 2 | No | 0 | Zone 4 | 4 | Consolidated Edison | 20.1572 | 0 | Low Emissions | 2 | NYC Dual Fuel | Y | 0 | 73
South Beach Psychiatric Center | 777 Seaview Ave | Staten Island | Staten Island | Downstate/LI/HV | NYC | Hospitals | 40.5827 | -74.0797 | 4 | 4 | 4 | 99865.0774 | 42003.364 | 6867.1927 | 2 | 1968 | 2019 | 0 | Y | 4 | No | 0 |  | 0 | Plentiful | 4 | Dual Fuel | 3 | Furnace | 3 | 1990 | 2 | Forced Air | 4 | No | 0 | Zone 4 | 4 | Consolidated Edison | 20.1572 | 0 | Low Emissions | 2 | NYC Dual Fuel | Y | 0 | 73
West Brighton I/West Brighton II Campus | 820 Henderson Ave | Staten Island | Staten Island | Downstate/LI/HV | NYC | Multifamily Housing | 40.6364 | -74.1196 | 3 | 2 | 3 | 68582.344 | 1729.682 | 4716.0447 | 2 | 1950 |  | 3 | Y | 4 | No | 0 | https://www.silive.com/news/2022/03/staten-island-may-be-getting-a-new-125-unit-nycha-apartment-building.html | 4 | Sufficient | 2 | Dual Fuel | 3 | District Steam | 2 | 1990 | 2 | Forced Air | 4 | Steam | 1 | Zone 4 | 4 | Consolidated Edison | 20.1572 | 0 | Low Emissions | 2 | NYC Dual Fuel | Y | 0 | 73
SUNY College of Environmental Science and Forestry | One Forestry Dr. | Syracuse | Onondaga | Upstate | Not NYC | Colleges & Universities | 43.0348 | -76.1387 | 2 | 0 | 1 | 36774.6712 | 4139.8387 | 2528.7994 | 1 | 1911 |  | 4 | Y | 4 | Yes | 4 | https://sucf.suny.edu/sites/default/files/docs/esf.pdf | 4 | Plentiful | 4 | Dual Fuel | 3 | CHP | 3 | 2013 | 1 | Steam | 2 | Steam | 1 | Zone 5 | 2 | National Grid | 8.6003 | 4 | Lowest Emissions | 4 | Not NYC |  | 0 | 74
Esplanade Gardens | 700 Esplanade Gardens Plaza | Manhattan | Manhattan | Manhattan | NYC | Multifamily Housing | 40.8206 | -73.9353 | 3 | 2 | 3 | 229554.4632 | 5657.2391 | 15785.2451 | 4 | 1967 |  | 3 |  | 0 | No | 0 |  | 0 | Sufficient | 2 | Dual Fuel | 3 | Steam Boiler | 2 | 1990 | 2 | Steam | 2 | No | 0 | Zone 4 | 4 | Consolidated Edison | 20.1572 | 0 | Low Emissions | 2 | NYC Dual Fuel |  | 3 | 73
(7081) - Morningside Heights | 70 Lasalle St | New York | Manhattan | Manhattan | NYC | Multifamily Housing | 40.8126 | -73.9574 | 3 | 2 | 3 | 95426.5555 | 3212.0935 | 6561.979 | 2 | 1957 |  | 3 |  | 0 | No | 0 |  | 0 | Plentiful | 4 | Dual Fuel | 3 | Steam Boiler | 2 | 1990 | 2 | Steam | 2 | No | 0 | Zone 4 | 4 | Consolidated Edison | 20.1572 | 0 | Low Emissions | 2 | NYC Dual Fuel |  | 3 | 73
(7354-7356) - Kips Bay Towers | 300/330 E 33 && 333/343 E 30 St | New York | Manhattan | Manhattan | NYC | Multifamily Housing | 40.7432 | -73.9755 | 3 | 2 | 3 | 75324.9898 | 2750.9561 | 5179.7008 | 2 | 1962 | 2018 | 0 |  | 0 | No | 0 |  | 0 | Plentiful | 4 | Dual Fuel | 3 | Steam Boiler | 2 | 1990 | 2 | Hydronic | 4 | No | 0 | Zone 4 | 4 | Consolidated Edison | 20.1572 | 0 | Low Emissions | 2 | NYC Dual Fuel |  | 3 | 73
Yeshiva University | 500 W 185th St | New York | Manhattan | Manhattan | NYC | Colleges & Universities | 40.851 | -73.9298 | 2 | 0 | 1 | 281999.4504 | 31859.2993 | 19391.6093 | 4 | 1886 |  | 4 |  | 0 | Yes | 4 |  | 0 | Limited | 1 | Oil | 4 | Steam Boiler | 2 | 1990 | 2 | Steam | 2 | No | 0 | Zone 4 | 4 | Consolidated Edison | 20.1572 | 0 | Low Emissions | 2 | NYC Oil |  | 4 | 73
Canandaigua Veterans Affairs Medical Center | 400 Fort Hill Avenue | Canandaigua | Ontario | Upstate | Not NYC | Hospitals | 42.9011 | -77.2705 | 4 | 4 | 4 | 55731.9221 | 24301.7102 | 3832.3892 | 2 | 1932 |  | 4 |  | 0 | No | 0 |  | 0 | Plentiful | 4 | Biomass | 1 | CHP | 3 | 1990 | 2 | Steam | 2 | No | 0 | Zone 5 | 2 | Rochester Gas and Electric | 10.8839 | 3 | Lowest Emissions | 4 | Not NYC |  | 0 | 73
SUNY Buffalo State | 1300 Elmwood Ave | Buffalo | Erie | Upstate | Not NYC | Colleges & Universities | 42.9338 | -78.8821 | 2 | 0 | 1 | 158132.7479 | 17801.4936 | 10873.9519 | 3 | 1871 |  | 4 | Y | 4 | Yes | 4 |  | 0 | Plentiful | 4 | Natural Gas | 2 | District Steam | 2 | 2016 | 1 | Steam | 2 | Steam | 1 | Zone 5 | 2 | National Grid | 8.6003 | 4 | Lowest Emissions | 4 | Not NYC |  | 0 | 73
Niagara Falls |  | Niagara Falls | Niagara | Upstate | Not NYC | Military | 43.1197 | -78.9426 | 3 | 2 | 2 | 75943.8076 | 11058.4843 | 5222.2536 | 2 | 1942 |  | 4 | Y | 4 | No | 0 |  | 0 | Plentiful | 4 | Dual Fuel | 3 | Steam Boiler | 2 | 1990 | 2 | Steam | 2 | No | 0 | Zone 5 | 2 | National Grid | 8.6003 | 4 | Lowest Emissions | 4 | Not NYC |  | 0 | 73
Central New York Psychiatric Center | 9005 Old River Road | Marcy | Oneida | Upstate | Not NYC | Hospitals | 43.1551 | -75.2751 | 4 | 4 | 4 | 63510.3057 | 27693.4473 | 4367.2675 | 2 | 1889 | 2021 | 0 | Y | 4 | No | 0 |  | 0 | Plentiful | 4 | Dual Fuel | 3 | Steam Boiler | 2 | 1990 | 2 | Steam | 2 | No | 0 | Zone 6 | 1 | National Grid | 8.6003 | 4 | Lowest Emissions | 4 | Not NYC |  | 0 | 73
Stewart IAP |  | Newburgh | Orange | Downstate/LI/HV | Not NYC | Military | 41.5071 | -74.0815 | 3 | 2 | 3 | 60597.1674 | 8823.7981 | 4166.9464 | 2 | 1930 |  | 4 | Y | 4 | No | 0 |  | 0 | Plentiful | 4 | Natural Gas | 2 | Steam Boiler | 2 | 1990 | 2 | Steam | 2 | No | 0 | Zone 5 | 2 | National Grid | 8.6003 | 4 | Lowest Emissions | 4 | Not NYC |  | 0 | 73
Richard H. Hutchings Psychiatric Center | 620 Madison Street | Syracuse | Onondaga | Upstate | Not NYC | Hospitals | 43.0452 | -76.1396 | 4 | 4 | 4 | 38878.7577 | 16952.9467 | 2673.4863 | 1 | 1972 |  | 3 | Y | 4 | No | 0 |  | 0 | Limited | 1 | Natural Gas | 2 | Furnace | 3 | 1990 | 2 | Forced Air | 4 | No | 0 | Zone 5 | 2 | National Grid | 8.6003 | 4 | Lowest Emissions | 4 | Not NYC |  | 0 | 73
CUNY Queens College | 65-30 Kissena Blvd | Flushing | Queens | Downstate/LI/HV | NYC | Colleges & Universities | 40.7362 | -73.8161 | 2 | 0 | 1 | 199148.0418 | 22499.0406 | 13694.3565 | 3 | 1937 | 2000 | 0 | Y | 4 | Yes | 4 | https://www.qc.cuny.edu/CS/2021/Queens_College_Strategic_Plan_2021_2026.pdf | 4 | Plentiful | 4 | Dual Fuel | 3 | Steam Boiler | 2 | 1990 | 2 | Steam | 2 | No | 0 | Zone 4 | 4 | Consolidated Edison | 20.1572 | 0 | Low Emissions | 2 | NYC Dual Fuel |  | 3 | 73
Clason Point Gardens/Soundview Campus | 865 Noble Avenue | Bronx | Bronx | Downstate/LI/HV | NYC | Multifamily Housing | 40.8224 | -73.8684 | 3 | 2 | 3 | 261119.7556 | 5137.7206 | 17955.8232 | 4 | 1946 |  | 3 | Y | 4 | No | 0 |  | 0 | Sufficient | 2 | Dual Fuel | 3 | Furnace | 3 | 1990 | 2 | Forced Air | 4 | No | 0 | Zone 4 | 4 | Consolidated Edison | 20.1572 | 0 | Low Emissions | 2 | NYC Dual Fuel | Y | 0 | 72
Albany/Albany II Campus | 180 Troy Avenue | Brooklyn | Brooklyn | Downstate/LI/HV | NYC | Multifamily Housing | 40.6732 | -73.9369 | 3 | 2 | 3 | 97264.8922 | 3127.553 | 6688.3917 | 2 | 1950 |  | 3 | Y | 4 | No | 0 |  | 0 | Plentiful | 4 | Dual Fuel | 3 | Furnace | 3 | 1990 | 2 | Forced Air | 4 | No | 0 | Zone 4 | 4 | Consolidated Edison | 20.1572 | 0 | Low Emissions | 2 | NYC Dual Fuel | Y | 0 | 72
West Farms Square | 1 West Farms Square Plaza | Bronx | Bronx | Downstate/LI/HV | NYC | Multifamily Housing | 40.8407 | -73.8811 | 3 | 2 | 3 | 90212.3425 | 1145.3314 | 6203.4252 | 2 | 1971 |  | 3 | Y | 4 | No | 0 |  | 0 | Plentiful | 4 | Dual Fuel | 3 | Furnace | 3 | 1990 | 2 | Forced Air | 4 | No | 0 | Zone 4 | 4 | Consolidated Edison | 20.1572 | 0 | Low Emissions | 2 | NYC Dual Fuel | Y | 0 | 72
Creedmoor Psychiatric Center | 79-25 Winchester Boulevard | Jamaica | Queens | Downstate/LI/HV | NYC | Hospitals | 40.7396 | -73.7334 | 4 | 4 | 4 | 88401.1332 | 38547.0058 | 6078.8779 | 2 | 1957 |  | 3 | Y | 4 | No | 0 |  | 0 | Plentiful | 4 | Dual Fuel | 3 | Steam Boiler | 2 | 1990 | 2 | Steam | 2 | No | 0 | Zone 4 | 4 | Consolidated Edison | 20.1572 | 0 | Low Emissions | 2 | NYC Dual Fuel | Y | 0 | 72
SUNY College at Brockport | 350 New Campus Dr | Brockport | Monroe | Upstate | Not NYC | Colleges & Universities | 43.2119 | -77.9472 | 2 | 0 | 1 | 138141.8173 | 15551.0525 | 9499.2814 | 3 | 1841 |  | 4 | Y | 4 | Yes | 4 |  | 0 | Plentiful | 4 | Dual Fuel | 3 | Steam Boiler | 2 | 1990 | 2 | Steam | 2 | No | 0 | Zone 5 | 2 | National Grid | 8.6003 | 4 | Lowest Emissions | 4 | Not NYC |  | 0 | 73
Rome Memorial Hospital | 1500 North James Street | Rome | Oneida | Upstate | Not NYC | Hospitals | 43.229 | -75.444 | 4 | 4 | 4 | 32608.4489 | 14218.8004 | 2242.3104 | 1 | 1884 |  | 4 |  | 0 | No | 0 | https://www.uticaod.com/story/news/2021/02/16/rome-health-build-13-1-million-physician-center-main-campus/6766423002/ | 4 | Limited | 1 | Natural Gas | 2 | CHP | 3 | 2011 | 1 | Hydronic | 4 | No | 0 | Zone 6 | 1 | National Grid | 8.6003 | 4 | Lowest Emissions | 4 | Not NYC |  | 0 | 72
KALEIDA Health | 100 High Street | Buffalo | Erie | Upstate | Not NYC | Hospitals | 42.9005 | -78.8656 | 4 | 4 | 4 | 343670.5933 | 149856.3634 | 23632.4073 | 4 | 1855 | 1986 | 2 |  | 0 | No | 0 |  | 0 | Sufficient | 2 | Natural Gas | 2 | Steam Boiler | 2 | 1990 | 2 | Steam | 2 | No | 0 | Zone 5 | 2 | National Grid | 8.6003 | 4 | Lowest Emissions | 4 | Not NYC |  | 0 | 72
Upstate University Hospital | 750 East Adams Street | Syracuse | Onondaga | Upstate | Not NYC | Hospitals | 43.0425 | -76.1405 | 4 | 4 | 4 | 168259.2048 | 73368.8393 | 11570.2947 | 3 | 1964 |  | 3 |  | 0 | No | 0 |  | 0 | Very Limited | 0 | Natural Gas | 2 | Furnace | 3 | 1990 | 2 | Forced Air | 4 | No | 0 | Zone 5 | 2 | National Grid | 8.6003 | 4 | Lowest Emissions | 4 | Not NYC |  | 0 | 72
Orange Regional Medical Center | 707 East Main Street | Middletown | Orange | Downstate/LI/HV | Not NYC | Hospitals | 41.4427 | -74.4099 | 4 | 4 | 4 | 67593.209 | 29473.783 | 4648.0271 | 2 | 2016 |  | 0 |  | 0 | No | 0 |  | 0 | Plentiful | 4 | Natural Gas | 2 | HW Boiler | 4 | 1990 | 2 | Hydronic | 4 | No | 0 | Zone 5 | 2 | Orange and Rockland Utilities | 13.6883 | 2 | Lowest Emissions | 4 | Not NYC |  | 0 | 72
Putnam Hospital Center | 670 Stoneleigh Avenue | Carmel | Putnam | Downstate/LI/HV | Not NYC | Hospitals | 41.3864 | -73.6639 | 4 | 4 | 4 | 32385.847 | 14121.7356 | 2227.0032 | 1 | 1962 | 2001 | 0 |  | 0 | No | 0 |  | 0 | Plentiful | 4 | Dual Fuel | 3 | Furnace | 3 | 1990 | 2 | Forced Air | 4 | No | 0 | Zone 5 | 2 | NYS Electric and Gas | 9.6622 | 3 | Lowest Emissions | 4 | Not NYC |  | 0 | 72
25 Moore Street - 44353 | 25 Moore Street | Brooklyn | Brooklyn | Downstate/LI/HV | NYC | Multifamily Housing | 40.7039 | -73.9454 | 3 | 2 | 3 | 108421.9778 | 1732.76 | 7455.6054 | 3 | 1973 |  | 3 |  | 0 | No | 0 |  | 0 | Plentiful | 4 | Natural Gas | 2 | Steam Boiler | 2 | 1973 | 3 | Steam | 2 | No | 0 | Zone 4 | 4 | Consolidated Edison | 20.1572 | 0 | Low Emissions | 2 | NYC Natural Gas |  | 2 | 72
Ithaca College | 953 Danby Road | Ithaca | Tompkins | Upstate | Not NYC | Colleges & Universities | 42.4222 | -76.4941 | 2 | 0 | 1 | 108280.0531 | 12189.4212 | 7445.846 | 3 | 1963 |  | 3 |  | 0 | Yes | 4 |  | 0 | Plentiful | 4 | Natural Gas | 2 | HW Boiler | 4 | 1990 | 2 | Hydronic | 4 | No | 0 | Zone 6 | 1 | National Grid | 8.6003 | 4 | Lowest Emissions | 4 | Not NYC |  | 0 | 72
University at Buffalo - South Campus | 12 Capen Hall | Buffalo | Erie | Upstate | Not NYC | Colleges & Universities | 42.9544 | -78.8183 | 2 | 0 | 1 | 142481.3757 | 16039.5701 | 9797.6899 | 3 | 1921 |  | 4 | Y | 4 | No | 0 | https://www.buffalo.edu/content/dam/www/administrative-services/facilities/Facilities-Master-Plan/UB_FMP_PhaseV-Facilities-Master-Plan-Final-Recommendation-D-South-Campus.pdf | 4 | Plentiful | 4 | Natural Gas | 2 | District Steam | 1 | 2004 | 1 | Steam | 2 | Steam | 1 | Zone 5 | 2 | National Grid | 8.6003 | 4 | Lowest Emissions | 4 | Not NYC |  | 0 | 72
Green Haven Correctional Facility | 594 State Route 216 | Stormville | Dutchess | Downstate/LI/HV | Not NYC | Correctional Facilities | 41.5824 | -73.7168 | 3 | 1 | 1 | 77109.5265 | 42303.143 | 5302.4139 | 2 | 1949 |  | 3 | Y | 4 | No | 0 |  | 0 | Plentiful | 4 | Dual Fuel | 3 | Furnace | 3 | 1990 | 2 | Forced Air | 4 | No | 0 | Zone 5 | 2 | NYS Electric and Gas | 9.6622 | 3 | Lowest Emissions | 4 | Not NYC |  | 0 | 72
5901 Palisade Ave (Nursing Home & Maintenance Building) | 5901 Palisade Avenue | Bronx | Bronx | Downstate/LI/HV | NYC | Nursing Homes | 40.9101 | -73.9092 | 4 | 3 | 4 | 67948.6504 | 4249.1607 | 4672.469 | 2 | 1985 | 2012 | 0 |  | 0 | No | 0 |  | 0 | Sufficient | 2 | Dual Fuel | 3 | Steam Boiler | 2 | 1990 | 2 | Hydronic | 4 | No | 0 | Zone 4 | 4 | Consolidated Edison | 20.1572 | 0 | Low Emissions | 2 | NYC Dual Fuel |  | 3 | 72
Douglass I/Douglass II Campus | 825 Columbus Avenue | Manhattan | Manhattan | Manhattan | NYC | Multifamily Housing | 40.7957 | -73.9649 | 3 | 2 | 3 | 237765.4911 | 5266.1344 | 16349.8741 | 4 | 1958 |  | 3 | Y | 4 | No | 0 |  | 0 | Plentiful | 4 | Dual Fuel | 3 | Steam Boiler | 2 | 1990 | 2 | Steam | 2 | No | 0 | Zone 4 | 4 | Consolidated Edison | 20.1572 | 0 | Low Emissions | 2 | NYC Dual Fuel | Y | 0 | 71
Brownsville/Van Dyke I/Van Dyke II/Woodson Campus | 284 Sutter Avenue | Brooklyn | Brooklyn | Downstate/LI/HV | NYC | Multifamily Housing | 40.667 | -73.9096 | 3 | 2 | 3 | 449563.9399 | 8940.9682 | 30914.1321 | 4 | 1954 |  | 3 | Y | 4 | No | 0 |  | 0 | Plentiful | 4 | Natural Gas | 2 | Steam Boiler | 2 | 1954 | 3 | Steam | 2 | No | 0 | Zone 4 | 4 | Consolidated Edison | 20.1572 | 0 | Low Emissions | 2 | NYC Natural Gas | Y | 0 | 71
St. Lawrence Psychiatric Center | 1 Chimney Point Drive | Ogdensburg | St. Lawrence | Upstate | Not NYC | Hospitals | 44.7161 | -75.4509 | 4 | 4 | 4 | 42767.9495 | 18648.8152 | 2940.9255 | 1 | 1887 |  | 4 | Y | 4 | No | 0 |  | 0 | Sufficient | 2 | Dual Fuel | 3 | Steam Boiler | 2 | 1990 | 2 | Steam | 2 | No | 0 | Zone 6 | 1 | National Grid | 8.6003 | 4 | Lowest Emissions | 4 | Not NYC |  | 0 | 72
NYU Winthrop Hospital | 259 First Street | Mineola | Nassau | Downstate/LI/HV | Not NYC | Hospitals | 40.7416 | -73.6433 | 4 | 4 | 4 | 137404.9499 | 59914.9491 | 9448.611 | 3 | 1896 |  | 4 |  | 0 | No | 0 |  | 0 | Plentiful | 4 | Natural Gas | 2 | CHP | 3 | 2016 | 1 | Steam | 2 | No | 0 | Zone 4 | 4 | Long Island Power Authority | 18.8148 | 1 | Highest Emissions | 1 | Not NYC |  | 0 | 71
Oneida Healthcare | 321 Genesee Street | Oneida | Madison | Upstate | Not NYC | Hospitals | 43.0786 | -75.6543 | 4 | 4 | 4 | 31840.9675 | 13884.1428 | 2189.5348 | 1 | 1972 | 2012 | 0 |  | 0 | No | 0 |  | 0 | Plentiful | 4 | Natural Gas | 2 | Furnace | 3 | 1990 | 2 | Forced Air | 4 | No | 0 | Zone 6 | 1 | National Grid | 8.6003 | 4 | Lowest Emissions | 4 | Not NYC |  | 0 | 71
Canton-Potsdam Hospital | 50 Leroy Street | Potsdam | St. Lawrence | Upstate | Not NYC | Hospitals | 44.6762 | -74.9816 | 4 | 4 | 4 | 27470.4617 | 11978.399 | 1888.9982 | 1 | 1985 | 2018 | 0 |  | 0 | No | 0 |  | 0 | Plentiful | 4 | Natural Gas | 2 | Furnace | 3 | 1990 | 2 | Forced Air | 4 | No | 0 | Zone 6 | 1 | National Grid | 8.6003 | 4 | Lowest Emissions | 4 | Not NYC |  | 0 | 71
Nathan Littauer Hospital and Nursing Home | 99 East State Street | Gloversville | Fulton | Upstate | Not NYC | Hospitals | 43.0682 | -74.331 | 4 | 4 | 4 | 26230.9776 | 11437.9263 | 1803.7655 | 1 | 1968 | 2020 | 0 |  | 0 | No | 0 |  | 0 | Plentiful | 4 | Natural Gas | 2 | Furnace | 3 | 1990 | 2 | Forced Air | 4 | No | 0 | Zone 6 | 1 | National Grid | 8.6003 | 4 | Lowest Emissions | 4 | Not NYC |  | 0 | 71
Clinton Hill North Campus Scorecard / Clinton Hill Co-ops | 165-210 Clinton Ave | Brooklyn | Brooklyn | Downstate/LI/HV | NYC | Multifamily Housing | 40.6928 | -73.9682 | 3 | 2 | 3 | 93079.1564 | 927.1958 | 6400.5608 | 2 | 1954 |  | 3 |  | 0 | No | 0 |  | 0 | Sufficient | 2 | Dual Fuel | 3 | Steam Boiler | 2 | 2010 | 1 | Forced Air | 4 | No | 0 | Zone 4 | 4 | Consolidated Edison | 20.1572 | 0 | Low Emissions | 2 | NYC Dual Fuel |  | 3 | 71
New York Institute of Technology - Long Island | Northern Blvd | Old Westbury | Nassau | Downstate/LI/HV | Not NYC | Colleges & Universities | 40.8124 | -73.6078 | 2 | 0 | 1 | 123019.8332 | 13848.7239 | 8459.4226 | 3 | 1965 |  | 3 |  | 0 | Yes | 4 | http://www.urbanstrategies.com/wp-content/uploads/2019/06/NYIT-Long-Island-Campus-Plan-Report_20180914.pdf | 4 | Plentiful | 4 | Dual Fuel | 3 | Furnace | 3 | 1990 | 2 | Forced Air | 4 | No | 0 | Zone 4 | 4 | Long Island Power Authority | 18.8148 | 1 | Highest Emissions | 1 | Not NYC |  | 0 | 71
Fashion Institute of Technology | 227 W 27th St | New York | Manhattan | Manhattan | NYC | Colleges & Universities | 40.7472 | -73.9949 | 2 | 0 | 1 | 131299.3878 | 14833.7399 | 9028.7638 | 3 | 1954 | 2018 | 0 | Y | 4 | Yes | 4 |  | 0 | Very Limited | 0 | Natural Gas | 2 | District Steam | 2 | 1974 | 3 | Hydronic | 4 | Steam + CW | 3 | Zone 4 | 4 | Consolidated Edison | 20.1572 | 0 | Low Emissions | 2 | NYC Natural Gas |  | 2 | 71
Kingsbrook Jewish Medical Center | 585 Schenectady Avenue | Brooklyn | Brooklyn | Downstate/LI/HV | NYC | Hospitals | 40.6597 | -73.934 | 4 | 4 | 4 | 196779.9447 | 85805.2084 | 13531.515 | 3 | 1975 |  | 3 |  | 0 | No | 0 |  | 0 | Sufficient | 2 | Natural Gas | 2 | CHP | 3 | 1991 | 2 | Forced Air | 4 | No | 0 | Zone 4 | 4 | Consolidated Edison | 20.1572 | 0 | Low Emissions | 2 | NYC Natural Gas | Y | 0 | 70
South Jamaica I/South Jamaica II Campus | 106-24 159TH Street | Queens | Queens | Downstate/LI/HV | NYC | Multifamily Housing | 40.6975 | -73.796 | 3 | 2 | 3 | 160701.798 | 2910.7818 | 11050.6119 | 3 | 1940 |  | 4 | Y | 4 | No | 0 |  | 0 | Plentiful | 4 | Dual Fuel | 3 | Steam Boiler | 2 | 1990 | 2 | Steam | 2 | No | 0 | Zone 4 | 4 | Consolidated Edison | 20.1572 | 0 | Low Emissions | 2 | NYC Dual Fuel | Y | 0 | 70
Kingsboro Psychiatric Center | 681 Clarkson Ave | Brooklyn | Brooklyn | Downstate/LI/HV | NYC | Hospitals | 40.6563 | -73.9367 | 4 | 4 | 4 | 85179.0366 | 35826.3987 | 5857.3114 | 2 | 1937 | 2019 | 0 | Y | 4 | No | 0 | https://hcr.ny.gov/governor-cuomo-announces-redevelopment-plans-western-portion-kingsboro-psychiatric-center-campus | 4 | Plentiful | 4 | Dual Fuel | 3 | Steam Boiler | 2 | 1990 | 2 | Steam | 2 | No | 0 | Zone 4 | 4 | Consolidated Edison | 20.1572 | 0 | Low Emissions | 2 | NYC Dual Fuel | Y | 0 | 70
Bellevue Hospital Center | Bellevue Hospital Center | New York | Manhattan | Manhattan | NYC | Hospitals | 40.7389 | -73.9753 | 4 | 4 | 4 | 243200.8355 | 102290.5454 | 16723.6339 | 4 | 1879 |  | 4 | Y | 4 | No | 0 |  | 0 | Very Limited | 0 | Natural Gas | 2 | District Steam | 2 | 1990 | 2 | Steam | 2 | Steam | 1 | Zone 4 | 4 | Consolidated Edison | 20.1572 | 0 | Low Emissions | 2 | NYC Natural Gas | Y | 0 | 70
Mid-Hudson Forensic Psychiatric Center | 2834 NY-17M | New Hampton | Orange | Downstate/LI/HV | Not NYC | Hospitals | 41.3913 | -74.4237 | 4 | 4 | 4 | 38237.0168 | 16673.1178 | 2629.3572 | 1 | 1973 | 2014 | 0 | Y | 4 | No | 0 |  | 0 | Plentiful | 4 | Dual Fuel | 3 | District Steam | 2 | 1990 | 2 | Steam | 2 | Steam | 1 | Zone 5 | 2 | Orange and Rockland Utilities | 13.6883 | 2 | Lowest Emissions | 4 | Not NYC |  | 0 | 71
Ellis Hospital | 1101 Nott Street | Schenectady | Schenectady | Upstate | Not NYC | Hospitals | 42.82 | -73.9192 | 4 | 4 | 4 | 117958.9909 | 51435.6065 | 8111.4153 | 3 | 1906 |  | 4 |  | 0 | No | 0 | https://www.bizjournals.com/albany/news/2022/02/11/ellis-medicine-new-parking-garage.html | 4 | Sufficient | 0 | Natural Gas | 2 | CHP | 3 | 2001 | 1 | Steam | 2 | No | 0 | Zone 5 | 2 | National Grid | 8.6003 | 4 | Lowest Emissions | 4 | Not NYC |  | 0 | 70
510 Quincy Street - 35123 | 510 Quincy Street | Brooklyn | Brooklyn | Downstate/LI/HV | NYC | Multifamily Housing | 40.6878 | -73.9402 | 3 | 2 | 3 | 5705383.8345 | 578.4616 | 392329.0413 | 4 | 1974 |  | 3 |  | 0 | No | 0 |  | 0 | Very Limited | 0 | Natural Gas | 2 | Furnace | 3 | 1974 | 3 | Forced Air | 4 | No | 0 | Zone 4 | 4 | Consolidated Edison | 20.1572 | 0 | Low Emissions | 2 | NYC Natural Gas |  | 2 | 70
Fordham University | 441 E Fordham Rd | Bronx | Bronx | Downstate/LI/HV | NYC | Colleges & Universities | 40.8612 | -73.8892 | 2 | 0 | 1 | 616770.9829 | 69680.6016 | 42412.0752 | 4 | 1841 | 2014 | 0 |  | 0 | Yes | 4 | New library, grad school buildings planned | 4 | Plentiful | 4 | Natural Gas | 2 | District Steam | 2 | 1990 | 2 | Steam | 2 | Steam | 1 | Zone 4 | 4 | Consolidated Edison | 20.1572 | 0 | Low Emissions | 2 | NYC Natural Gas |  | 2 | 70
Clifton Springs Hospital and Clinic | 2 Coulter Road | Clifton Springs | Ontario | Upstate | Not NYC | Hospitals | 42.9606 | -77.139 | 4 | 4 | 4 | 40023.0603 | 17451.9158 | 2752.174 | 1 | 1972 | 2021 | 0 |  | 0 | No | 0 |  | 0 | Plentiful | 4 | Natural Gas | 2 | CHP | 3 | 1994 | 2 | Forced Air | 4 | No | 0 | Zone 5 | 2 | NYS Electric and Gas | 9.6622 | 3 | Lowest Emissions | 4 | Not NYC |  | 0 | 70
Stony Brook University - Main | 310 Administration Building | Stony Brook | Suffolk | Downstate/LI/HV | Not NYC | Colleges & Universities | 40.9148 | -73.1205 | 2 | 0 | 1 | 319907 | 36012 | 21998.3108 | 4 | 1962 | 2017 | 0 | Y | 4 | No | 0 |  | 0 | Plentiful | 4 | Natural Gas | 2 | District Steam (CHP) | 3 | 1968 | 3 | Steam | 2 | Steam + CW | 3 | Zone 4 | 4 | Long Island Power Authority | 18.8148 | 1 | Highest Emissions | 1 | Not NYC |  | 0 | 70
Hancock Field |  | Syracuse | Onondaga | Upstate | Not NYC | Military | 43.1242 | -76.0867 | 3 | 2 | 2 | 42797.5742 | 6231.9275 | 2942.9626 | 1 | 1941 |  | 4 | Y | 4 | No | 0 |  | 0 | Plentiful | 4 | Dual Fuel | 3 | Steam Boiler | 2 | 1990 | 2 | Steam | 2 | No | 0 | Zone 5 | 2 | National Grid | 8.6003 | 4 | Lowest Emissions | 4 | Not NYC |  | 0 | 70
SUNY Downstate Medical Center University Hospital | 450 Clarkson Avenue | Brooklyn | Brooklyn | Downstate/LI/HV | NYC | Hospitals | 40.6552 | -73.9457 | 4 | 4 | 4 | 105739.4937 | 44474.1502 | 7271.1452 | 3 | 1950 | 2019 | 0 | Y | 4 | No | 0 | https://sucf.suny.edu/sites/default/files/docs/DownstateHealthSciencesUniversity_UniversityHospital.pdf | 4 | Very Limited | 0 | Oil | 4 | Steam Boiler | 2 | 1990 | 2 | Forced Air | 4 | No | 0 | Zone 4 | 4 | Consolidated Edison | 20.1572 | 0 | Low Emissions | 2 | NYC Oil | Y | 0 | 69
CUNY Kingsborough Community College | 2001 Oriental Blvd | Brooklyn | Brooklyn | Downstate/LI/HV | NYC | Colleges & Universities | 40.5778 | -73.9356 | 1 | 0 | 1 | 198799.9215 | 22459.7112 | 13670.4181 | 3 | 1963 |  | 3 | Y | 4 | Yes | 4 |  | 0 | Plentiful | 4 | Dual Fuel | 3 | Furnace | 3 | 1990 | 2 | Forced Air | 4 | No | 0 | Zone 4 | 4 | Consolidated Edison | 20.1572 | 0 | Low Emissions | 2 | NYC Dual Fuel | Y | 0 | 69
CUNY Queensborough Community College | 222-05 56th Ave | Queens | Queens | Downstate/LI/HV | NYC | Colleges & Universities | 0 | 0 | 1 | 0 | 1 | 158425.6982 | 17898.3744 | 10894.0965 | 3 | 1959 |  | 3 | Y | 4 | Yes | 4 |  | 0 | Plentiful | 4 | Dual Fuel | 3 | Furnace | 3 | 1990 | 2 | Forced Air | 4 | No | 0 | Zone 4 | 4 | Consolidated Edison | 20.1572 | 0 | Low Emissions | 2 | NYC Dual Fuel | Y | 0 | 69
Bushwick/Hylan Campus | 811 Flushing Avenue | Brooklyn | Brooklyn | Downstate/LI/HV | NYC | Multifamily Housing | 40.7014 | -73.9401 | 3 | 2 | 3 | 184563.0192 | 4248.2537 | 12691.4217 | 3 | 1960 |  | 3 | Y | 4 | No | 0 |  | 0 | Sufficient | 2 | Dual Fuel | 3 | Furnace | 3 | 1990 | 2 | Forced Air | 4 | No | 0 | Zone 4 | 4 | Consolidated Edison | 20.1572 | 0 | Low Emissions | 2 | NYC Dual Fuel | Y | 0 | 69
Jacobi Medical Center | 1400 Pelham Pkwys | Bronx | Bronx | Downstate/LI/HV | NYC | Hospitals | 40.856 | -73.8464 | 4 | 4 | 4 | 134230.4128 | 56457.4629 | 9230.3149 | 3 | 1957 | 2008 | 0 | Y | 4 | No | 0 |  | 0 | Sufficient | 2 | Dual Fuel | 3 | Steam Boiler | 2 | 1990 | 2 | Forced Air | 4 | No | 0 | Zone 4 | 4 | Consolidated Edison | 20.1572 | 0 | Low Emissions | 2 | NYC Dual Fuel | Y | 0 | 69
Taxation and Finance Department, New York State | W A Harriman Campus Bldg 8 | Albany | Albany | Downstate/LI/HV | Not NYC | Office | 42.6835 | -73.8106 | 0 | 1 | 2 | 35730.0815 | 15611.2971 | 2456.9685 | 1 | 1964 |  | 3 | Y | 4 | No | 0 |  | 0 | Plentiful | 4 | Dual Fuel | 3 | Furnace | 3 | 1990 | 2 | Forced Air | 4 | No | 0 | Zone 5 | 2 | National Grid | 8.6003 | 4 | Lowest Emissions | 4 | Not NYC |  | 0 | 70
Albany Medical Center | 43 New Scotland Avenue | Albany | Albany | Downstate/LI/HV | Not NYC | Hospitals | 42.6532 | -73.7742 | 4 | 4 | 4 | 177516.2611 | 77405.3464 | 12206.8535 | 3 | 1851 |  | 4 |  | 0 | No | 0 |  | 0 | Limited | 1 | Natural Gas | 2 | CHP | 3 | 2013 | 1 | Steam | 2 | No | 0 | Zone 5 | 2 | National Grid | 8.6003 | 4 | Lowest Emissions | 4 | Not NYC |  | 0 | 69
United Health Services Hospitals-Binghamton | 10-42 Mitchell Avenue | Binghamton | Broome | Upstate | Not NYC | Hospitals | 42.0876 | -75.9143 | 4 | 4 | 4 | 125218.8156 | 54601.2277 | 8610.635 | 3 | 1981 |  | 1 |  | 0 | No | 0 | https://www.pressconnects.com/story/news/local/2020/02/19/united-health-services-planning-120-m-renovation-johnson-city-campus/4808400002/ | 4 | Sufficient | 0 | Natural Gas | 2 | Furnace | 3 | 1990 | 2 | Forced Air | 4 | No | 0 | Zone 6 | 1 | NYS Electric and Gas | 9.6622 | 3 | Lowest Emissions | 4 | Not NYC |  | 0 | 69
Mercy Hospital | 565 Abbott Road | Buffalo | Erie | Upstate | Not NYC | Hospitals | 42.8484 | -78.8128 | 4 | 4 | 4 | 96396.6232 | 42033.4113 | 6628.6854 | 2 | 1904 |  | 4 |  | 0 | No | 0 |  | 0 | Limited | 1 | Dual Fuel | 3 | Steam Boiler | 2 | 1990 | 2 | Steam | 2 | No | 0 | Zone 5 | 2 | National Grid | 8.6003 | 4 | Lowest Emissions | 4 | Not NYC |  | 0 | 69
Saratoga Hospital | 211 Church Street | Saratoga Springs | Saratoga | Upstate | Not NYC | Hospitals | 43.0849 | -73.7963 | 4 | 4 | 4 | 58583.9961 | 25545.3471 | 4028.5113 | 2 | 1913 |  | 4 |  | 0 | No | 0 |  | 0 | Limited | 1 | Dual Fuel | 3 | Steam Boiler | 2 | 1990 | 2 | Steam | 2 | No | 0 | Zone 5 | 2 | National Grid | 8.6003 | 4 | Lowest Emissions | 4 | Not NYC |  | 0 | 69
UPMC Chautauqua WCA | 207 Foote Avenue | Jamestown | Chautauqua | Upstate | Not NYC | Hospitals | 42.0915 | -79.2328 | 4 | 4 | 4 | 55125.1679 | 24037.1372 | 3790.666 | 2 | 1890 |  | 4 |  | 0 | No | 0 |  | 0 | Limited | 1 | Dual Fuel | 3 | Steam Boiler | 2 | 1990 | 2 | Steam | 2 | No | 0 | Zone 5 | 2 | Municipal Utility: JAMESTOWN | 8.818 | 4 | Lowest Emissions | 4 | Not NYC |  | 0 | 69
Helen Hayes Hospital | Route 9W | West Haverstraw | Rockland | Downstate/LI/HV | Not NYC | Hospitals | 41.2087 | -73.9803 | 4 | 4 | 4 | 45101.4645 | 19666.3363 | 3101.3889 | 1 | 1905 |  | 4 |  | 0 | No | 0 | https://www.dasny.org/index.php/opportunities/rfps-bids/2021/new-york-state-department-health-helen-hayes-hospital-stone-wall | 4 | Sufficient | 2 | Dual Fuel | 3 | Steam Boiler | 2 | 1990 | 2 | Steam | 2 | No | 0 | Zone 5 | 2 | Orange and Rockland Utilities | 13.6883 | 2 | Lowest Emissions | 4 | Not NYC |  | 0 | 69
Marist College | 3399 North Rd | Poughkeepsie | Dutchess | Downstate/LI/HV | Not NYC | Colleges & Universities | 41.7209 | -73.9355 | 2 | 0 | 1 | 110623.1298 | 12453.1886 | 7606.967 | 3 | 1908 |  | 4 |  | 0 | Yes | 4 | https://www.maristcircle.com/home/2022/2/22/60-million-dyson-center-renovation-approved#:~:text=The%20Marist%20College%20Board%20of,begin%20in%20June%20following%20Commencement. | 4 | Plentiful | 4 | Dual Fuel | 3 | Steam Boiler | 2 | 1990 | 2 | Steam | 2 | No | 0 | Zone 5 | 2 | Central Hudson Gas and Electric | 13.2296 | 2 | Lowest Emissions | 4 | Not NYC |  | 0 | 69
75 Columbia Street - 41109 | 75 Columbia Street | New York | Manhattan | Manhattan | NYC | Multifamily Housing | 40.7178 | -73.9802 | 3 | 2 | 3 | 240002.7242 | 2775.6057 | 16503.7167 | 4 | 1966 | 2010 | 0 |  | 0 | No | 0 |  | 0 | Plentiful | 4 | Natural Gas | 2 | District Steam | 2 | 2010 | 1 | Steam | 2 | Steam | 1 | Zone 4 | 4 | Consolidated Edison | 20.1572 | 0 | Low Emissions | 2 | NYC Natural Gas |  | 2 | 69
Section A BLK 7842 LOT 33 / Alley Pond Owners Corp. | 78-09 Springfield Blvd | Queens | Queens | Downstate/LI/HV | NYC | Multifamily Housing | 40.7371 | -73.7473 | 3 | 2 | 3 | 94570.3882 | 70.8066 | 6503.1049 | 2 | 1950 |  | 0 |  | 0 | No | 0 |  | 0 | Plentiful | 4 | Natural Gas | 2 | HW Boiler | 4 | 1990 | 2 | Hydronic | 4 | No | 0 | Zone 4 | 4 | Consolidated Edison | 20.1572 | 0 | Low Emissions | 2 | NYC Natural Gas |  | 2 | 69
54 Boerum St - 44352 | 54 Boerum St | Brooklyn | Brooklyn | Downstate/LI/HV | NYC | Multifamily Housing | 40.7054 | -73.9471 | 3 | 2 | 3 | 80206.9371 | 1702.5151 | 5515.4064 | 2 | 1965 |  | 3 |  | 0 | No | 0 |  | 0 | Plentiful | 4 | Natural Gas | 2 | Steam Boiler | 2 | 1965 | 3 | Steam | 2 | No | 0 | Zone 4 | 4 | Consolidated Edison | 20.1572 | 0 | Low Emissions | 2 | NYC Natural Gas |  | 2 | 69
Southbridge Towers | 80 Beekman Street | New York | Manhattan | Manhattan | NYC | Multifamily Housing | 40.7089 | -74.0039 | 3 | 2 | 3 | 106500.7691 | 4731.0423 | 7323.4941 | 3 | 1971 |  | 3 |  | 0 | No | 0 |  | 0 | Limited | 1 | Dual Fuel | 3 | Steam Boiler | 2 | 1971 | 3 | Steam | 2 | No | 0 | Zone 4 | 4 | Consolidated Edison | 20.1572 | 0 | Low Emissions | 2 | NYC Dual Fuel |  | 3 | 69
Skidmore College | 815 N Broadway | Saratoga Springs | Saratoga | Upstate | Not NYC | Colleges & Universities | 43.097 | -73.7853 | 2 | 0 | 1 | 44601.5443 | 5020.9341 | 3067.0121 | 1 | 1966 |  | 3 |  | 0 | Yes | 4 | https://www.skidmore.edu/planning/2025/StrategicPlan-CPE-15.5-final.pdf | 4 | Plentiful | 4 | Natural Gas | 2 | Steam Boiler | 2 | 1990 | 2 | Hydronic | 4 | No | 0 | Zone 5 | 2 | National Grid | 8.6003 | 4 | Lowest Emissions | 4 | Not NYC |  | 0 | 69
Erie Community College | 121 Ellicott St | Buffalo | Erie | Upstate | Not NYC | Colleges & Universities | 42.8818 | -78.8727 | 1 | 0 | 1 | 37007.3171 | 4166.0284 | 2544.7973 | 1 | 1971 |  | 3 | Y | 4 | Yes | 4 |  | 0 | Plentiful | 4 | Natural Gas | 2 | Furnace | 3 | 1990 | 2 | Forced Air | 4 | No | 0 | Zone 5 | 2 | National Grid | 8.6003 | 4 | Lowest Emissions | 4 | Not NYC |  | 0 | 69
Taxation and Finance Department, New York State | State Campus Bldg 9 | Albany | Albany | Downstate/LI/HV | Not NYC | Office | 42.6734 | -73.8127 | 0 | 1 | 2 | 48283.8939 | 21096.3475 | 3320.2278 | 1 | 1961 |  | 3 | Y | 4 | No | 0 |  | 0 | Plentiful | 4 | Dual Fuel | 3 | Steam Boiler | 2 | 1990 | 2 | Forced Air | 4 | No | 0 | Zone 5 | 2 | National Grid | 8.6003 | 4 | Lowest Emissions | 4 | Not NYC |  | 0 | 69
CUNY City College | 160 Convent Ave | New York | Manhattan | Manhattan | NYC | Colleges & Universities | 40.8216 | -73.9479 | 2 | 0 | 1 | 184116.9792 | 20800.8843 | 12660.7499 | 3 | 1907 |  | 4 | Y | 4 | Yes | 4 |  | 0 | Sufficient | 0 | Dual Fuel | 3 | District Steam | 2 | 1990 | 2 | Steam | 2 | Steam | 1 | Zone 4 | 4 | Consolidated Edison | 20.1572 | 0 | Low Emissions | 2 | NYC Dual Fuel |  | 3 | 69
SUNY Downstate Medical Center | 450 Clarkson Ave | Brooklyn | Brooklyn | Downstate/LI/HV | NYC | Colleges & Universities | 40.6539 | -73.9455 | 2 | 0 | 1 | 29778.6764 | 3352.2779 | 2047.7219 | 1 | 1956 |  | 3 | Y | 4 | Yes | 4 |  | 0 | Very Limited | 0 | Oil | 4 | Steam Boiler | 2 | 1990 | 2 | Forced Air | 4 | No | 0 | Zone 4 | 4 | Consolidated Edison | 20.1572 | 0 | Low Emissions | 2 | NYC Oil |  | 4 | 69
Montefiore Medical Center | Montefiore Medical Center | Bronx | Bronx | Downstate/LI/HV | NYC | Hospitals | 40.8804 | -73.88 | 4 | 4 | 4 | 416496.1168 | 175178.7359 | 28640.233 | 4 | 1913 |  | 4 |  | 0 | No | 0 |  | 0 | Limited | 1 | Natural Gas | 2 | District Steam (CHP) | 3 | 2001 | 1 | Steam | 2 | Steam | 1 | Zone 4 | 4 | Consolidated Edison | 20.1572 | 0 | Low Emissions | 2 | NYC Natural Gas | Y | 0 | 68
La Guardia |  | Queens | Queens | Downstate/LI/HV | NYC | Airports | 40.7745 | -73.873 | 4 | 4 | 4 | 469230.1348 | 147726.6592 | 32266.4722 | 4 | 1939 | 2022 | 0 | Y | 4 | No | 0 |  | 0 | Plentiful | 4 | Natural Gas | 2 | Steam Boiler | 2 | 2022 | 1 | Steam | 2 | No | 0 | Zone 4 | 4 | Consolidated Edison | 20.1572 | 0 | Low Emissions | 2 | NYC Natural Gas | Y | 0 | 68
SUNY Polytechnic Institute - Utica | 100 Seymour Rd | Utica | Oneida | Upstate | Not NYC | Colleges & Universities | 43.1377 | -75.2298 | 2 | 0 | 1 | 33372 | 3756 | 2294.8158 | 1 | 1966 |  | 3 | Y | 4 | Yes | 4 |  | 0 | Plentiful | 4 | Natural Gas | 2 | Furnace | 3 | 1990 | 2 | Forced Air | 4 | No | 0 | Zone 6 | 1 | National Grid | 8.6003 | 4 | Lowest Emissions | 4 | Not NYC |  | 0 | 69
Albany Stratton Veterans Affairs Medical Center | 113 Holland Avenue | Albany | Albany | Downstate/LI/HV | Not NYC | Hospitals | 42.6516 | -73.7762 | 4 | 4 | 4 | 36285.9631 | 15822.3676 | 2495.1936 | 1 | 1951 |  | 3 |  | 0 | No | 0 |  | 0 | Sufficient | 2 | Natural Gas | 2 | CHP | 3 | 2018 | 1 | Steam | 2 | Steam | 1 | Zone 5 | 2 | National Grid | 8.6003 | 4 | Lowest Emissions | 4 | Not NYC |  | 0 | 68
Samaritan Medical Center | 830 Washington Street | Watertown | Jefferson | Upstate | Not NYC | Hospitals | 43.965 | -75.9129 | 4 | 4 | 4 | 36124.4683 | 15751.9484 | 2484.0884 | 1 | 1881 |  | 4 |  | 0 | No | 0 |  | 0 | Sufficient | 2 | Dual Fuel | 3 | Steam Boiler | 2 | 1990 | 2 | Steam | 2 | No | 0 | Zone 6 | 1 | National Grid | 8.6003 | 4 | Lowest Emissions | 4 | Not NYC |  | 0 | 68
Health Alliance Hospital - Mary's Avenue Campus | 105 Marys Avenue | Kingston | Ulster | Downstate/LI/HV | Not NYC | Hospitals | 41.9223 | -73.9994 | 4 | 4 | 4 | 36026.6837 | 15709.3097 | 2477.3643 | 1 | 2009 | 2021 | 0 |  | 0 | No | 0 |  | 0 | Plentiful | 4 | Natural Gas | 2 | HW Boiler | 4 | 1990 | 2 | Hydronic | 4 | No | 0 | Zone 6 | 1 | Central Hudson Gas and Electric | 13.2296 | 2 | Lowest Emissions | 4 | Not NYC |  | 0 | 68
Penn South | 321 Eighth Ave | Manhattan | Manhattan | Manhattan | NYC | Multifamily Housing | 40.747 | -73.9978 | 3 | 2 | 3 | 345187.9739 | 1273.9727 | 23736.7495 | 4 | 1962 |  | 3 |  | 0 | No | 0 |  | 0 | Sufficient | 2 | Natural Gas | 2 | CHP | 3 | 1990 | 2 | Steam | 2 | No | 0 | Zone 4 | 4 | Consolidated Edison | 20.1572 | 0 | Low Emissions | 2 | NYC Natural Gas |  | 2 | 68
Cooperative Village | 530 Grand Street | Manhattan | Manhattan | Manhattan | NYC | Multifamily Housing | 40.7148 | -73.981 | 3 | 2 | 3 | 277641.5126 | 3086.4772 | 19091.937 | 4 | 1951 |  | 3 |  | 0 | No | 0 |  | 0 | Limited | 1 | Natural Gas | 2 | District Steam | 2 | 1990 | 2 | Steam | 2 | Steam | 1 | Zone 4 | 4 | Consolidated Edison | 20.1572 | 0 | Low Emissions | 2 | NYC Natural Gas |  | 2 | 68
Strycker's Bay | 689 Columbus Ave | New York | Manhattan | Manhattan | NYC | Multifamily Housing | 40.7911 | -73.9685 | 3 | 2 | 3 | 71909.1197 | 753.7226 | 4944.8095 | 2 | 1965 |  | 3 |  | 0 | No | 0 |  | 0 | Limited | 1 | Natural Gas | 2 | Steam Boiler | 2 | 1990 | 2 | Hydronic | 4 | Steam | 1 | Zone 4 | 4 | Consolidated Edison | 20.1572 | 0 | Low Emissions | 2 | NYC Natural Gas |  | 2 | 68
Cadman Towers | 10 Clinton Street | Brooklyn | Brooklyn | Downstate/LI/HV | NYC | Multifamily Housing | 40.6962 | -73.9918 | 3 | 2 | 3 | 53771.7654 | 1949.8137 | 3697.5996 | 2 | 1971 |  | 3 |  | 0 | No | 0 |  | 0 | Very Limited | 0 | Dual Fuel | 3 | Furnace | 3 | 1990 | 2 | Forced Air | 4 | No | 0 | Zone 4 | 4 | Consolidated Edison | 20.1572 | 0 | Low Emissions | 2 | NYC Dual Fuel |  | 3 | 68
Rensselaer Polytechnic Institute | 110 8th St | Troy | Rensselaer | Upstate | Not NYC | Colleges & Universities | 42.73 | -73.6766 | 2 | 0 | 1 | 126160.553 | 14202.2845 | 8675.3933 | 3 | 1864 |  | 4 |  | 0 | Yes | 4 |  | 0 | Plentiful | 4 | Digester Gas | 1 | District Steam (CHP) | 3 | 2012 | 1 | Steam | 2 | Steam | 1 | Zone 5 | 2 | National Grid | 8.6003 | 4 | Lowest Emissions | 4 | Not NYC |  | 0 | 68
United States Military Academy | 646 Swift Rd | West Point | Orange | Downstate/LI/HV | Not NYC | Colleges & Universities | 41.3905 | -73.9566 | 2 | 0 | 1 | 74629.4841 | 8401.2723 | 5131.8745 | 2 | 1802 |  | 4 | Y | 4 | No | 0 | https://www.southnassau.org/sn/southwest-addition-central-utility-plant) | 4 | Plentiful | 4 | Natural Gas | 2 | District Steam | 2 | 1990 | 2 | Steam | 2 | Steam | 1 | Zone 5 | 2 | Orange and Rockland Utilities | 13.6883 | 2 | Lowest Emissions | 4 | Not NYC |  | 0 | 68
CUNY Graduate School and University Center | 365 Fifth Ave | New York | Manhattan | Manhattan | NYC | Colleges & Universities | 40.7486 | -73.9839 | 2 | 0 | 1 | 74729.8327 | 8442.7119 | 5138.775 | 2 | 1906 |  | 4 | Y | 4 | No | 0 | https://www.cuny.edu/wp-content/uploads/sites/4/page-assets/about/administration/offices/fpcm/departments/capital-budget/individual-college-five-year-and-reso-a-capital-requests-21-22/GraduateCenterSummary.pdf | 4 | Very Limited | 0 | Oil | 4 | Steam Boiler | 2 | 1990 | 2 | Steam | 2 | No | 0 | Zone 4 | 4 | Consolidated Edison | 20.1572 | 0 | Low Emissions | 2 | NYC Oil |  | 4 | 68
St. Luke's-Roosevelt Hospital Center | St. Luke's-Roosevelt Hospital Center | New York | Manhattan | Manhattan | NYC | Hospitals | 40.8056 | -73.9613 | 4 | 4 | 4 | 208835.5 | 87836.4466 | 14360.5117 | 4 | 1896 | 1928 | 4 |  | 0 | No | 0 |  | 0 | Limited | 1 | Dual Fuel | 3 | Steam Boiler | 2 | 1990 | 2 | Steam | 2 | No | 0 | Zone 4 | 4 | Consolidated Edison | 20.1572 | 0 | Low Emissions | 2 | NYC Dual Fuel | Y | 0 | 67
NYC Health + Hospitals / Woodhull | 760 Broadway | Brooklyn | Brooklyn | Downstate/LI/HV | NYC | Hospitals | 40.7004 | -73.9417 | 4 | 4 | 4 | 83993.3825 | 36625.0214 | 5775.7802 | 2 | 1972 | 2020 | 0 | Y | 4 | No | 0 | https://www.nychealthandhospitals.org/pressrelease/woodhull-plans-emergency-department-expansion/ | 4 | Limited | 1 | Dual Fuel | 3 | Steam Boiler | 2 | 1990 | 2 | Forced Air | 4 | No | 0 | Zone 4 | 4 | Consolidated Edison | 20.1572 | 0 | Low Emissions | 2 | NYC Dual Fuel | Y | 0 | 67
4th MAW PPV Housing |  | New Windsor | Orange | Downstate/LI/HV | Not NYC | Military | 41.4774 | -74.0227 | 3 | 2 | 3 | 43027.9819 | 6265.4781 | 2958.8065 | 1 | 1900 |  | 4 | Y | 4 | No | 0 |  | 0 | Plentiful | 4 | Dual Fuel | 3 | Steam Boiler | 2 | 1990 | 2 | Steam | 2 | No | 0 | Zone 5 | 2 | Central Hudson Gas and Electric | 13.2296 | 2 | Lowest Emissions | 4 | Not NYC |  | 0 | 68
Rochester General Hospital | 1425 Portland Avenue | Rochester | Monroe | Upstate | Not NYC | Hospitals | 43.1927 | -77.5846 | 4 | 4 | 4 | 135816.4002 | 59222.2675 | 9339.3748 | 3 | 1864 |  | 4 |  | 0 | No | 0 |  | 0 | Sufficient | 0 | Dual Fuel | 3 | Steam Boiler | 2 | 1990 | 2 | Steam | 2 | No | 0 | Zone 5 | 2 | Rochester Gas and Electric | 10.8839 | 3 | Lowest Emissions | 4 | Not NYC |  | 0 | 67
North Shore University Hospital | 300 Community Drive | Manhasset | Nassau | Downstate/LI/HV | Not NYC | Hospitals | 40.7844 | -73.7049 | 4 | 4 | 4 | 104681.8404 | 45646.1513 | 7198.416 | 3 | 1953 |  | 3 |  | 0 | No | 0 | https://nsuh.northwell.edu/news/the-latest/north-shore-university-hospital-unveils-325m-surgical-pavilion#:~:text=Northwell%20broke%20ground%20on%20the,by%20the%20end%20of%202023.&text=We're%20on%20an%20ambitious,the%20people%20in%20our%20communities. | 4 | Sufficient | 0 | Natural Gas | 2 | CHP | 3 | 2003 | 1 | Forced Air | 4 | No | 0 | Zone 4 | 4 | Long Island Power Authority | 18.8148 | 1 | Highest Emissions | 1 | Not NYC |  | 0 | 67
Arnot Ogden Medical Center | 600 Roe Avenue | Elmira | Chemung | Upstate | Not NYC | Hospitals | 42.0993 | -76.8269 | 4 | 4 | 4 | 47953.5385 | 20909.9732 | 3297.511 | 1 | 1888 | 1954 | 4 |  | 0 | No | 0 |  | 0 | Plentiful | 4 | Biomass | 1 | Steam Boiler | 2 | 2008 | 1 | Steam | 2 | No | 0 | Zone 5 | 2 | NYS Electric and Gas | 9.6622 | 3 | Lowest Emissions | 4 | Not NYC |  | 0 | 67
St. Joseph's Hospital | 555 St. Joseph's Boulevard | Elmira | Chemung | Upstate | Not NYC | Hospitals | 42.0902 | -76.7945 | 4 | 4 | 4 | 41471.5522 | 18083.5257 | 2851.7791 | 1 | 1908 |  | 4 |  | 0 | No | 0 |  | 0 | Sufficient | 2 | Dual Fuel | 3 | Steam Boiler | 2 | 1990 | 2 | Steam | 2 | No | 0 | Zone 5 | 2 | NYS Electric and Gas | 9.6622 | 3 | Lowest Emissions | 4 | Not NYC |  | 0 | 67
Rustic Village | 999 E Henrietta Rd | Rochester | Monroe | Upstate | Not NYC | Multifamily Housing | 43.1 | -77.6146 | 3 | 2 | 2 | 34778.2369 | 5022.1281 | 2391.5152 | 1 | 1969 |  | 3 |  | 0 | No | 0 |  | 0 | Plentiful | 4 | Natural Gas | 2 | Furnace | 3 | 1990 | 2 | Forced Air | 4 | No | 0 | Zone 5 | 2 | Rochester Gas and Electric | 10.8839 | 3 | Lowest Emissions | 4 | Not NYC |  | 0 | 67
Amalgamated Housing Corporation | Tower I-II, Building 6,7,8,9,10,11,12,13,14 | Bronx | Bronx | Downstate/LI/HV | NYC | Multifamily Housing | 40.8848 | -73.8915 | 3 | 2 | 3 | 159259.7336 | 3186.3207 | 10951.4487 | 3 | 1927 |  | 4 |  | 0 | No | 0 |  | 0 | Limited | 1 | Natural Gas | 2 | District Steam | 2 | 1990 | 2 | Steam | 2 | Steam | 1 | Zone 4 | 4 | Consolidated Edison | 20.1572 | 0 | Low Emissions | 2 | NYC Natural Gas |  | 2 | 67
Long Island University-Brooklyn Campus | 1 University Plaza | Brooklyn | Brooklyn | Downstate/LI/HV | NYC | Colleges & Universities | 40.6913 | -73.9812 | 2 | 0 | 1 | 388963.3864 | 43943.706 | 26746.9529 | 4 | 1926 |  | 4 |  | 0 | Yes | 4 |  | 0 | Limited | 1 | Dual Fuel | 3 | Steam Boiler | 2 | 1990 | 2 | Steam | 2 | No | 0 | Zone 4 | 4 | Consolidated Edison | 20.1572 | 0 | Low Emissions | 2 | NYC Dual Fuel |  | 3 | 67
Saint Joseph's College-New York | 245 Clinton Ave | Brooklyn | Brooklyn | Downstate/LI/HV | NYC | Colleges & Universities | 40.6905 | -73.9678 | 2 | 0 | 1 | 64847.0831 | 7326.1938 | 4459.1906 | 2 | 1928 |  | 4 |  | 0 | No | 0 |  | 0 | Limited | 1 | Coal | 4 | Steam Boiler | 2 | 1921 | 4 | Steam | 2 | No | 0 | Zone 4 | 4 | Consolidated Edison | 20.1572 | 0 | Low Emissions | 2 | NYC Coal |  | 4 | 67
St Lawrence University | 23 Romoda Drive | Canton | St. Lawrence | Upstate | Not NYC | Colleges & Universities | 44.5899 | -75.1613 | 2 | 0 | 1 | 41427.5894 | 4663.6321 | 2848.756 | 1 | 1856 |  | 4 |  | 0 | Yes | 4 | https://www.stlawu.edu/offices/green-pages/energy-master-plan-summary | 4 | Plentiful | 4 | Dual Fuel | 3 | CHP | 3 | 1982 | 2 | Steam | 2 | No | 0 | Zone 6 | 1 | National Grid | 8.6003 | 4 | Lowest Emissions | 4 | Not NYC |  | 0 | 67
Fort Drum |  | Evans Mills | Jefferson | Upstate | Not NYC | Military | 44.0727 | -75.7745 | 3 | 2 | 2 | 1457873.1958 | 212286.7987 | 100250.2215 | 4 | 1986 | 1992 | 1 | Y | 4 | No | 0 |  | 0 | Plentiful | 4 | Electricity | 1 | Electric Heat Pump | 1 | 2004 | 1 | Forced Air | 4 | No | 0 | Zone 6 | 1 | National Grid | 8.6003 | 4 | Lowest Emissions | 0 | Not NYC |  | 0 | 67
Elmira Correctional Facility | 1879 Davis Street | Elmira | Chemung | Upstate | Not NYC | Correctional Facilities | 42.1161 | -76.8273 | 3 | 1 | 1 | 68104.5867 | 37362.933 | 4683.1919 | 2 | 1876 |  | 4 | Y | 4 | No | 0 |  | 0 | Plentiful | 4 | Dual Fuel | 3 | Steam Boiler | 2 | 1990 | 2 | Steam | 2 | No | 0 | Zone 5 | 2 | NYS Electric and Gas | 9.6622 | 3 | Lowest Emissions | 4 | Not NYC |  | 0 | 67
Mid-State Correctional Facility | 9005 Old River Road | Marcy | Oneida | Upstate | Not NYC | Correctional Facilities | 43.1615 | -75.3062 | 3 | 1 | 1 | 59932.0363 | 32879.381 | 4121.2089 | 2 | 1983 |  | 1 | Y | 4 | No | 0 |  | 0 | Plentiful | 4 | Natural Gas | 2 | Furnace | 3 | 1990 | 2 | Forced Air | 4 | No | 0 | Zone 6 | 1 | National Grid | 8.6003 | 4 | Lowest Emissions | 4 | Not NYC |  | 0 | 67
Franklin Correctional Facility | 62 Bare Hill Rd | Malone | Franklin | Upstate | Not NYC | Correctional Facilities | 44.8699 | -74.3168 | 3 | 1 | 1 | 54975.5358 | 30160.1898 | 3780.3766 | 2 | 1986 |  | 1 | Y | 4 | No | 0 |  | 0 | Plentiful | 4 | Natural Gas | 2 | Furnace | 3 | 1990 | 2 | Forced Air | 4 | No | 0 | Zone 6 | 1 | National Grid | 8.6003 | 4 | Lowest Emissions | 4 | Not NYC |  | 0 | 67
Bare Hill Correctional Facility | 181 Brand Rd | Malone | Franklin | Upstate | Not NYC | Correctional Facilities | 44.8751 | -74.3255 | 3 | 1 | 1 | 53878.2953 | 29558.2314 | 3704.9251 | 2 | 1988 |  | 1 | Y | 4 | No | 0 |  | 0 | Plentiful | 4 | Natural Gas | 2 | Furnace | 3 | 1990 | 2 | Forced Air | 4 | No | 0 | Zone 6 | 1 | National Grid | 8.6003 | 4 | Lowest Emissions | 4 | Not NYC |  | 0 | 67
Wyoming Correctional Facility | 3203 Dunbar Rd | Attica | Wyoming | Upstate | Not NYC | Correctional Facilities | 42.8454 | -78.2675 | 3 | 1 | 1 | 52667.5471 | 28894.0015 | 3621.6684 | 2 | 1984 |  | 1 | Y | 4 | No | 0 |  | 0 | Plentiful | 4 | Natural Gas | 2 | CHP | 3 | 1990 | 2 | Forced Air | 4 | No | 0 | Zone 6 | 1 | National Grid | 8.6003 | 4 | Lowest Emissions | 4 | Not NYC |  | 0 | 67
Mohawk Correctional Facility | 6514 Route 26 | Rome | Oneida | Upstate | Not NYC | Correctional Facilities | 43.1775 | -75.4858 | 3 | 1 | 1 | 52554.0394 | 28831.73 | 3613.8631 | 2 | 1988 |  | 1 | Y | 4 | No | 0 |  | 0 | Plentiful | 4 | Natural Gas | 2 | Furnace | 3 | 1990 | 2 | Forced Air | 4 | No | 0 | Zone 6 | 1 | National Grid | 8.6003 | 4 | Lowest Emissions | 4 | Not NYC |  | 0 | 67
SUNY College of Technology at Delhi - Main campus | 2 Main Street | Delhi | Delaware | Upstate | Not NYC | Colleges & Universities | 42.2699 | -74.9246 | 2 | 0 | 1 | 50388 | 5672 | 3464.916 | 2 | 1913 | 2010 | 0 | Y | 4 | No | 0 | https://sucf.suny.edu/sites/default/files/docs/delhi.pdf | 4 | Plentiful | 4 | Dual Fuel | 3 | HW Boiler | 4 | 1990 | 2 | Hydronic | 4 | No | 0 | Zone 6 | 1 | NYS Electric and Gas | 9.6622 | 3 | Lowest Emissions | 4 | Not NYC |  | 0 | 67
Upstate Correctional Facility | 309 Bare Hill Rd | MALONE | Franklin | Upstate | Not NYC | Correctional Facilities | 44.8884 | -74.3208 | 3 | 1 | 1 | 46197.6113 | 25344.5229 | 3176.7652 | 1 | 1998 |  | 1 | Y | 4 | No | 0 |  | 0 | Plentiful | 4 | Oil | 4 | Steam Boiler | 2 | 1990 | 2 | Forced Air | 4 | No | 0 | Zone 6 | 1 | National Grid | 8.6003 | 4 | Lowest Emissions | 4 | Not NYC |  | 0 | 67
Greater Binghamton Health Center | 425 Robinson Street | Binghamton | Broome | Upstate | Not NYC | Hospitals | 42.1092 | -75.868 | 4 | 4 | 4 | 27989.0206 | 12204.5148 | 1924.6568 | 1 | 1950 | 2019 | 0 | Y | 4 | No | 0 |  | 0 | Sufficient | 2 | Natural Gas | 2 | Furnace | 3 | 1990 | 2 | Forced Air | 4 | No | 0 | Zone 6 | 1 | NYS Electric and Gas | 9.6622 | 3 | Lowest Emissions | 4 | Not NYC |  | 0 | 67
NYC Health + Hospitals / Jacobi | 1400 Pelham Parkway South | Bronx | Bronx | Downstate/LI/HV | NYC | Hospitals | 40.8573 | -73.8466 | 4 | 4 | 4 | 119255.3881 | 52000.896 | 8200.5617 | 3 | 1957 | 2008 | 0 | Y | 4 | No | 0 |  | 0 | Limited | 1 | Dual Fuel | 3 | Steam Boiler | 2 | 1990 | 2 | Forced Air | 4 | No | 0 | Zone 4 | 4 | Consolidated Edison | 20.1572 | 0 | Low Emissions | 2 | NYC Dual Fuel | Y | 0 | 66
SUNY at Fredonia | 280 Central Ave | Fredonia | Chautauqua | Upstate | Not NYC | Colleges & Universities | 42.4522 | -79.3374 | 2 | 0 | 1 | 76939.3256 | 8661.2984 | 5290.7101 | 2 | 1990 | 2021 | 0 | Y | 4 | Yes | 4 |  | 0 | Plentiful | 4 | Natural Gas | 2 | Furnace | 3 | 1990 | 2 | Forced Air | 4 | No | 0 | Zone 5 | 2 | National Grid | 8.6003 | 4 | Lowest Emissions | 4 | Not NYC |  | 0 | 67
Columbia Memorial Hospital | 71 Prospect Avenue | Hudson | Columbia | Downstate/LI/HV | Not NYC | Hospitals | 42.2463 | -73.7764 | 4 | 4 | 4 | 54694.8043 | 23849.4786 | 3761.0721 | 2 | 1880 |  | 4 |  | 0 | No | 0 |  | 0 | Sufficient | 0 | Dual Fuel | 3 | Steam Boiler | 2 | 1990 | 2 | Steam | 2 | No | 0 | Zone 5 | 2 | National Grid | 8.6003 | 4 | Lowest Emissions | 4 | Not NYC |  | 0 | 66
BryLin Hospitals | 1263 Delaware Avenue | Buffalo | Erie | Upstate | Not NYC | Hospitals | 42.9185 | -78.8682 | 4 | 4 | 4 | 27729.7412 | 12091.4569 | 1906.8275 | 1 | 1955 | 1958 | 3 |  | 0 | No | 0 |  | 0 | Very Limited | 0 | Natural Gas | 2 | Furnace | 3 | 1990 | 2 | Forced Air | 4 | No | 0 | Zone 5 | 2 | National Grid | 8.6003 | 4 | Lowest Emissions | 4 | Not NYC |  | 0 | 66
Hofstra University | 100 Hofstra University | Hempstead | Nassau | Downstate/LI/HV | Not NYC | Colleges & Universities | 40.716 | -73.6008 | 2 | 0 | 1 | 184970.1153 | 20822.6592 | 12719.4156 | 3 | 1935 |  | 4 |  | 0 | Yes | 4 | https://www.hofstra.edu/pdf/about/iraa/iraa-master-plan.pdf | 4 | Plentiful | 4 | Dual Fuel | 3 | Steam Boiler | 2 | 1990 | 2 | Steam | 2 | No | 0 | Zone 4 | 4 | Long Island Power Authority | 18.8148 | 1 | Highest Emissions | 1 | Not NYC |  | 0 | 66
Mercy College - Dobbs Ferry | 555 Broadway | Dobbs Ferry | Westchester | Downstate/LI/HV | Not NYC | Colleges & Universities | 41.0216 | -73.8744 | 2 | 0 | 1 | 157966.5723 | 17782.7866 | 10862.5249 | 3 | 1950 |  | 3 |  | 0 | Yes | 4 |  | 0 | Plentiful | 4 | Dual Fuel | 3 | Furnace | 3 | 1990 | 2 | Forced Air | 4 | No | 0 | Zone 4 | 4 | Consolidated Edison | 20.1572 | 0 | Low Emissions | 2 | Not NYC |  | 0 | 66
Clinton Hill South Campus Scorecard | 325-365 Clinton Ave | Brooklyn | Brooklyn | Downstate/LI/HV | NYC | Multifamily Housing | 40.6883 | -73.9672 | 3 | 2 | 3 | 59287.8482 | 926.2799 | 4076.9114 | 2 | 1946 |  | 3 |  | 0 | No | 0 |  | 0 | Sufficient | 2 | Natural Gas | 2 | CHP | 3 | 2006 | 1 | Forced Air | 4 | No | 0 | Zone 4 | 4 | Consolidated Edison | 20.1572 | 0 | Low Emissions | 2 | NYC Natural Gas |  | 2 | 66
Niagara University | Lewiston Road | Niagara University | Niagara | Upstate | Not NYC | Colleges & Universities | 43.1373 | -79.0367 | 2 | 0 | 1 | 65622.7639 | 7387.3579 | 4512.5301 | 2 | 1927 | 1967 | 4 |  | 0 | Yes | 4 |  | 0 | Plentiful | 4 | Dual Fuel | 3 | Steam Boiler | 2 | 1990 | 2 | Steam | 2 | No | 0 | Zone 5 | 2 | National Grid | 8.6003 | 4 | Lowest Emissions | 4 | Not NYC |  | 0 | 66
Clinton Correctional Facility | 1156 RT. 374 | Dannemora | Clinton | Upstate | Not NYC | Correctional Facilities | 44.7219 | -73.7235 | 3 | 1 | 1 | 132085.0624 | 72463.3328 | 9082.7905 | 3 | 1844 |  | 4 | Y | 4 | No | 0 |  | 0 | Plentiful | 4 | Natural Gas | 2 | CHP | 3 | 2009 | 1 | Steam | 2 | No | 0 | Zone 6 | 1 | NYS Electric and Gas | 9.6622 | 3 | Lowest Emissions | 4 | Not NYC |  | 0 | 66
CUNY Medgar Evers College | 1650 Bedford Ave | Brooklyn | Brooklyn | Downstate/LI/HV | NYC | Colleges & Universities | 40.6665 | -73.9579 | 2 | 0 | 1 | 87794.0154 | 9918.657 | 6037.1297 | 2 | 2010 | 2014 | 0 | Y | 4 | Yes | 4 | https://www.cuny.edu/wp-content/uploads/sites/4/page-assets/about/administration/offices/fpcm/departments/capital-budget/individual-college-five-year-and-reso-a-capital-requests-21-22/MedgarSummary.pdf | 4 | Sufficient | 2 | Natural Gas | 2 | HW Boiler | 4 | 1990 | 2 | Hydronic | 4 | No | 0 | Zone 4 | 4 | Consolidated Edison | 20.1572 | 0 | Low Emissions | 2 | NYC Natural Gas |  | 2 | 66
Flushing Hospital Medical Center | 4500 Parsons Boulevard | Flushing | Queens | Downstate/LI/HV | NYC | Hospitals | 40.7554 | -73.8156 | 4 | 4 | 4 | 65926.8654 | 28747.1797 | 4533.4415 | 2 | 1958 | 2020 | 0 |  | 0 | No | 0 | https://foresthillspost.com/rep-meng-secures-nearly-10-million-for-local-queens-projects | 4 | Limited | 1 | Oil | 4 | Steam Boiler | 2 | 1990 | 2 | Forced Air | 4 | No | 0 | Zone 4 | 4 | Consolidated Edison | 20.1572 | 0 | Low Emissions | 2 | NYC Oil | Y | 0 | 65
New York-Presbyterian Hospital | New York-Presbyterian Hospital | New York | Manhattan | Manhattan | NYC | Hospitals | 40.7643 | -73.9543 | 4 | 4 | 4 | 664983.9269 | 279692.9888 | 45727.4241 | 4 | 1932 | 1998 | 2 |  | 0 | No | 0 |  | 0 | Limited | 1 | Natural Gas | 2 | District Steam | 2 | 1990 | 2 | Steam | 2 | Steam | 1 | Zone 4 | 4 | Consolidated Edison | 20.1572 | 0 | Low Emissions | 2 | NYC Natural Gas | Y | 0 | 65
Beth Israel Medical Center | Beth Israel Medical Center | New York | Manhattan | Manhattan | NYC | Hospitals | 40.7332 | -73.9825 | 4 | 4 | 4 | 246725.4852 | 103773.0171 | 16966.0054 | 4 | 1929 |  | 4 |  | 0 | No | 0 |  | 0 | Very Limited | 0 | Natural Gas | 2 | District Steam (CHP) | 3 | 2013 | 1 | Steam | 2 | Steam | 1 | Zone 4 | 4 | Consolidated Edison | 20.1572 | 0 | Low Emissions | 2 | NYC Natural Gas | Y | 0 | 65
Long Island Jewish Medical Center | 270-05 76th Avenue | New Hyde Park | Queens | Downstate/LI/HV | NYC | Hospitals | 40.7534 | -73.7069 | 4 | 4 | 4 | 184488.1162 | 80445.3995 | 12686.271 | 3 | 1959 |  | 3 |  | 0 | No | 0 |  | 0 | Limited | 1 | Natural Gas | 2 | CHP | 3 | 2009 | 1 | Forced Air | 4 | No | 0 | Zone 4 | 4 | Consolidated Edison | 20.1572 | 0 | Low Emissions | 2 | NYC Natural Gas | Y | 0 | 65
Elmhurst Hospital Center | Elmhurst Hospital Center | Elmhurst | Queens | Downstate/LI/HV | NYC | Hospitals | 40.7452 | -73.8857 | 4 | 4 | 4 | 161840.1695 | 68070.1576 | 11128.8917 | 3 | 1957 | 1998 | 2 | Y | 4 | No | 0 |  | 0 | Very Limited | 0 | Dual Fuel | 3 | Steam Boiler | 2 | 2017 | 1 | Forced Air | 4 | No | 0 | Zone 4 | 4 | Consolidated Edison | 20.1572 | 0 | Low Emissions | 2 | NYC Dual Fuel | Y | 0 | 65
Whitman/Ingersol Campus | 131 Cumberland Walk | Brooklyn | Brooklyn | Downstate/LI/HV | NYC | Multifamily Housing | 40.6938 | -73.9733 | 3 | 2 | 3 | 431341.7854 | 7645.435 | 29661.091 | 4 | 1944 | 2019 | 0 | Y | 4 | No | 0 |  | 0 | Plentiful | 4 | Natural Gas | 2 | District Steam | 2 | 2019 | 1 | Steam | 2 | Steam | 1 | Zone 4 | 4 | Consolidated Edison | 20.1572 | 0 | Low Emissions | 2 | NYC Natural Gas | Y | 0 | 65
Orleans Correctional Facility | 3531 Gaines Basin Rd | Albion | Orleans | Upstate | Not NYC | Correctional Facilities | 43.2454 | -78.2236 | 3 | 1 | 1 | 37571.0303 | 20611.8847 | 2583.5609 | 1 | 1984 |  | 1 | Y | 4 | No | 0 |  | 0 | Plentiful | 4 | Dual Fuel | 3 | Steam Boiler | 2 | 1990 | 2 | Forced Air | 4 | No | 0 | Zone 5 | 2 | National Grid | 8.6003 | 4 | Lowest Emissions | 4 | Not NYC |  | 0 | 66
St. Mary's Healthcare | 427 Guy Park Avenue | Amsterdam | Montgomery | Upstate | Not NYC | Hospitals | 42.9539 | -74.2165 | 4 | 4 | 4 | 50704.6129 | 22109.5696 | 3486.6878 | 2 | 1903 |  | 4 |  | 0 | No | 0 |  | 0 | Sufficient | 0 | Dual Fuel | 3 | Steam Boiler | 2 | 1990 | 2 | Steam | 2 | No | 0 | Zone 6 | 1 | National Grid | 8.6003 | 4 | Lowest Emissions | 4 | Not NYC |  | 0 | 65
Cuba Memorial Hospital | 140 West Main Street | Cuba | Allegany | Upstate | Not NYC | Hospitals | 42.2134 | -78.2875 | 4 | 4 | 4 | 25914.785 | 11300.0516 | 1782.0226 | 1 | 1923 |  | 4 |  | 0 | No | 0 |  | 0 | Limited | 1 | Dual Fuel | 3 | Steam Boiler | 2 | 1990 | 2 | Steam | 2 | No | 0 | Zone 6 | 1 | National Grid | 8.6003 | 4 | Lowest Emissions | 4 | Not NYC |  | 0 | 65
The New School | 66 West 12th Street | New York | Manhattan | Manhattan | NYC | Colleges & Universities | 40.7355 | -73.9971 | 2 | 0 | 1 | 172639.8821 | 19434.6066 | 11871.5307 | 3 | 1931 |  | 4 |  | 0 | Yes | 4 |  | 0 | Very Limited | 0 | Oil | 4 | Steam Boiler | 2 | 2010 | 1 | Steam | 2 | No | 0 | Zone 4 | 4 | Consolidated Edison | 20.1572 | 0 | Low Emissions | 2 | NYC Oil |  | 4 | 65
Keuka College | 141 Central Avenue | Keuka Park | Yates | Upstate | Not NYC | Colleges & Universities | 42.6153 | -77.0906 | 2 | 0 | 1 | 32454.1043 | 3653.4591 | 2231.6969 | 1 | 1924 |  | 4 |  | 0 | Yes | 4 | https://www.keuka.edu/thenext125 | 4 | Plentiful | 4 | Dual Fuel | 3 | Steam Boiler | 2 | 1990 | 2 | Steam | 2 | No | 0 | Zone 5 | 2 | NYS Electric and Gas | 9.6622 | 3 | Lowest Emissions | 4 | Not NYC |  | 0 | 65
NAVSUBASE New London Mitchel Manor 1 |  | Hempstead | Nassau | Downstate/LI/HV | Not NYC | Military | 41.3885 | -72.086 | 3 | 2 | 3 | 44759.2452 | 6517.5743 | 3077.8563 | 1 | 1900 |  | 4 | Y | 4 | No | 0 |  | 0 | Plentiful | 4 | Dual Fuel | 3 | Steam Boiler | 2 | 1990 | 2 | Steam | 2 | No | 0 | Zone 4 | 4 | Long Island Power Authority | 18.8148 | 1 | Highest Emissions | 1 | Not NYC |  | 0 | 65
James J. Peters Veterans Affairs Medical Center | 130 West Kingsbridge Road | Bronx | Bronx | Downstate/LI/HV | NYC | Hospitals | 40.8675 | -73.9051 | 4 | 4 | 4 | 95459.2651 | 40150.2745 | 6564.2283 | 2 | 1905 |  | 4 |  | 0 | No | 0 |  | 0 | Sufficient | 2 | Dual Fuel | 3 | Steam Boiler | 2 | 1990 | 2 | Steam | 2 | No | 0 | Zone 4 | 4 | Consolidated Edison | 20.1572 | 0 | Low Emissions | 2 | NYC Dual Fuel | Y | 0 | 64
Brooklyn Hospital Center | 121 DeKalb Ave | Brooklyn | Brooklyn | Downstate/LI/HV | NYC | Hospitals | 40.6909 | -73.978 | 4 | 4 | 4 | 109851.5851 | 46203.7005 | 7553.9119 | 3 | 1982 |  | 1 |  | 0 | No | 0 |  | 0 | Limited | 1 | Natural Gas | 2 | HW Boiler | 4 | 1990 | 2 | Hydronic | 4 | No | 0 | Zone 4 | 4 | Consolidated Edison | 20.1572 | 0 | Low Emissions | 2 | NYC Natural Gas | Y | 0 | 64
Collins Correctional Facility | P.O. BOX 490, Middle Rd | Collins | Erie | Upstate | Not NYC | Correctional Facilities | 42.4906 | -78.9329 | 3 | 1 | 1 | 40068.1985 | 21981.8589 | 2755.2779 | 1 | 1982 |  | 1 | Y | 4 | No | 0 |  | 0 | Plentiful | 4 | Natural Gas | 2 | Furnace | 3 | 1990 | 2 | Forced Air | 4 | No | 0 | Zone 5 | 2 | National Grid | 8.6003 | 4 | Lowest Emissions | 4 | Not NYC |  | 0 | 65
Ira Davenport Memorial Hospital | 7571 State Route 54 | Bath | Steuben | Upstate | Not NYC | Hospitals | 42.369 | -77.2854 | 4 | 4 | 4 | 39138.0371 | 17066.0046 | 2691.3156 | 1 | 1937 | 2013 | 0 |  | 0 | No | 0 |  | 0 | Plentiful | 4 | Dual Fuel | 3 | Steam Boiler | 2 | 1990 | 2 | Steam | 2 | No | 0 | Zone 6 | 1 | NYS Electric and Gas | 9.6622 | 3 | Lowest Emissions | 4 | Not NYC |  | 0 | 64
Brookhaven Memorial Hospital Medical Center | 101 Hospital Road | Patchogue | Suffolk | Downstate/LI/HV | Not NYC | Hospitals | 40.7777 | -72.9778 | 4 | 4 | 4 | 34491.2759 | 15039.8005 | 2371.7824 | 1 | 1956 |  | 3 |  | 0 | No | 0 | https://buffalonews.com/business/local/st-bonaventure-pursues-25m-campus-renovation-and-expansion-project/article_39db5b3c-8eae-11ec-86d7-ff1f561d5c5a.html | 4 | Sufficient | 0 | Dual Fuel | 3 | Steam Boiler | 2 | 1990 | 2 | Forced Air | 4 | No | 0 | Zone 4 | 4 | Long Island Power Authority | 18.8148 | 1 | Highest Emissions | 1 | Not NYC |  | 0 | 64
Siena College | 515 Loudon Rd | Loudonville | Albany | Downstate/LI/HV | Not NYC | Colleges & Universities | 42.7176 | -73.7526 | 2 | 0 | 1 | 53608.2645 | 6034.8485 | 3686.3565 | 2 | 1938 |  | 4 |  | 0 | Yes | 4 |  | 0 | Plentiful | 4 | Natural Gas | 2 | Steam Boiler | 2 | 1990 | 2 | Steam | 2 | No | 0 | Zone 5 | 2 | National Grid | 8.6003 | 4 | Lowest Emissions | 4 | Not NYC |  | 0 | 64
Union College | 807 Union St | Schenectady | Schenectady | Upstate | Not NYC | Colleges & Universities | 42.8181 | -73.9288 | 2 | 0 | 1 | 37672.0197 | 4240.856 | 2590.5054 | 1 | 1875 |  | 4 |  | 0 | Yes | 4 |  | 0 | Plentiful | 4 | Natural Gas | 2 | District Steam (CHP) | 3 | 2016 | 1 | Steam | 2 | Steam | 1 | Zone 5 | 2 | National Grid | 8.6003 | 4 | Lowest Emissions | 4 | Not NYC |  | 0 | 64
Independence Plaza North Apartments | 310 Greenwich Street | New York | Manhattan | Manhattan | NYC | Multifamily Housing | 40.7176 | -74.011 | 3 | 2 | 3 | 121181.316 | 3269.3922 | 8332.9976 | 3 | 1975 |  | 3 |  | 0 | No | 0 |  | 0 | Very Limited | 0 | Dual Fuel | 3 | Steam Boiler | 2 | 1990 | 2 | Steam | 2 | No | 0 | Zone 4 | 4 | Consolidated Edison | 20.1572 | 0 | Low Emissions | 2 | NYC Dual Fuel |  | 3 | 64
Village View | 40 First Avenue | Manhattan | Manhattan | Manhattan | NYC | Multifamily Housing | 40.7241 | -73.9873 | 3 | 2 | 3 | 119170.4667 | 2557.8987 | 8194.7221 | 3 | 1964 |  | 3 |  | 0 | No | 0 |  | 0 | Sufficient | 0 | Dual Fuel | 3 | Steam Boiler | 2 | 1990 | 2 | Steam | 2 | No | 0 | Zone 4 | 4 | Consolidated Edison | 20.1572 | 0 | Low Emissions | 2 | NYC Dual Fuel |  | 3 | 64
Dominican College of Blauvelt | 470 Western Highway | Orangeburg | Rockland | Downstate/LI/HV | Not NYC | Colleges & Universities | 41.0474 | -73.9506 | 2 | 0 | 1 | 32470.7219 | 3655.3298 | 2232.8396 | 1 | 1952 |  | 3 |  | 0 | Yes | 4 |  | 0 | Plentiful | 4 | Dual Fuel | 3 | Furnace | 3 | 1990 | 2 | Forced Air | 4 | No | 0 | Zone 5 | 2 | Orange and Rockland Utilities | 13.6883 | 2 | Lowest Emissions | 4 | Not NYC |  | 0 | 64
Taxation and Finance Department, New York State | State Campus Bldg 8 | Albany | Albany | Downstate/LI/HV | Not NYC | Office | 42.6734 | -73.8127 | 0 | 1 | 2 | 42919.0168 | 18752.3089 | 2951.3136 | 1 | 1964 |  | 3 | Y | 4 | No | 0 |  | 0 | Sufficient | 2 | Dual Fuel | 3 | Furnace | 3 | 1990 | 2 | Forced Air | 4 | No | 0 | Zone 5 | 2 | National Grid | 8.6003 | 4 | Lowest Emissions | 4 | Not NYC |  | 0 | 64
Taxation and Finance Department, New York State | State Campus Bldg 9 | Albany | Albany | Downstate/LI/HV | Not NYC | Office | 42.6734 | -73.8127 | 0 | 1 | 2 | 37554.1397 | 16408.2703 | 2582.3994 | 1 | 1961 |  | 3 | Y | 4 | No | 0 |  | 0 | Sufficient | 2 | Dual Fuel | 3 | Furnace | 3 | 1990 | 2 | Forced Air | 4 | No | 0 | Zone 5 | 2 | National Grid | 8.6003 | 4 | Lowest Emissions | 4 | Not NYC |  | 0 | 64
Gouverneur Correctional Facility | 112 Scotch Settlement Rd | Gouverneur | St. Lawrence | Upstate | Not NYC | Correctional Facilities | 44.343 | -75.4429 | 3 | 1 | 1 | 36927.8204 | 20259.0126 | 2539.3307 | 1 | 1990 |  | 1 | Y | 4 | No | 0 |  | 0 | Plentiful | 4 | Natural Gas | 2 | Furnace | 3 | 1990 | 2 | Forced Air | 4 | No | 0 | Zone 6 | 1 | National Grid | 8.6003 | 4 | Lowest Emissions | 4 | Not NYC |  | 0 | 64
Cayuga Correctional Facility | 2202 State Route 38A | Moravia | Cayuga | Upstate | Not NYC | Correctional Facilities | 42.724 | -76.3983 | 3 | 1 | 1 | 35036.0263 | 19221.1533 | 2409.242 | 1 | 1926 |  | 4 | Y | 4 | No | 0 |  | 0 | Plentiful | 4 | Dual Fuel | 3 | Steam Boiler | 2 | 1990 | 2 | Steam | 2 | No | 0 | Zone 5 | 2 | NYS Electric and Gas | 9.6622 | 3 | Lowest Emissions | 4 | Not NYC |  | 0 | 64
Cape Vincent Correctional Facility | 36560 State Route 12E | Cape Vincent | Jefferson | Upstate | Not NYC | Correctional Facilities | 44.199 | -76.1942 | 3 | 1 | 1 | 32387.5146 | 17768.1504 | 2227.1179 | 1 | 1988 |  | 1 | Y | 4 | No | 0 |  | 0 | Plentiful | 4 | Natural Gas | 2 | Furnace | 3 | 1990 | 2 | Forced Air | 4 | No | 0 | Zone 6 | 1 | National Grid | 8.6003 | 4 | Lowest Emissions | 4 | Not NYC |  | 0 | 64
Riverview Correctional Facility | 1110 Tibbits Dr | Ogdensburg | St. Lawrence | Upstate | Not NYC | Correctional Facilities | 44.7183 | -75.4379 | 3 | 1 | 1 | 32274.0069 | 17705.8788 | 2219.3126 | 1 | 1988 |  | 1 | Y | 4 | No | 0 |  | 0 | Plentiful | 4 | Natural Gas | 2 | Furnace | 3 | 1990 | 2 | Forced Air | 4 | No | 0 | Zone 6 | 1 | National Grid | 8.6003 | 4 | Lowest Emissions | 4 | Not NYC |  | 0 | 64
SUNY College at Old Westbury | 223 Store Hill Rd | Old Westbury | Nassau | Downstate/LI/HV | Not NYC | Colleges & Universities | 40.799 | -73.5719 | 2 | 0 | 1 | 81592.2438 | 9185.0918 | 5610.6666 | 2 | 1971 | 2017 | 0 | Y | 4 | Yes | 4 | https://www.oldwestbury.edu/division/division-business-finance/capital-planning/current-projects | 4 | Plentiful | 4 | Natural Gas | 2 | CHP | 3 | 1990 | 2 | Forced Air | 4 | No | 0 | Zone 4 | 4 | Long Island Power Authority | 18.8148 | 1 | Highest Emissions | 1 | Not NYC |  | 0 | 64
Memorial Sloan-Kettering Cancer Center | 1275 York Ave | New York | Manhattan | Manhattan | NYC | Hospitals | 40.7642 | -73.9562 | 4 | 4 | 4 | 138048.7834 | 58063.4738 | 9492.884 | 3 | 1940 |  | 4 |  | 0 | No | 0 | https://www.mskcc.org/news-releases/msk-plans-new-pavilion-ensure-greater-access-care-all-people-new-york-and-beyond | 4 | Very Limited | 0 | Natural Gas | 2 | Steam Boiler | 2 | 1990 | 2 | Steam | 2 | No | 0 | Zone 4 | 4 | Consolidated Edison | 20.1572 | 0 | Low Emissions | 2 | NYC Natural Gas | Y | 0 | 63
Unity Plaza/Long Island Baptist House Campus | 360 Williams Avenue | Brooklyn | Brooklyn | Downstate/LI/HV | NYC | Multifamily Housing | 40.6669 | -73.8986 | 3 | 2 | 3 | 119724.6002 | 2523.9759 | 8232.8269 | 3 | 1948 |  | 3 | Y | 4 | No | 0 |  | 0 | Sufficient | 0 | Dual Fuel | 3 | Furnace | 3 | 1990 | 2 | Forced Air | 4 | No | 0 | Zone 4 | 4 | Consolidated Edison | 20.1572 | 0 | Low Emissions | 2 | NYC Dual Fuel | Y | 0 | 63
Marcy Correctional Facility | 9000 Old River Rd | MARCY | Oneida | Upstate | Not NYC | Correctional Facilities | 43.1613 | -75.3065 | 3 | 1 | 1 | 43435.592 | 23829.2484 | 2986.8357 | 1 | 1989 |  | 1 | Y | 4 | No | 0 |  | 0 | Plentiful | 4 | Natural Gas | 2 | Furnace | 3 | 1990 | 2 | Hydronic | 4 | No | 0 | Zone 6 | 1 | National Grid | 8.6003 | 4 | Lowest Emissions | 4 | Not NYC |  | 0 | 64
LIU Post | 720 Northern Blvd | Brookville | Nassau | Downstate/LI/HV | Not NYC | Colleges & Universities | 40.8207 | -73.5937 | 2 | 0 | 1 | 141232.6844 | 15899.001 | 9711.824 | 3 | 1954 |  | 3 |  | 0 | No | 0 |  | 0 | Plentiful | 4 | Dual Fuel | 3 | Furnace | 3 | 1990 | 2 | Forced Air | 4 | No | 0 | Zone 4 | 4 | Long Island Power Authority | 18.8148 | 1 | Highest Emissions | 1 | Not NYC |  | 0 | 63
Auburn Community Hospital | 17 Lansing Street | Auburn | Cayuga | Upstate | Not NYC | Hospitals | 42.9409 | -76.5649 | 4 | 4 | 4 | 41049.5208 | 17899.5004 | 2822.7582 | 1 | 1927 | 2017 | 0 |  | 0 | No | 0 | https://auburnpub.com/news/records/city-of-auburn-building-permits-march-6-2022/article_b7efd220-d75c-56fa-831e-6d491470a869.html#:~:text=%E2%80%A2%20Auburn%20Community%20Hospital%2C%20complete%20renovation%20of%20second,owner%20Frank%20Sigona%20at%2087%20Throop%20Ave.%2C%20%241%2C500. | 4 | Sufficient | 2 | Dual Fuel | 3 | Steam Boiler | 2 | 1990 | 2 | Steam | 2 | No | 0 | Zone 5 | 2 | NYS Electric and Gas | 9.6622 | 3 | Lowest Emissions | 4 | Not NYC |  | 0 | 63
Polytechnic Institute of New York University | Six Metrotech Ctr | Brooklyn | Brooklyn | Downstate/LI/HV | NYC | Colleges & Universities | 40.6943 | -73.9865 | 2 | 0 | 1 | 193187.9351 | 21825.6888 | 13284.5115 | 3 | 1957 |  | 3 |  | 0 | No | 0 |  | 0 | Limited | 1 | Dual Fuel | 3 | CHP | 3 | 2017 | 1 | Forced Air | 4 | No | 0 | Zone 4 | 4 | Consolidated Edison | 20.1572 | 0 | Low Emissions | 2 | NYC Dual Fuel |  | 3 | 63
4-00946-7501 (Multifamily Campus) | 24-50 78th St | Queens | Queens | Downstate/LI/HV | NYC | Multifamily Housing | 40.763 | -73.8908 | 3 | 2 | 3 | 69120.6208 | 150.3381 | 4753.0592 | 2 | 1925 |  | 4 |  | 0 | No | 0 |  | 0 | Very Limited | 0 | Dual Fuel | 3 | Steam Boiler | 2 | 1990 | 2 | Steam | 2 | No | 0 | Zone 4 | 4 | Consolidated Edison | 20.1572 | 0 | Low Emissions | 2 | NYC Dual Fuel |  | 3 | 63
London Terrace Towers | 435 West 23rd Street | New York | Manhattan | Manhattan | NYC | Multifamily Housing | 40.7472 | -74.0023 | 3 | 2 | 3 | 64127.3865 | 1696.6737 | 4409.7009 | 2 | 1934 |  | 4 |  | 0 | No | 0 |  | 0 | Very Limited | 0 | Dual Fuel | 3 | Steam Boiler | 2 | 1990 | 2 | Steam | 2 | No | 0 | Zone 4 | 4 | Consolidated Edison | 20.1572 | 0 | Low Emissions | 2 | NYC Dual Fuel |  | 3 | 63
Multifamily Campus | 1114 Avenue J | Brooklyn | Brooklyn | Downstate/LI/HV | NYC | Multifamily Housing | 40.6246 | -73.9648 | 3 | 2 | 3 | 54545.4 | 1343.8017 | 3750.7984 | 2 | 1920 |  | 4 |  | 0 | No | 0 |  | 0 | Very Limited | 0 | Dual Fuel | 3 | Steam Boiler | 2 | 1990 | 2 | Steam | 2 | No | 0 | Zone 4 | 4 | Consolidated Edison | 20.1572 | 0 | Low Emissions | 2 | NYC Dual Fuel |  | 3 | 63
Manhattan College | 4513 Manhattan College Parkway | Riverdale | Bronx | Downstate/LI/HV | NYC | Colleges & Universities | 40.8897 | -73.9027 | 2 | 0 | 1 | 34212.4933 | 3865.2063 | 2352.612 | 1 | 1923 | 2021 | 0 |  | 0 | Yes | 4 | https://manhattan.edu/news/archive/2021/04/manhattan-college-receives-5m-hecap-grant-leo-hall-renovations.php | 4 | Sufficient | 2 | Oil | 4 | Steam Boiler | 2 | 1980 | 2 | Steam | 2 | No | 0 | Zone 4 | 4 | Consolidated Edison | 20.1572 | 0 | Low Emissions | 2 | NYC Oil |  | 4 | 63
Le Moyne College | 1419 Salt Springs Rd | Syracuse | Onondaga | Upstate | Not NYC | Colleges & Universities | 43.0492 | -76.0904 | 2 | 0 | 1 | 57014.8653 | 6418.3401 | 3920.6104 | 2 | 1946 |  | 3 |  | 0 | Yes | 4 |  | 0 | Plentiful | 4 | Natural Gas | 2 | Electric Heat Pump | 1 | 1995 | 2 | Forced Air | 4 | No | 0 | Zone 5 | 2 | National Grid | 8.6003 | 4 | Lowest Emissions | 0 | Not NYC |  | 0 | 63
Suffolk County Community College | 533 College Rd | Selden | Suffolk | Downstate/LI/HV | Not NYC | Colleges & Universities | 40.849 | -73.0562 | 1 | 0 | 1 | 88923.9135 | 10010.4406 | 6114.8268 | 2 | 1961 |  | 3 | Y | 4 | No | 0 |  | 0 | Plentiful | 4 | Dual Fuel | 3 | Furnace | 3 | 1990 | 2 | Forced Air | 4 | No | 0 | Zone 4 | 4 | Long Island Power Authority | 18.8148 | 1 | Highest Emissions | 1 | Not NYC |  | 0 | 63
CUNY Lehman College | 250 Bedford Park Blvd W | Bronx | Bronx | Downstate/LI/HV | NYC | Colleges & Universities | 40.8732 | -73.8934 | 2 | 0 | 1 | 155532.4314 | 17571.5033 | 10695.1419 | 3 | 1931 |  | 4 | Y | 4 | Yes | 4 |  | 0 | Sufficient | 0 | Natural Gas | 2 | District Steam | 2 | 1990 | 2 | Steam | 2 | Steam | 1 | Zone 4 | 4 | Consolidated Edison | 20.1572 | 0 | Low Emissions | 2 | NYC Natural Gas |  | 2 | 63
CUNY John Jay College of Criminal Justice | 899 Tenth Ave | New York | Manhattan | Manhattan | NYC | Colleges & Universities | 40.7703 | -73.9882 | 2 | 0 | 1 | 174446.9698 | 19708.4009 | 11995.7946 | 3 | 1964 |  | 3 | Y | 4 | Yes | 4 |  | 0 | Sufficient | 0 | Dual Fuel | 3 | Steam Boiler | 2 | 1990 | 2 | Steam | 2 | No | 0 | Zone 4 | 4 | Consolidated Edison | 20.1572 | 0 | Low Emissions | 2 | NYC Dual Fuel |  | 3 | 63
SUNY Maritime College | 6 Pennyfield Avenue | Throggs Neck | Bronx | Downstate/LI/HV | NYC | Colleges & Universities | 40.8072 | -73.7953 | 2 | 0 | 1 | 29811.9115 | 3356.0193 | 2050.0073 | 1 | 1934 |  | 4 | Y | 4 | Yes | 4 | https://sucf.suny.edu/sites/default/files/docs/maritime.pdf | 4 | Suficient | 0 | Dual Fuel | 3 | Steam Boiler | 2 | 1990 | 2 | Steam | 2 | No | 0 | Zone 4 | 4 | Consolidated Edison | 20.1572 | 0 | Low Emissions | 2 | NYC Dual Fuel |  | 3 | 63
Brookdale Hospital Medical Center | Brookdale Hospital Medical Center | Brooklyn | Brooklyn | Downstate/LI/HV | NYC | Hospitals | 40.655 | -73.9124 | 4 | 4 | 4 | 215591.0788 | 90677.8506 | 14825.0571 | 4 | 1921 | 2004 | 0 |  | 0 | No | 0 |  | 0 | Sufficient | 2 | Dual Fuel | 3 | Steam Boiler | 2 | 1990 | 2 | Steam | 2 | No | 0 | Zone 4 | 4 | Consolidated Edison | 20.1572 | 0 | Low Emissions | 2 | NYC Dual Fuel | Y | 0 | 62
Jamaica Hospital Medical Center | 8900 Van Wyck Expy | Jamaica | Queens | Downstate/LI/HV | NYC | Hospitals | 40.7004 | -73.8166 | 4 | 4 | 4 | 124537.6259 | 52380.6658 | 8563.7932 | 3 | 1987 | 2017 | 0 |  | 0 | No | 0 |  | 0 | Limited | 1 | Dual Fuel | 3 | Steam Boiler | 2 | 1990 | 2 | Hydronic | 4 | No | 0 | Zone 4 | 4 | Consolidated Edison | 20.1572 | 0 | Low Emissions | 2 | NYC Dual Fuel | Y | 0 | 62
SUNY College of Technology at Canton | 34 Cornell Drive | Canton | St. Lawrence | Upstate | Not NYC | Colleges & Universities | 44.6041 | -75.1829 | 2 | 0 | 1 | 52843.8565 | 5948.7967 | 3633.7922 | 2 | 1906 |  | 4 | Y | 4 | No | 0 |  | 0 | Plentiful | 4 | Natural Gas | 2 | Steam Boiler | 2 | 1990 | 2 | Steam | 2 | No | 0 | Zone 6 | 1 | National Grid | 8.6003 | 4 | Lowest Emissions | 4 | Not NYC |  | 0 | 63
St. Mary's Hospital | 1300 Massachusetts Avenue | Troy | Rensselaer | Upstate | Not NYC | Hospitals | 42.7435 | -73.6758 | 4 | 4 | 4 | 49768.4947 | 21701.3785 | 3422.3159 | 1 | 1850 | 2020 | 0 |  | 0 | No | 0 |  | 0 | Plentiful | 4 | Dual Fuel | 3 | Electric Heat Pump | 1 | 1990 | 2 | Steam | 2 | No | 0 | Zone 5 | 2 | National Grid | 8.6003 | 4 | Lowest Emissions | 0 | Not NYC |  | 0 | 62
Franklin Plaza (WW) - Compliance | 2085-2086 2nd Ave | Manhattan | Manhattan | Manhattan | NYC | Multifamily Housing | 40.7916 | -73.9422 | 3 | 2 | 3 | 188010.4992 | 4758.7886 | 12928.4867 | 3 | 1960 | 2013 | 0 |  | 0 | No | 0 |  | 0 | Limited | 1 | Dual Fuel | 3 | Disrtict Steam | 1 | 2013 | 1 | Steam | 2 | Steam | 1 | Zone 4 | 4 | Consolidated Edison | 20.1572 | 0 | Low Emissions | 2 | NYC Dual Fuel |  | 3 | 62
Burke Rehabilitation Hospital | 785 Mamaroneck Avenue | White Plains | Westchester | Downstate/LI/HV | Not NYC | Hospitals | 41.0147 | -73.7553 | 4 | 4 | 4 | 30946.4439 | 13494.0889 | 2128.0231 | 1 | 1915 | 2021 | 0 |  | 0 | No | 0 |  | 0 | Plentiful | 4 | Natural gas | 2 | CHP | 3 | 1990 | 2 | Steam | 2 | Steam | 1 | Zone 4 | 4 | Consolidated Edison | 20.1572 | 0 | Low Emissions | 2 | Not NYC |  | 0 | 62
Utica College | 1600 Burrstone Rd | Utica | Oneida | Upstate | Not NYC | Colleges & Universities | 43.0962 | -75.2729 | 2 | 0 | 1 | 87375.1564 | 9836.0922 | 6008.3269 | 2 | 1961 | 2021 | 0 |  | 0 | Yes | 4 |  | 0 | Plentiful | 4 | Natural Gas | 2 | Furnace | 3 | 1990 | 2 | Forced Air | 4 | No | 0 | Zone 6 | 1 | National Grid | 8.6003 | 4 | Lowest Emissions | 4 | Not NYC |  | 0 | 62
Coxsackie Correctional Facility | 11260 Route 9W | Coxsackie | Greene | Downstate/LI/HV | Not NYC | Correctional Facilities | 42.3491 | -73.8484 | 3 | 1 | 1 | 34090.1292 | 18702.2237 | 2344.1977 | 1 | 1935 |  | 4 | Y | 4 | No | 0 |  | 0 | Plentiful | 4 | Dual Fuel | 3 | Steam Boiler | 2 | 1990 | 2 | Steam | 2 | No | 0 | Zone 5 | 2 | Central Hudson Gas and Electric | 13.2296 | 2 | Lowest Emissions | 4 | Not NYC |  | 0 | 62
Wende Correctional Facility | 3040 Wende Rd | Alden | Erie | Upstate | Not NYC | Correctional Facilities | 42.9318 | -78.5401 | 3 | 1 | 1 | 32992.8887 | 18100.2653 | 2268.7463 | 1 | 1983 | 2008 | 0 | Y | 4 | No | 0 |  | 0 | Plentiful | 4 | Dual Fuel | 3 | Steam Boiler | 2 | 1987 | 2 | Forced Air | 4 | No | 0 | Zone 5 | 2 | NYS Electric and Gas | 9.6622 | 3 | Lowest Emissions | 4 | Not NYC |  | 0 | 62
Washington Correctional Facility | 72 Lock 11 Lane | Comstock | Washington | Upstate | Not NYC | Correctional Facilities | 43.4643 | -73.434 | 3 | 1 | 1 | 32841.5452 | 18017.2366 | 2258.3392 | 1 | 1985 |  | 1 | Y | 4 | No | 0 |  | 0 | Plentiful | 4 | Oil | 4 | Steam Boiler | 2 | 1990 | 2 | Steam | 2 | No | 0 | Zone 5 | 2 | National Grid | 8.6003 | 4 | Lowest Emissions | 4 | Not NYC |  | 0 | 62
Mount Sinai Hospital | 1000 10th Avenue | New York | Manhattan | Manhattan | NYC | Hospitals | 40.79 | -73.9527 | 4 | 4 | 4 | 302826.1611 | 127369.0245 | 20823.7519 | 4 | 1852 | 1904 | 4 |  | 0 | No | 0 |  | 0 | Very Limited | 0 | Natural Gas | 2 | CHP | 3 | 2013 | 1 | Steam | 2 | No | 0 | Zone 4 | 4 | Consolidated Edison | 20.1572 | 0 | Low Emissions | 2 | NYC Natural Gas | Y | 0 | 61
Interfaith Medical Center | 1545 Atlantic Avenue | Brooklyn | Brooklyn | Downstate/LI/HV | NYC | Hospitals | 40.678 | -73.9375 | 4 | 4 | 4 | 76733.5578 | 33459.4002 | 5276.5605 | 2 | 1928 |  | 4 |  | 0 | No | 0 |  | 0 | Sufficient | 2 | Natural Gas | 2 | CHP | 3 | 2018 | 1 | Steam | 2 | No | 0 | Zone 4 | 4 | Consolidated Edison | 20.1572 | 0 | Low Emissions | 2 | NYC Natural Gas | Y | 0 | 61
NYU Langone Hospitals | 550 First Avenue | New York | Manhattan | Manhattan | NYC | Hospitals | 40.7429 | -73.974 | 4 | 4 | 4 | 291157.6656 | 126958.2844 | 20021.3712 | 4 | 1900 |  | 4 |  | 0 | No | 0 |  | 0 | Very Limited | 0 | Natural Gas | 2 | CHP | 3 | 2016 | 1 | Steam | 2 | No | 0 | Zone 4 | 4 | Consolidated Edison | 20.1572 | 0 | Low Emissions | 2 | NYC Natural Gas | Y | 0 | 61
SUNY at Purchase College | 735 Anderson Hill Rd | Purchase | Westchester | Downstate/LI/HV | Not NYC | Colleges & Universities | 41.0472 | -73.702 | 2 | 0 | 1 | 69245.3931 | 7795.1685 | 4761.6391 | 2 | 1967 |  | 3 | Y | 4 | Yes | 4 | https://www.purchase.edu/live/news/6346-combined-heat-and-power-energy-storage-project | 4 | Plentiful | 4 | Natural Gas | 2 | Steam Boiler | 2 | 1990 | 2 | Steam | 2 | No | 0 | Zone 4 | 4 | Consolidated Edison | 20.1572 | 0 | Low Emissions | 2 | Not NYC |  | 0 | 62
St. Joseph's Hospital Health Center | 301 Prospect Avenue | Syracuse | Onondaga | Upstate | Not NYC | Hospitals | 43.0557 | -76.1495 | 4 | 4 | 4 | 116662.5936 | 50870.317 | 8022.2689 | 3 | 1869 | 2012 | 0 |  | 0 | No | 0 |  | 0 | Limited | 1 | Natural Gas | 2 | CHP | 3 | 2014 | 1 | Steam | 2 | No | 0 | Zone 5 | 2 | National Grid | 8.6003 | 4 | Lowest Emissions | 4 | Not NYC |  | 0 | 61
Mount Saint Mary College | 330 Powell Avenue | Newburgh | Orange | Downstate/LI/HV | Not NYC | Colleges & Universities | 41.5139 | -74.0127 | 2 | 0 | 1 | 39300.5411 | 4424.1837 | 2702.4901 | 1 | 1960 | 2008 | 0 |  | 0 | No | 0 | https://www.msmc.edu/msmc-magazine/bringing-service-home/ | 4 | Plentiful | 4 | Dual Fuel | 3 | Steam Boiler | 2 | 1990 | 2 | Forced Air | 4 | No | 0 | Zone 5 | 2 | National Grid | 8.6003 | 4 | Lowest Emissions | 4 | Not NYC |  | 0 | 61
Brunswick Psych Center | 81 Louden Avenue | Amityville | Suffolk | Downstate/LI/HV | Not NYC | Hospitals | 40.6849 | -73.4213 | 4 | 4 | 4 | 37063.8015 | 16161.5413 | 2548.6814 | 1 | 1978 | 2016 | 0 |  | 0 | No | 0 |  | 0 | Sufficient | 2 | Dual Fuel | 3 | Furnace | 3 | 1990 | 2 | Forced Air | 4 | No | 0 | Zone 4 | 4 | Long Island Power Authority | 18.8148 | 1 | Highest Emissions | 1 | Not NYC |  | 0 | 61
Cortland Regional Medical Center | 134 Homer Avenue | Cortland | Cortland | Upstate | Not NYC | Hospitals | 42.6086 | -76.1863 | 4 | 4 | 4 | 32870.9879 | 14333.2796 | 2260.3638 | 1 | 1891 |  | 4 |  | 0 | No | 0 |  | 0 | Sufficient | 0 | Dual Fuel | 3 | Steam Boiler | 2 | 2014 | 1 | Steam | 2 | No | 0 | Zone 5 | 2 | National Grid | 8.6003 | 4 | Lowest Emissions | 4 | Not NYC |  | 0 | 61
Guthrie Corning Hospital | One Guthrie Drive | Corning | Steuben | Upstate | Not NYC | Hospitals | 42.1412 | -77.0476 | 4 | 4 | 4 | 26174.0645 | 11413.1095 | 1799.8518 | 1 | 1900 | 2014 | 0 |  | 0 | No | 0 |  | 0 | Plentiful | 4 | Natural gas | 2 | CHP | 3 | 2014 | 1 | Steam | 2 | No | 0 | Zone 6 | 1 | NYS Electric and Gas | 9.6622 | 3 | Lowest Emissions | 4 | Not NYC |  | 0 | 61
Cold Spring Hills Center for Nursing & Rehab | 378 Syosset Woodbury Rd | Woodbury | Orange | Downstate/LI/HV | Not NYC | Nursing Homes | 40.8256 | -73.47 | 4 | 3 | 4 | 25188.8649 | 9851.0907 | 1732.1049 | 1 | 1868 |  | 4 |  | 0 | No | 0 |  | 0 | Sufficient | 2 | Dual Fuel | 3 | Steam Boiler | 2 | 1990 | 2 | Steam | 2 | No | 0 | Zone 5 | 2 | Long Island Power Authority | 18.8148 | 1 | Lowest Emissions | 4 | Not NYC |  | 0 | 61
Lefrak City Section 2/3, Part 1 | 97-05 Horace Harding Expressway | Queens | Queens | Downstate/LI/HV | NYC | Multifamily Housing | 40.7352 | -73.8625 | 3 | 2 | 3 | 66318.1219 | 2178.3845 | 4560.3461 | 2 | 1963 | 2017 | 0 |  | 0 | No | 0 |  | 0 | Sufficient | 2 | Natural Gas | 2 | Steam Boiler | 2 | 1990 | 2 | Forced Air | 4 | No | 0 | Zone 4 | 4 | Consolidated Edison | 20.1572 | 0 | Low Emissions | 2 | NYC Natural Gas |  | 2 | 61
Lefrak City Section 1 | 5705 JUNCTION BLVD | Queens | Queens | Downstate/LI/HV | NYC | Multifamily Housing | 40.7363 | -73.8655 | 3 | 2 | 3 | 59409.8853 | 1595.3794 | 4085.3033 | 2 | 1962 | 2017 | 0 |  | 0 | No | 0 |  | 0 | Sufficient | 2 | Natural Gas | 2 | Steam Boiler | 2 | 1990 | 2 | Forced Air | 4 | No | 0 | Zone 4 | 4 | Consolidated Edison | 20.1572 | 0 | Low Emissions | 2 | NYC Natural Gas |  | 2 | 61
Kips Bay Court - Pinnacle City - 460-520 2nd Avenue | 460-520 2nd Avenue | New York | Manhattan | Manhattan | NYC | Multifamily Housing | 40.7402 | -73.9788 | 3 | 2 | 3 | 56651.7749 | 2445.6435 | 3895.6426 | 2 | 1975 |  | 3 |  | 0 | No | 0 |  | 0 | Very Limited | 0 | Dual Fuel | 3 | Steam Boiler | 2 | 1990 | 2 | Steam | 2 | No | 0 | Zone 4 | 4 | Consolidated Edison | 20.1572 | 0 | Low Emissions | 2 | NYC Dual Fuel |  | 3 | 61
Hobart William Smith Colleges | 337 Pulteney Street | Geneva | Ontario | Upstate | Not NYC | Colleges & Universities | 42.8581 | -76.9855 | 2 | 0 | 1 | 37289.8157 | 4197.8301 | 2564.2232 | 1 | 1822 |  | 4 |  | 0 | Yes | 4 |  | 0 | Plentiful | 4 | Dual Fuel | 3 | Steam Boiler | 2 | 1990 | 2 | Steam | 2 | No | 0 | Zone 5 | 2 | NYS Electric and Gas | 9.6622 | 3 | Lowest Emissions | 4 | Not NYC |  | 0 | 61
Nazareth College | 4245 East Ave | Rochester | Monroe | Upstate | Not NYC | Colleges & Universities | 43.1016 | -77.5186 | 2 | 0 | 1 | 48190.9383 | 5425.0033 | 3313.8357 | 1 | 1924 |  | 4 | Y | 4 | No | 0 |  | 0 | Plentiful | 4 | Dual Fuel | 3 | Steam Boiler | 2 | 1990 | 2 | Steam | 2 | No | 0 | Zone 5 | 2 | Rochester Gas and Electric | 10.8839 | 3 | Lowest Emissions | 4 | Not NYC |  | 0 | 61
Eastern NY Correctional Facility | 30 Institution Rd | Napanoch | Ulster | Downstate/LI/HV | Not NYC | Correctional Facilities | 41.7427 | -74.3642 | 3 | 1 | 1 | 34052.2934 | 18681.4665 | 2341.5959 | 1 | 1900 |  | 4 | Y | 4 | No | 0 |  | 0 | Plentiful | 4 | Dual Fuel | 3 | Steam Boiler | 2 | 1990 | 2 | Steam | 2 | No | 0 | Zone 6 | 1 | Central Hudson Gas and Electric | 13.2296 | 2 | Lowest Emissions | 4 | Not NYC |  | 0 | 61
FCI Ray Brook | 128 Ray Brook Rd | Ray Brook | Essex | Upstate | Not NYC | Correctional Facilities | 44.2942 | -74.0998 | 3 | 1 | 1 | 27658.0294 | 15173.5022 | 1901.8963 | 1 | 1932 | 1980 | 2 | Y | 4 | No | 0 |  | 0 | Plentiful | 4 | Dual Fuel | 3 | Steam Boiler | 2 | 1990 | 2 | Steam | 2 | No | 0 | Zone 6 | 1 | National Grid | 8.6003 | 4 | Lowest Emissions | 4 | Not NYC |  | 0 | 61
CUNY New York City College of Technology | 300 Jay St | Brooklyn | Brooklyn | Downstate/LI/HV | NYC | Colleges & Universities | 40.6955 | -73.9876 | 2 | 0 | 1 | 154232.7821 | 17424.6736 | 10605.7719 | 3 | 1946 |  | 3 | Y | 4 | Yes | 4 |  | 0 | Very Limited | 0 | Natural Gas | 2 | District Steam | 2 | 1990 | 2 | Steam | 2 | Steam | 1 | Zone 4 | 4 | Consolidated Edison | 20.1572 | 0 | Low Emissions | 2 | NYC Natural Gas |  | 2 | 61
Vladeck/Vladeck II Campus | 70 Gouverneur Street | Manhattan | Manhattan | Manhattan | NYC | Multifamily Housing | 40.7118 | -73.9834 | 3 | 2 | 3 | 199907.1307 | 4306.2405 | 13746.555 | 3 | 1940 |  | 4 | Y | 4 | No | 0 |  | 0 | Very Limited | 0 | Natural Gas | 2 | District Steam | 2 | 1990 | 2 | Steam | 2 | Steam | 1 | Zone 4 | 4 | Consolidated Edison | 20.1572 | 0 | Low Emissions | 2 | NYC Natural Gas | Y | 0 | 60
Clarkson University - Potsdam (Main) | 8 Clarkson Ave | Potsdam | St. Lawrence | Upstate | Not NYC | Colleges & Universities | 44.6627 | -74.9994 | 2 | 0 | 1 | 70342.1524 | 7918.6341 | 4837.0574 | 2 | 1896 |  | 4 |  | 0 | No | 0 |  | 0 | Plentiful | 4 | Natural Gas | 2 | District Steam (CHP) | 3 | 1990 | 2 | Steam | 2 | No | 0 | Zone 6 | 1 | National Grid | 8.6003 | 4 | Lowest Emissions | 4 | Not NYC |  | 0 | 60
St. Joseph's College-Long Island | 155 W Roe Blvd | Patchogue | Suffolk | Downstate/LI/HV | Not NYC | Colleges & Universities | 40.7759 | -73.0247 | 2 | 0 | 1 | 65905.2625 | 7419.1597 | 4531.956 | 2 | 1979 |  | 3 |  | 0 | No | 0 |  | 0 | Plentiful | 4 | Dual Fuel | 3 | Furnace | 3 | 1990 | 2 | Forced Air | 4 | No | 0 | Zone 4 | 4 | Long Island Power Authority | 18.8148 | 1 | Highest Emissions | 1 | Not NYC |  | 0 | 60
John T. Mather Memorial Hospital | 75 North Country Road | Port Jefferson | Suffolk | Downstate/LI/HV | Not NYC | Hospitals | 40.9383 | -73.0534 | 4 | 4 | 4 | 37450.6237 | 16330.2138 | 2575.2811 | 1 | 1929 | 2020 | 0 |  | 0 | No | 0 |  | 0 | Plentiful | 4 | Dual Fuel | 3 | Steam Boiler | 2 | 1990 | 2 | Steam | 2 | No | 0 | Zone 4 | 4 | Long Island Power Authority | 18.8148 | 1 | Highest Emissions | 1 | Not NYC |  | 0 | 60
Saint John Fisher College | 3690 East Ave | Rochester | Monroe | Upstate | Not NYC | Colleges & Universities | 43.1163 | -77.5131 | 2 | 0 | 1 | 62747.9252 | 7063.7284 | 4314.8426 | 2 | 1955 |  | 3 |  | 0 | Yes | 4 |  | 0 | Plentiful | 4 | Natural Gas | 2 | Steam Boiler | 2 | 1990 | 2 | Steam | 2 | No | 0 | Zone 5 | 2 | Rochester Gas and Electric | 10.8839 | 3 | Lowest Emissions | 4 | Not NYC |  | 0 | 60
Village East Towers | 411 E 10th Street | New York | Manhattan | Manhattan | NYC | Multifamily Housing | 40.7258 | -73.9762 | 3 | 2 | 3 | 73491.9245 | 1493.3519 | 5053.6506 | 2 | 1950 |  | 3 |  | 0 | No | 0 |  | 0 | Sufficient | 2 | Natural Gas | 2 | CHP | 3 | 2019 | 1 | Steam | 2 | No | 0 | Zone 4 | 4 | Consolidated Edison | 20.1572 | 0 | Low Emissions | 2 | NYC Natural Gas |  | 2 | 60
Berkeley College-New York | 3 East 43 Street | New York | Manhattan | Manhattan | NYC | Colleges & Universities | 40.7539 | -73.9795 | 2 | 0 | 1 | 71548.3996 | 8083.2848 | 4920.0047 | 2 | 1909 |  | 4 |  | 0 | No | 0 |  | 0 | Very Limited | 0 | Oil | 4 | Steam Boiler | 2 | 1990 | 2 | Steam | 2 | No | 0 | Zone 4 | 4 | Consolidated Edison | 20.1572 | 0 | Low Emissions | 2 | NYC Oil |  | 4 | 60
SUNY College at Oswego | 7060 State Route 104 | Oswego | Oswego | Upstate | Not NYC | Colleges & Universities | 43.4543 | -76.5408 | 2 | 0 | 1 | 133372.5762 | 15014.1643 | 9171.326 | 3 | 1913 | 2021 | 0 | Y | 4 | Yes | 4 | https://www.oswego.edu/news/story/suny-oswego-create-nation%E2%80%99s-premiere-broadcasting-and-graphic-design-facility#:~:text=SUNY%20Oswego%20officially%20launched%20this,Communication%2C%20Media%20and%20the%20Arts. | 4 | Plentiful | 4 | Electricity | 1 | Electric Heat Pump | 1 | 1990 | 2 | Steam | 2 | No | 0 | Zone 5 | 2 | National Grid | 8.6003 | 4 | Lowest Emissions | 0 | Not NYC |  | 0 | 60
Attica Correctional Facility | 639 Exchange Street | Attica | Wyoming | Upstate | Not NYC | Correctional Facilities | 42.8508 | -78.2758 | 3 | 1 | 1 | 76012.286 | 41701.1847 | 5226.9625 | 2 | 1931 | 2016 | 0 | Y | 4 | No | 0 |  | 0 | Plentiful | 4 | Dual Fuel | 3 | Steam Boiler | 2 | 1990 | 2 | Steam | 2 | No | 0 | Zone 6 | 1 | National Grid | 8.6003 | 4 | Lowest Emissions | 4 | Not NYC |  | 0 | 60
SUNY Farmingdale | 2350 Broadhollow Road | Farmingdale | Suffolk | Downstate/LI/HV | Not NYC | Colleges & Universities | 40.7542 | -73.4283 | 2 | 0 | 1 | 159096.5667 | 17909.9936 | 10940.2286 | 3 | 1914 | 2022 | 0 | Y | 4 | Yes | 4 |  | 0 | Plentiful | 4 | Natural Gas | 2 | District Steam | 2 | 1990 | 2 | Steam | 2 | Steam | 1 | Zone 4 | 4 | Long Island Power Authority | 18.8148 | 1 | Highest Emissions | 1 | Not NYC |  | 0 | 60
New York-Presbyterian Queens | 56-45 Main Street | Flushing | Queens | Downstate/LI/HV | NYC | Hospitals | 40.7475 | -73.8259 | 4 | 4 | 4 | 114449.5127 | 49905.3108 | 7870.0871 | 3 | 1957 | 2010 | 0 |  | 0 | No | 0 |  | 0 | Very Limited | 0 | Dual Fuel | 3 | Steam Boiler | 2 | 1990 | 2 | Forced Air | 4 | No | 0 | Zone 4 | 4 | Consolidated Edison | 20.1572 | 0 | Low Emissions | 2 | NYC Dual Fuel | Y | 0 | 59
Northport Veterans Affairs Medical Center | 79 Middleville Road | Northport | Suffolk | Downstate/LI/HV | Not NYC | Hospitals | 40.8991 | -73.306 | 4 | 4 | 4 | 70770.1304 | 30859.0685 | 4866.4872 | 2 | 1937 | 2018 | 0 |  | 0 | No | 0 |  | 0 | Plentiful | 4 | Natural Gas | 2 | Steam Boiler | 2 | 2018 | 1 | Steam | 2 | No | 0 | Zone 4 | 4 | Long Island Power Authority | 18.8148 | 1 | Highest Emissions | 1 | Not NYC |  | 0 | 59
Phelps Memorial Hospital Center | 701 North Broadway | Sleepy Hollow | Westchester | Downstate/LI/HV | Not NYC | Hospitals | 41.1077 | -73.8597 | 4 | 4 | 4 | 41494.5021 | 18093.5329 | 2853.3572 | 1 | 1951 | 2015 | 0 |  | 0 | No | 0 |  | 0 | Sufficient | 2 | Dual Fuel | 3 | Steam Boiler | 2 | 1990 | 2 | Hydronic | 4 | No | 0 | Zone 4 | 4 | Consolidated Edison | 20.1572 | 0 | Low Emissions | 2 | Not NYC |  | 0 | 59
294 Rt 100 | 294 Rt-100 | Somers | Westchester | Downstate/LI/HV | Not NYC | Office | 41.3076 | -73.6948 | 0 | 1 | 2 | 35460.3205 | 15493.4323 | 2438.4185 | 1 | 1983 |  | 1 |  | 0 | No | 0 |  | 0 | Plentiful | 4 | Natural Gas | 2 | HW Boiler | 4 | 1990 | 2 | Hydronic | 4 | No | 0 | Zone 4 | 4 | NYS Electric and Gas | 9.6622 | 3 | Low Emissions | 2 | Not NYC |  | 0 | 59
D'Youville College | 320 Porter Ave | Buffalo | Erie | Upstate | Not NYC | Colleges & Universities | 42.9026 | -78.8909 | 2 | 0 | 1 | 50201.6637 | 5651.3569 | 3452.1026 | 2 | 1908 | 2015 | 0 |  | 0 | Yes | 4 | http://www.dyc.edu/news/2013/0204_nyserda.aspx | 4 | Limited | 1 | Natural Gas | 2 | District HW | 4 | 1990 | 2 | Hydronic | 4 | No | 0 | Zone 5 | 2 | National Grid | 8.6003 | 4 | Lowest Emissions | 4 | Not NYC |  | 0 | 59
Daemen College | 4380 Main St | Amherst | Erie | Upstate | Not NYC | Colleges & Universities | 42.9656 | -78.7881 | 2 | 0 | 1 | 43787.2836 | 4929.2702 | 3011.0197 | 1 | 1947 | 2015 | 0 |  | 0 | Yes | 4 |  | 0 | Plentiful | 4 | Natural Gas | 2 | Steam Boiler | 2 | 1990 | 2 | Forced Air | 4 | No | 0 | Zone 5 | 2 | National Grid | 8.6003 | 4 | Lowest Emissions | 4 | Not NYC |  | 0 | 59
College of Mount Saint Vincent | 6301 Riverdale Ave | Bronx | Bronx | Downstate/LI/HV | NYC | Colleges & Universities | 40.9137 | -73.9089 | 2 | 0 | 1 | 31739.549 | 3573.0194 | 2182.5608 | 1 | 1848 |  | 4 |  | 0 | Yes | 4 | https://mountsaintvincent.edu/about/the-college/strategic-plan/ | 4 | Sufficient | 2 | Natural Gas | 2 | Steam Boiler | 2 | 1990 | 2 | Steam | 2 | No | 0 | Zone 4 | 4 | Consolidated Edison | 20.1572 | 0 | Low Emissions | 2 | NYC Natural Gas |  | 2 | 59
Wagner College | One Campus Rd | Staten Island | Staten Island | Downstate/LI/HV | NYC | Colleges & Universities | 40.6156 | -74.0929 | 2 | 0 | 1 | 37738.49 | 4248.3388 | 2595.0762 | 1 | 1921 | 2013 | 0 |  | 0 | Yes | 4 |  | 0 | Plentiful | 4 | Dual Fuel | 3 | Steam Boiler | 2 | 1990 | 2 | Steam | 2 | No | 0 | Zone 4 | 4 | Consolidated Edison | 20.1572 | 0 | Low Emissions | 2 | NYC Dual Fuel |  | 3 | 59
SUNY College at Plattsburgh | 101 Broad Street | Plattsburgh | Clinton | Upstate | Not NYC | Colleges & Universities | 44.6929 | -73.4665 | 2 | 0 | 1 | 95035.8539 | 10698.4806 | 6535.1125 | 2 | 1932 | 2017 | 0 | Y | 4 | No | 0 |  | 0 | Plentiful | 4 | Natural Gas | 2 | District Steam | 2 | 1990 | 2 | Steam | 2 | Steam | 1 | Zone 6 | 1 | Municipal Utility: PLATTSBURGH | 4.568 | 4 | Lowest Emissions | 4 | Not NYC |  | 0 | 59
United States Army Garrison Fort Hamilton | 114 White Ave | New York | Brooklyn | Downstate/LI/HV | NYC | Military | 40.6187 | -74.0332 | 3 | 2 | 3 | 61612.1808 | 14649.651 | 4236.7435 | 2 | 1931 | 2020 | 0 | Y | 4 | No | 0 |  | 0 | Sufficient | 2 | Natural Gas | 2 | Steam Boiler | 2 | 1990 | 2 | Steam | 2 | No | 0 | Zone 4 | 4 | Consolidated Edison | 20.1572 | 0 | Low Emissions | 2 | NYC Natural Gas |  | 2 | 59
Hospital for Special Surgery | 535 E 70th St | New York | Manhattan | Manhattan | NYC | Hospitals | 40.765 | -73.9526 | 4 | 4 | 4 | 55219.5134 | 23225.3895 | 3797.1536 | 2 | 1955 | 2011 | 0 |  | 0 | No | 0 | https://www.beckersspine.com/orthopedic/item/53827-12-story-hospital-for-special-surgery-project-to-boost-spine-orthopedic-care.html | 4 | Very Limited | 0 | Dual Fuel | 3 | District Steam | 2 | 1990 | 2 | Steam | 2 | Steam | 1 | Zone 4 | 4 | Consolidated Edison | 20.1572 | 0 | Low Emissions | 2 | NYC Dual Fuel | Y | 0 | 58
Mount Sinai Beth Israel | First Avenue and 16th Street | New York | Manhattan | Manhattan | NYC | Hospitals | 40.7327 | -73.9816 | 4 | 4 | 4 | 168579.2576 | 73508.3972 | 11592.3031 | 3 | 1910 |  | 4 |  | 0 | No | 0 |  | 0 | Very Limited | 0 | Natural Gas | 2 | CHP | 3 | 2013 | 1 | Steam | 2 | No | 0 | Zone 4 | 4 | Consolidated Edison | 20.1572 | 0 | Low Emissions | 2 | NYC Natural Gas | Y | 0 | 58
Kings County Hospital Center | Kings County Hospital Center | Brooklyn | Brooklyn | Downstate/LI/HV | NYC | Hospitals | 40.6567 | -73.944 | 4 | 4 | 4 | 176526.2103 | 74247.1229 | 12138.7729 | 3 | 1837 | 1997 | 2 | Y | 4 | No | 0 |  | 0 | Sufficient | 0 | Natural Gas | 2 | CHP | 3 | 2019 | 1 | Steam | 2 | No | 0 | Zone 4 | 4 | Consolidated Edison | 20.1572 | 0 | Low Emissions | 2 | NYC Natural Gas | Y | 0 | 58
St. Peter's Hospital | 315 South Manning Boulevard | Albany | Albany | Downstate/LI/HV | Not NYC | Hospitals | 42.6558 | -73.8051 | 4 | 4 | 4 | 83545.2308 | 36429.6064 | 5744.9632 | 2 | 1869 | 2014 | 0 |  | 0 | No | 0 |  | 0 | Sufficient | 0 | Dual Fuel | 3 | Steam Boiler | 2 | 1990 | 2 | Steam | 2 | No | 0 | Zone 5 | 2 | National Grid | 8.6003 | 4 | Lowest Emissions | 4 | Not NYC |  | 0 | 58
Niagara Falls Memorial Medical Center | 621 Tenth Street | Niagara Falls | Niagara | Upstate | Not NYC | Hospitals | 43.0935 | -79.0502 | 4 | 4 | 4 | 79585.6318 | 34703.0371 | 5472.6826 | 2 | 1895 | 2019 | 0 |  | 0 | No | 0 |  | 0 | Sufficient | 0 | Dual Fuel | 3 | Steam Boiler | 2 | 1990 | 2 | Steam | 2 | No | 0 | Zone 5 | 2 | National Grid | 8.6003 | 4 | Lowest Emissions | 4 | Not NYC |  | 0 | 58
Crouse Health | 736 Irving Avenue | Syracuse | Onondaga | Upstate | Not NYC | Hospitals | 43.0412 | -76.138 | 4 | 4 | 4 | 77654.4577 | 33860.9554 | 5339.8859 | 2 | 1929 | 2017 | 0 |  | 0 | No | 0 |  | 0 | Very Limited | 0 | Dual Fuel | 3 | Steam Boiler | 2 | 1990 | 2 | Steam | 2 | No | 0 | Zone 5 | 2 | National Grid | 8.6003 | 4 | Lowest Emissions | 4 | Not NYC |  | 0 | 58
Mercy Medical Center | 1000 North Village Avenue | Rockville Centre | Nassau | Downstate/LI/HV | Not NYC | Hospitals | 40.6859 | -73.6347 | 4 | 4 | 4 | 61189.7062 | 26681.5579 | 4207.6922 | 2 | 1941 |  | 4 |  | 0 | No | 0 |  | 0 | Sufficient | 0 | Natural Gas | 2 | CHP | 3 | 1990 | 2 | Steam | 2 | No | 0 | Zone 4 | 4 | Municipal Utility: ROCKVILLE CENTRE | 18.81 | 1 | Highest Emissions | 1 | Not NYC |  | 0 | 58
Northern Westchester Hospital | 400 East Main Street | Mount Kisco | Westchester | Downstate/LI/HV | Not NYC | Hospitals | 41.1967 | -73.7246 | 4 | 4 | 4 | 46250.2393 | 20167.2555 | 3180.3841 | 1 | 1916 |  | 4 |  | 0 | No | 0 |  | 0 | Limited | 1 | Dual Fuel | 3 | Steam Boiler | 2 | 1990 | 2 | Steam | 2 | No | 0 | Zone 4 | 4 | Consolidated Edison | 20.1572 | 0 | Low Emissions | 2 | Not NYC |  | 0 | 58
Our Lady of Lourdes Memorial Hospital, Inc. | 169 Riverside Drive | Binghamton | Broome | Upstate | Not NYC | Hospitals | 42.0925 | -75.9358 | 4 | 4 | 4 | 44842.1851 | 19553.2784 | 3083.5597 | 1 | 1925 | 2010 | 0 |  | 0 | No | 0 |  | 0 | Sufficient | 2 | Dual Fuel | 3 | Steam Boiler | 2 | 1990 | 2 | Steam | 2 | No | 0 | Zone 6 | 1 | NYS Electric and Gas | 9.6622 | 3 | Lowest Emissions | 4 | Not NYC |  | 0 | 58
St Bonaventure University | 3261 W. State Road | Saint Bonaventure | Cattaraugus | Upstate | Not NYC | Colleges & Universities | 42.0802 | -78.4811 | 2 | 0 | 1 | 34631.0053 | 3898.5196 | 2381.3909 | 1 | 1858 |  | 4 |  | 0 | No | 0 |  | 0 | Plentiful | 4 | Dual Fuel | 3 | Steam Boiler | 2 | 1990 | 2 | Steam | 2 | No | 0 | Zone 6 | 1 | National Grid | 8.6003 | 4 | Lowest Emissions | 4 | Not NYC |  | 0 | 58
Oswego Hospital | 110 West Sixth Street | Oswego | Oswego | Upstate | Not NYC | Hospitals | 43.4547 | -76.5165 | 4 | 4 | 4 | 30063.2562 | 13108.978 | 2067.291 | 1 | 1881 | 2021 | 0 |  | 0 | No | 0 |  | 0 | Limited | 1 | Dual Fuel | 3 | Steam Boiler | 2 | 1990 | 2 | Steam | 2 | No | 0 | Zone 5 | 2 | National Grid | 8.6003 | 4 | Lowest Emissions | 4 | Not NYC |  | 0 | 58
Kendal On Hudson | 1010 Kendal Way | Sleepy Hollow | Westchester | Downstate/LI/HV | Not NYC | Nursing Homes | 41.109 | -73.8665 | 4 | 3 | 4 | 27987.6276 | 10945.6564 | 1924.561 | 1 | 2005 | 2013 | 0 |  | 0 | No | 0 |  | 0 | Limited | 1 | Oil | 4 | HW Boiler | 4 | 1990 | 2 | Hydronic | 4 | No | 0 | Zone 4 | 4 | Consolidated Edison | 20.1572 | 0 | Low Emissions | 2 | Not NYC |  | 0 | 58
Waterside - 10-40 Waterside Plaza | 20 Waterside Plaza | New York | Manhattan | Manhattan | NYC | Multifamily Housing | 40.7374 | -73.9732 | 3 | 2 | 3 | 36864.2774 | 7847.1635 | 2534.9612 | 1 | 1973 |  | 3 |  | 0 | No | 0 |  | 0 | Very Limited | 0 | Dual Fuel | 3 | Steam Boiler | 2 | 1990 | 2 | Steam | 2 | No | 0 | Zone 4 | 4 | Consolidated Edison | 20.1572 | 0 | Low Emissions | 2 | NYC Dual Fuel |  | 3 | 58
Syracuse Veterans Affairs Medical Center | 800 Irving Avenue | Syracuse | Onondaga | Upstate | Not NYC | Hospitals | 43.0393 | -76.1382 | 4 | 4 | 4 | 46657.1413 | 20344.6837 | 3208.3646 | 1 | 1953 | 2013 | 0 |  | 0 | No | 0 |  | 0 | Very Limited | 0 | Natural Gas | 2 | CHP | 3 | 2017 | 1 | Hydronic | 4 | No | 0 | Zone 5 | 2 | National Grid | 8.6003 | 4 | Lowest Emissions | 4 | Not NYC |  | 0 | 58
SUNY College at Geneseo | 1 College Circle | Geneseo | Livingston | Upstate | Not NYC | Colleges & Universities | 42.7966 | -77.8219 | 2 | 0 | 1 | 93922.477 | 10573.1443 | 6458.5515 | 2 | 1867 | 2003 | 0 | Y | 4 | No | 0 |  | 0 | Plentiful | 4 | Natural Gas | 2 | District Steam | 2 | 1990 | 2 | Steam | 2 | Steam | 1 | Zone 5 | 2 | Rochester Gas and Electric | 10.8839 | 3 | Lowest Emissions | 4 | Not NYC |  | 0 | 58
Westchester Department of Correction | 10 Wood Rd | Valhalla | Westchester | Downstate/LI/HV | Not NYC | Correctional Facilities | 41.0848 | -73.8033 | 3 | 1 | 1 | 39614.168 | 21732.7727 | 2724.0566 | 1 | 1932 |  | 4 | Y | 4 | No | 0 |  | 0 | Plentiful | 4 | Dual Fuel | 3 | Steam Boiler | 2 | 1990 | 2 | Steam | 2 | No | 0 | Zone 4 | 4 | Consolidated Edison | 20.1572 | 0 | Low Emissions | 2 | Not NYC |  | 0 | 58
New York Department of Health | Empire State Plz | Albany | Albany | Downstate/LI/HV | Not NYC | Office | 42.6525 | -73.7566 | 0 | 1 | 2 | 27897.3609 | 12189.0008 | 1918.3538 | 1 | 1976 |  | 3 | Y | 4 | No | 0 |  | 0 | Very Limited | 0 | Dual Fuel | 3 | Furnace | 3 | 1990 | 2 | Forced Air | 4 | No | 0 | Zone 5 | 2 | National Grid | 8.6003 | 4 | Lowest Emissions | 4 | Not NYC |  | 0 | 58
CUNY Hunter College | 695 Park Ave | New York | Manhattan | Manhattan | NYC | Colleges & Universities | 40.7685 | -73.9652 | 2 | 0 | 1 | 219640.7258 | 24814.2314 | 15103.5299 | 4 | 1873 | 2010 | 0 | Y | 4 | Yes | 4 |  | 0 | Very Limited | 0 | Natural Gas | 2 | District Steam | 2 | 1990 | 2 | Steam | 2 | Steam | 1 | Zone 4 | 4 | Consolidated Edison | 20.1572 | 0 | Low Emissions | 2 | NYC Natural Gas |  | 2 | 58
Richmond University Medical Center | 355 Bard Ave | Staten Island | Staten Island | Downstate/LI/HV | NYC | Hospitals | 40.636 | -74.1055 | 4 | 4 | 4 | 112788.7933 | 47439.0935 | 7755.8882 | 3 | 1903 | 2018 | 0 |  | 0 | No | 0 | https://www.silive.com/entertainment/2020/11/richmond-university-medical-center-hosts-virtual-gala-to-support-new-emergency-department-construction.html#:~:text=RUMC%E2%80%99s%20new%2035%2C000%20square%20foot%2C%20two-story%20Emergency%20Department,pediatrics%20and%20urgent%20care%20on%20the%20ground%20floor. | 4 | Sufficient | 0 | Dual Fuel | 3 | Steam Boiler | 2 | 1990 | 2 | Steam | 2 | No | 0 | Zone 4 | 4 | Consolidated Edison | 20.1572 | 0 | Low Emissions | 2 | NYC Dual Fuel | Y | 0 | 57
NYU Langone Medical Center | NYU Langone Medical Center | New York | Manhattan | Manhattan | NYC | Hospitals | 40.7465 | -73.9719 | 4 | 4 | 4 | 236738.9775 | 99572.6807 | 16279.2862 | 4 | 1841 | 2018 | 0 |  | 0 | No | 0 |  | 0 | Very Limited | 0 | Natural Gas | 2 | District Steam (CHP) | 3 | 2016 | 1 | Steam | 2 | Steam | 1 | Zone 4 | 4 | Consolidated Edison | 20.1572 | 0 | Low Emissions | 2 | NYC Natural Gas | Y | 0 | 57
Betances IV/Betances V Campus | 480 East 143rd Street | Bronx | Bronx | Downstate/LI/HV | NYC | Multifamily Housing | 40.8112 | -73.9182 | 3 | 2 | 3 | 63015.8908 | 1446.2281 | 4333.2692 | 2 | 1972 | 2021 | 0 | Y | 4 | No | 0 | https://www.realestateindepth.com/news/nycha-and-hpd-finalize-deal-to-build-60m-bronx-affordable-housing-project/ | 4 | Very Limited | 0 | Dual Fuel | 3 | Steam Boiler | 2 | 1990 | 2 | Forced Air | 4 | No | 0 | Zone 4 | 4 | Consolidated Edison | 20.1572 | 0 | Low Emissions | 2 | NYC Dual Fuel | Y | 0 | 57
St John's University-New York | 8000 Utopia Pky | Queens | Queens | Downstate/LI/HV | NYC | Colleges & Universities | 40.7247 | -73.7924 | 2 | 0 | 1 | 580200.5647 | 65549.0053 | 39897.3212 | 4 | 1954 | 2008 | 0 |  | 0 | Yes | 4 | https://www.stjohns.edu/about/news/2022-01-04/st-johns-university-awarded-nyserda-funds-clean-energy-projects | 4 | Plentiful | 4 | Electricity | 1 | Electric Heat Pump | 1 | 2022 | 1 | Hydronic | 4 | No | 0 | Zone 4 | 4 | Consolidated Edison | 20.1572 | 0 | Low Emissions | 0 | NYC Electricity |  | 0 | 57
Glens Falls Hospital | 100 Park Street | Glens Falls | Warren | Upstate | Not NYC | Hospitals | 43.3073 | -73.6459 | 4 | 4 | 4 | 67507.5501 | 29436.4317 | 4642.1368 | 2 | 1897 | 2005 | 0 |  | 0 | No | 0 |  | 0 | Sufficient | 0 | Dual Fuel | 3 | Steam Boiler | 2 | 1990 | 2 | Steam | 2 | No | 0 | Zone 6 | 1 | National Grid | 8.6003 | 4 | Lowest Emissions | 4 | Not NYC |  | 0 | 57
Claxton-Hepburn Medical Center | 214 King Street | Ogdensburg | St. Lawrence | Upstate | Not NYC | Hospitals | 44.692 | -75.4996 | 4 | 4 | 4 | 30063.2562 | 13108.978 | 2067.291 | 1 | 1885 | 2021 | 0 |  | 0 | No | 0 |  | 0 | Limited | 1 | Dual Fuel | 3 | Steam Boiler | 2 | 1990 | 2 | Steam | 2 | No | 0 | Zone 6 | 1 | National Grid | 8.6003 | 4 | Lowest Emissions | 4 | Not NYC |  | 0 | 57
New York-Presbyterian/Hudson Valley Hospital | 1980 Crompond Road | Cortlandt Manor | Westchester | Downstate/LI/HV | Not NYC | Hospitals | 41.2916 | -73.8932 | 4 | 4 | 4 | 27078.6668 | 11807.5582 | 1862.0566 | 1 | 1966 | 2011 | 0 |  | 0 | No | 0 |  | 0 | Limited | 1 | Dual Fuel | 3 | Furnace | 3 | 1990 | 2 | Forced Air | 4 | No | 0 | Zone 4 | 4 | Consolidated Edison | 20.1572 | 0 | Low Emissions | 2 | Not NYC |  | 0 | 57
The College of Saint Rose | 432 Western Ave | Albany | Albany | Downstate/LI/HV | Not NYC | Colleges & Universities | 42.6643 | -73.7867 | 2 | 0 | 1 | 65290.4126 | 7349.9441 | 4489.676 | 2 | 1920 |  | 4 |  | 0 | Yes | 4 |  | 0 | Limited | 1 | Natural Gas | 2 | HW Boiler | 4 | 1990 | 2 | Steam | 2 | No | 0 | Zone 5 | 2 | National Grid | 8.6003 | 4 | Lowest Emissions | 4 | Not NYC |  | 0 | 57
Pace University-New York | 1 Pace Plaza | New York | Manhattan | Manhattan | NYC | Colleges & Universities | 40.711 | -74.0047 | 2 | 0 | 1 | 613121.8993 | 69268.3411 | 42161.1471 | 4 | 1966 | 2019 | 0 |  | 0 | Yes | 4 | https://www.pace.edu/new-york-city-master-plan | 4 | Limited | 1 | Natural Gas | 2 | Steam Boiler | 2 | 1990 | 2 | Steam | 2 | No | 0 | Zone 4 | 4 | Consolidated Edison | 20.1572 | 0 | Low Emissions | 2 | NYC Natural Gas |  | 2 | 57
River Park Residences | 30 Richman Plaza | Bronx | Bronx | Downstate/LI/HV | NYC | Multifamily Housing | 40.8522 | -73.9228 | 3 | 2 | 3 | 168976.1074 | 4149.5478 | 11619.5923 | 3 | 1975 | 2018 | 0 |  | 0 | No | 0 |  | 0 | Sufficient | 0 | Natural Gas | 2 | CHP | 3 | 2018 | 1 | Forced Air | 4 | No | 0 | Zone 4 | 4 | Consolidated Edison | 20.1572 | 0 | Low Emissions | 2 | NYC Natural Gas |  | 2 | 57
Manhattan Plaza | 400 W 43rd St | New York | Manhattan | Manhattan | NYC | Multifamily Housing | 40.759 | -73.9926 | 3 | 2 | 3 | 103196.1893 | 8805.3373 | 7096.2556 | 3 | 1976 |  | 3 |  | 0 | No | 0 |  | 0 | Very Limited | 0 | Natural Gas | 2 | CHP | 3 | 2010 | 1 | Steam | 2 | No | 0 | Zone 4 | 4 | Consolidated Edison | 20.1572 | 0 | Low Emissions | 2 | NYC Natural Gas |  | 2 | 57
Barnard College | 3009 Broadway | New York | Manhattan | Manhattan | NYC | Colleges & Universities | 40.8101 | -73.9633 | 2 | 0 | 1 | 42275.0852 | 4759.0374 | 2907.0338 | 1 | 1901 | 2018 | 0 |  | 0 | Yes | 4 | https://barnard.edu/renovation-timeline | 4 | Very Limited | 0 | Oil | 4 | Steam Boiler | 2 | 1990 | 2 | Steam | 2 | No | 0 | Zone 4 | 4 | Consolidated Edison | 20.1572 | 0 | Low Emissions | 2 | NYC Oil |  | 4 | 57
SUNY at Albany - Downtown Campus + Alumni Quad | 1400 Washington Avenue | Albany | Albany | Downstate/LI/HV | Not NYC | Colleges & Universities | 42.6611 | -73.7717 | 2 | 0 | 1 | 35956.7628 | 4047.7642 | 2472.5562 | 1 | 1935 | 2017 | 0 | Y | 4 | No | 0 |  | 0 | Plentiful | 4 | Natural Gas | 2 | District Steam | 2 | 1990 | 2 | Steam | 2 | Steam | 1 | Zone 5 | 2 | National Grid | 8.6003 | 4 | Lowest Emissions | 4 | Not NYC |  | 0 | 57
Woodbourne Correctional Facility | 99 Prison Rd | Woodbourne | Sullivan | Downstate/LI/HV | Not NYC | Correctional Facilities | 41.754 | -74.5927 | 3 | 1 | 1 | 30193.0335 | 16564.2336 | 2076.2151 | 1 | 1933 |  | 4 | Y | 4 | No | 0 |  | 0 | Sufficient | 2 | Dual Fuel | 3 | Steam Boiler | 2 | 1990 | 2 | Steam | 2 | No | 0 | Zone 6 | 1 | NYS Electric and Gas | 9.6622 | 3 | Lowest Emissions | 4 | Not NYC |  | 0 | 57
New York Westchester Square Medical Center | 2475 St Raymond Av | Bronx | Bronx | Downstate/LI/HV | NYC | Hospitals | 40.8406 | -73.8485 | 4 | 4 | 4 | 41120.9142 | 17295.5028 | 2827.6676 | 1 | 1929 |  | 4 |  | 0 | No | 0 |  | 0 | Very Limited | 0 | Natural Gas | 2 | CHP | 3 | 1994, 2001 | 1 | Steam | 2 | Steam | 1 | Zone 4 | 4 | Consolidated Edison | 20.1572 | 0 | Low Emissions | 2 | NYC Natural Gas | Y | 0 | 56
Highland Hospital | 1000 South Avenue | Rochester | Monroe | Upstate | Not NYC | Hospitals | 43.1358 | -77.6074 | 4 | 4 | 4 | 72585.0866 | 31650.4738 | 4991.2921 | 2 | 1889 | 2020 | 0 |  | 0 | No | 0 |  | 0 | Sufficient | 0 | Dual Fuel | 3 | Steam Boiler | 2 | 1990 | 2 | Steam | 2 | No | 0 | Zone 5 | 2 | Rochester Gas and Electric | 10.8839 | 3 | Lowest Emissions | 4 | Not NYC |  | 0 | 56
Crestwood Lake | 90 Beaumont Cir | Yonkers | Westchester | Downstate/LI/HV | Not NYC | Multifamily Housing | 40.9734 | -73.8303 | 3 | 2 | 3 | 27638.334 | 3991.0952 | 1900.5419 | 1 | 1951 |  | 3 |  | 0 | No | 0 |  | 0 | Limited | 1 | Dual Fuel | 3 | Furnace | 3 | 1990 | 2 | Forced Air | 4 | No | 0 | Zone 4 | 4 | Consolidated Edison | 20.1572 | 0 | Low Emissions | 2 | Not NYC |  | 0 | 56
Colgate University | 13 Oak Dr | Hamilton | Madison | Upstate | Not NYC | Colleges & Universities | 42.8195 | -75.5363 | 2 | 0 | 1 | 48091.2329 | 5413.7791 | 3306.9795 | 1 | 1827 |  | 4 |  | 0 | Yes | 4 |  | 0 | Plentiful | 4 | Digester Gas | 1 | Steam Boiler | 2 | 1990 | 2 | Steam | 2 | No | 0 | Zone 6 | 1 | Municipal Utility: HAMILTON | 9.66 | 3 | Lowest Emissions | 4 | Not NYC |  | 0 | 56
St. Thomas Aquinas College | 125 Rte 340 | Sparkill | Rockland | Downstate/LI/HV | Not NYC | Colleges & Universities | 41.0416 | -73.9368 | 2 | 0 | 1 | 31822.6369 | 3582.3729 | 2188.2743 | 1 | 1952 | 2020 | 0 |  | 0 | Yes | 4 |  | 0 | Plentiful | 4 | Natural Gas | 2 | Furnace | 3 | 1990 | 2 | Forced Air | 4 | No | 0 | Zone 5 | 2 | Orange and Rockland Utilities | 13.6883 | 2 | Lowest Emissions | 4 | Not NYC |  | 0 | 56
Chase Metrotech Campus (3&4) | 4 Metrotech Center | Brooklyn | Brooklyn | Downstate/LI/HV | NYC | Office | 40.6934 | -73.9838 | 0 | 1 | 2 | 98202.05 | 36800.4612 | 6752.8351 | 2 | 1990 |  | 1 |  | 0 | No | 0 | https://www.bkmag.com/2022/02/09/metrotech-center-renovation/ | 4 | Very Limited | 0 | Natural Gas | 2 | HW Boiler | 4 | 1990 | 2 | Hydronic | 4 | No | 0 | Zone 4 | 4 | Consolidated Edison | 20.1572 | 0 | Low Emissions | 2 | NYC Natural Gas |  | 2 | 56
Technical Career Institutes | 320 W 31st St | New York | Manhattan | Manhattan | NYC | Colleges & Universities | 40.7505 | -73.996 | 2 | 0 | 1 | 66790.755 | 7545.783 | 4592.8466 | 2 | 1953 |  | 3 |  | 0 | No | 0 | https://www.sga-arch.com/projects/320-w-31st-street/ | 4 | Very Limited | 0 | Dual Fuel | 3 | Steam Boiler | 2 | 1990 | 2 | Steam | 2 | No | 0 | Zone 4 | 4 | Consolidated Edison | 20.1572 | 0 | Low Emissions | 2 | NYC Dual Fuel |  | 3 | 56
Five Points Correctional Facility | 6600 State Route 96 | ROMULUS | Seneca | Upstate | Not NYC | Correctional Facilities | 42.7051 | -76.8203 | 3 | 1 | 1 | 47635.3748 | 26133.2959 | 3275.6325 | 1 | 2000 |  | 0 | Y | 4 | No | 0 |  | 0 | Plentiful | 4 | Dual Fuel | 3 | Steam Boiler | 2 | 1990 | 2 | Steam | 2 | No | 0 | Zone 5 | 2 | NYS Electric and Gas | 9.6622 | 3 | Lowest Emissions | 4 | Not NYC |  | 0 | 56
Morrisville State College | 80 Eaton Street | Morrisville | Madison | Upstate | Not NYC | Colleges & Universities | 42.894 | -75.6406 | 2 | 0 | 1 | 50899.6014 | 5729.9259 | 3500.0961 | 2 | 1908 | 2021 | 0 | Y | 4 | Yes | 4 |  | 0 | Plentiful | 4 | Digester Gas | 1 | CHP | 3 | 1990 | 2 | Steam | 2 | No | 0 | Zone 6 | 1 | NYS Electric and Gas | 9.6622 | 3 | Lowest Emissions | 4 | Not NYC |  | 0 | 56
Alfred University | One Saxon Drive | Alfred | Allegany | Upstate | Not NYC | Colleges & Universities | 42.2545 | -77.7881 | 2 | 0 | 1 | 39117.7479 | 4403.6061 | 2689.9204 | 1 | 1836 | 2001 | 0 | Y | 4 | Yes | 4 |  | 0 | Plentiful | 4 | Dual Fuel | 3 | Steam Boiler | 2 | 1990 | 2 | Steam | 2 | No | 0 | Zone 6 | 1 | NYS Electric and Gas | 9.6622 | 3 | Lowest Emissions | 4 | Not NYC |  | 0 | 56
SUNY College of Technology at Alfred (Alfred Campus) | 10 Upper College Drive | Alfred | Allegany | Upstate | Not NYC | Colleges & Universities | 42.2553 | -77.7946 | 2 | 0 | 1 | 30626 | 3448 | 2105.9879 | 1 | 1908 | 2018 | 0 | Y | 4 | Yes | 4 |  | 0 | Plentiful | 4 | Dual Fuel | 3 | Steam Boiler | 2 | 1990 | 2 | Steam | 2 | No | 0 | Zone 6 | 1 | NYS Electric and Gas | 9.6622 | 3 | Lowest Emissions | 4 | Not NYC |  | 0 | 56
Bronx-Lebanon Hospital Center Health Care System | 1276 Fulton Ave | Bronx | Bronx | Downstate/LI/HV | NYC | Hospitals | 40.8318 | -73.9035 | 4 | 4 | 4 | 123502.4339 | 53852.8055 | 8492.6085 | 3 | 1927 | 2009 | 0 |  | 0 | No | 0 |  | 0 | Very Limited | 0 | Oil | 4 | Steam Boiler | 2 | 1990 | 2 | Steam | 2 | No | 0 | Zone 4 | 4 | Consolidated Edison | 20.1572 | 0 | Low Emissions | 2 | NYC Oil | Y | 0 | 55
New York Community Hospital | 2525 Kings Hwy | Brooklyn | Brooklyn | Downstate/LI/HV | NYC | Hospitals | 40.6139 | -73.9484 | 4 | 4 | 4 | 36715.102 | 15442.4133 | 2524.7032 | 1 | 1929 |  | 4 |  | 0 | No | 0 |  | 0 | Very Limited | 0 | Dual Fuel | 3 | Steam Boiler | 2 | 1990 | 2 | Steam | 2 | No | 0 | Zone 4 | 4 | Consolidated Edison | 20.1572 | 0 | Low Emissions | 2 | NYC Dual Fuel | Y | 0 | 55
Maimonides Medical Center | 4802 Tenth Avenue | Brooklyn | Brooklyn | Downstate/LI/HV | NYC | Hospitals | 40.6395 | -73.9984 | 4 | 4 | 4 | 114645.4157 | 49990.7336 | 7883.5583 | 3 | 1927 | 2013 | 0 |  | 0 | No | 0 | https://maimo.org/media-center/news/maimonides-medical-center-secures-financing-to-fund-expansion-and-modernization-of-pediatric-and-adult-emergency-rooms-neonatal-icu-and-heart-vascular-institute/ | 4 | Very Limited | 0 | Dual Fuel | 3 | Steam Boiler | 2 | 1968, 1998, 2004 | 1 | Steam | 2 | No | 0 | Zone 4 | 4 | Consolidated Edison | 20.1572 | 0 | Low Emissions | 2 | NYC Dual Fuel | Y | 0 | 55
Nassau Community College | One Education Dr | Garden City | Nassau | Downstate/LI/HV | Not NYC | Colleges & Universities | 40.7289 | -73.5953 | 1 | 0 | 1 | 63342.834 | 7130.6992 | 4355.7514 | 2 | 1960 |  | 3 |  | 0 | Yes | 4 |  | 0 | Plentiful | 4 | Natural Gas | 2 | CHP | 3 | 1990 | 2 | Steam | 2 | No | 0 | Zone 4 | 4 | Long Island Power Authority | 18.8148 | 1 | Highest Emissions | 1 | Not NYC |  | 0 | 55
Nyack College | 1 South Blvd | Nyack | Rockland | Downstate/LI/HV | Not NYC | Colleges & Universities | 41.082 | -73.9279 | 2 | 0 | 1 | 40796.1219 | 4592.5459 | 2805.3333 | 1 | 1897 |  | 4 |  | 0 | No | 0 |  | 0 | Plentiful | 4 | Dual Fuel | 3 | Steam Boiler | 2 | 1990 | 2 | Steam | 2 | No | 0 | Zone 5 | 2 | Orange and Rockland Utilities | 13.6883 | 2 | Lowest Emissions | 4 | Not NYC |  | 0 | 55
Veterans Affairs Western New York Healthcare System-Batavia Division | 222 Richmond Avenue | Batavia | Genesee | Upstate | Not NYC | Hospitals | 43.0105 | -78.2002 | 4 | 4 | 4 | 38100.9193 | 16613.773 | 2619.9985 | 1 | 1933 | 2019 | 0 |  | 0 | No | 0 |  | 0 | Plentiful | 0 | Dual Fuel | 3 | Steam Boiler | 2 | 1990 | 2 | Steam | 2 | No | 0 | Zone 5 | 2 | National Grid | 8.6003 | 4 | Lowest Emissions | 4 | Not NYC |  | 0 | 55
Onondaga Community College | 4585 West Seneca Turnpike | Syracuse | Onondaga | Upstate | Not NYC | Colleges & Universities | 43.0063 | -76.1979 | 1 | 0 | 1 | 35425.3249 | 3987.9386 | 2436.012 | 1 | 1961 | 2017 | 0 | Y | 4 | Yes | 4 |  | 0 | Plentiful | 4 | Electricity | 1 | Electric Heat Pump | 1 | 1990 | 2 | Forced Air | 4 | No | 0 | Zone 5 | 2 | National Grid | 8.6003 | 4 | Lowest Emissions | 0 | Not NYC |  | 0 | 55
Rome Laboratory |  | Newburgh | Orange | Downstate/LI/HV | Not NYC | Military | 43.2216 | -75.4086 | 3 | 2 | 3 | 89761.5025 | 13070.5346 | 6172.4233 | 2 | 1942 | 2021 | 0 | Y | 4 | No | 0 |  | 0 | Sufficient | 0 | Dual Fuel | 3 | Steam Boiler | 2 | 1990 | 2 | Steam | 2 | No | 0 | Zone 5 | 2 | National Grid | 8.6003 | 4 | Lowest Emissions | 4 | Not NYC |  | 0 | 55
Auburn Correctional Facility | 135 State Street | Auburn | Cayuga | Upstate | Not NYC | Correctional Facilities | 42.9354 | -76.571 | 3 | 1 | 1 | 60575.2463 | 33232.2532 | 4165.439 | 2 | 1817 |  | 4 | Y | 4 | No | 0 |  | 0 | Very Limited | 0 | Dual Fuel | 3 | Steam Boiler | 2 | 1990 | 2 | Steam | 2 | No | 0 | Zone 5 | 2 | NYS Electric and Gas | 9.6622 | 3 | Lowest Emissions | 4 | Not NYC |  | 0 | 55
Ulster Correctional Facility | 750 Berme Rd | Napanoch | Ulster | Downstate/LI/HV | Not NYC | Correctional Facilities | 41.7423 | -74.3572 | 3 | 1 | 1 | 29701.167 | 16294.3902 | 2042.392 | 1 | 1987 |  | 1 | Y | 4 | No | 0 |  | 0 | Sufficient | 2 | Natural Gas | 2 | HW Boiler | 4 | 1990 | 2 | Hydronic | 4 | No | 0 | Zone 6 | 1 | Central Hudson Gas and Electric | 13.2296 | 2 | Lowest Emissions | 4 | Not NYC |  | 0 | 55
FCI Otisville | Two Mile Dr | Otisville | Orange | Downstate/LI/HV | Not NYC | Correctional Facilities | 41.4778 | -74.5325 | 3 | 1 | 1 | 25652.7277 | 14073.3714 | 1764.0023 | 1 | 1977 | 2022 | 0 | Y | 4 | No | 0 |  | 0 | Sufficient | 2 | Dual Fuel | 3 | Furnace | 3 | 1990 | 2 | Forced Air | 4 | No | 0 | Zone 5 | 2 | Orange and Rockland Utilities | 13.6883 | 2 | Lowest Emissions | 4 | Not NYC |  | 0 | 55
Harlem Hospital Center | 506 Lenox Ave | New York | Manhattan | Manhattan | NYC | Hospitals | 40.8144 | -73.9394 | 4 | 4 | 4 | 79892.0619 | 33602.6912 | 5493.7541 | 2 | 1965 | 2012 | 0 | Y | 4 | No | 0 |  | 0 | Very Limited | 0 | Dual Fuel | 3 | Steam Boiler | 2 | 1990 | 2 | Steam | 2 | No | 0 | Zone 4 | 4 | Consolidated Edison | 20.1572 | 0 | Low Emissions | 2 | NYC Dual Fuel | Y | 0 | 54
St. Francis Hospital, The Heart Center | 100 Port Washington Boulevard | Roslyn | Nassau | Downstate/LI/HV | Not NYC | Hospitals | 40.8042 | -73.6683 | 4 | 4 | 4 | 84252.662 | 36738.0793 | 5793.6095 | 2 | 1922 | 2012 | 0 |  | 0 | No | 0 |  | 0 | Limited | 1 | Dual Fuel | 3 | Steam Boiler | 2 | 1990 | 2 | Steam | 2 | No | 0 | Zone 4 | 4 | Long Island Power Authority | 18.8148 | 1 | Highest Emissions | 1 | Not NYC |  | 0 | 54
Vassar Brothers Medical Center | 45 Reade Place | Poughkeepsie | Dutchess | Downstate/LI/HV | Not NYC | Hospitals | 41.6944 | -73.9353 | 4 | 4 | 4 | 77606.8447 | 33840.1939 | 5336.6118 | 2 | 1887 | 2021 | 0 |  | 0 | No | 0 |  | 0 | Sufficient | 0 | Dual Fuel | 3 | Steam Boiler | 2 | 1990 | 2 | Steam | 2 | No | 0 | Zone 5 | 2 | Central Hudson Gas and Electric | 13.2296 | 2 | Lowest Emissions | 4 | Not NYC |  | 0 | 54
South Nassau Communities Hospital | One Healthy Way | Oceanside | Nassau | Downstate/LI/HV | Not NYC | Hospitals | 40.6538 | -73.6304 | 4 | 4 | 4 | 73775.2223 | 32169.4283 | 5073.1315 | 2 | 1928 | 2021 | 0 |  | 0 | No | 0 |  | 0 | Limited | 1 | Natural Gas | 2 | Steam Boiler | 2 | 1961 | 3 | Steam | 2 | No | 0 | Zone 4 | 4 | Municipal Utility: ROCKVILLE CENTRE | 18.81 | 1 | Highest Emissions | 1 | Not NYC |  | 0 | 54
Glen Cove Hospital | 101 St Andrews Lane | Glen Cove | Nassau | Downstate/LI/HV | Not NYC | Hospitals | 40.8716 | -73.6217 | 4 | 4 | 4 | 35767.4042 | 15596.2518 | 2459.535 | 1 | 1921 | 2019 | 0 |  | 0 | No | 0 |  | 0 | Plentiful | 4 | Electricity | 1 | Electric Heat Pump | 1 | 1990 | 2 | Steam | 2 | No | 0 | Zone 4 | 4 | Long Island Power Authority | 18.8148 | 1 | Highest Emissions | 0 | Not NYC |  | 0 | 54
Hamilton College | 198 College Hill Rd | Clinton | Oneida | Upstate | Not NYC | Colleges & Universities | 43.0502 | -75.4082 | 2 | 0 | 1 | 31589.9909 | 3556.1832 | 2172.2764 | 1 | 1792 | 2018 | 0 |  | 0 | Yes | 4 |  | 0 | Plentiful | 4 | Dual FUel | 3 | Steam Boiler | 2 | 1990 | 2 | Steam | 2 | No | 0 | Zone 6 | 1 | National Grid | 8.6003 | 4 | Lowest Emissions | 4 | Not NYC |  | 0 | 54
Silver Towers | 610 W 42nd st | New York | Manhattan | Manhattan | NYC | Multifamily Housing | 40.7608 | -73.999 | 3 | 2 | 3 | 75753.3312 | 3591.5126 | 5209.1555 | 2 | 1969 |  | 3 |  | 0 | No | 0 |  | 0 | Very Limited | 0 | Natural Gas | 2 | CHP | 3 | 2013 | 1 | Steam | 2 | No | 0 | Zone 4 | 4 | Consolidated Edison | 20.1572 | 0 | Low Emissions | 2 | NYC Natural Gas |  | 2 | 54
201/205 | 201 East 42nd st. | New York | Manhattan | Manhattan | NYC | Office | 40.7508 | -73.974 | 0 | 1 | 2 | 50076.6574 | 11052.5787 | 3443.5066 | 2 | 1966 |  | 3 |  | 0 | No | 0 |  | 0 | Very Limited | 0 | Dual Fuel | 3 | Steam Boiler | 2 | 1990 | 2 | Steam | 2 | No | 0 | Zone 4 | 4 | Consolidated Edison | 20.1572 | 0 | Low Emissions | 2 | NYC Dual Fuel |  | 3 | 54
Bedford Hills Correctional Facility | 247 Harris Road | Bedford Hills | Westchester | Downstate/LI/HV | Not NYC | Correctional Facilities | 41.2414 | -73.68 | 3 | 1 | 1 | 31138.9305 | 17083.1633 | 2141.2594 | 1 | 1901 | 1990 | 2 | Y | 4 | No | 0 |  | 0 | Sufficient | 2 | Dual Fuel | 3 | Steam Boiler | 2 | 1990 | 2 | Steam | 2 | No | 0 | Zone 4 | 4 | NYS Electric and Gas | 9.6622 | 3 | Low Emissions | 2 | Not NYC |  | 0 | 54
NewYork-Presbyterian Brooklyn Methodist Hospital | 506 Sixth Street | Brooklyn | Brooklyn | Downstate/LI/HV | NYC | Hospitals | 40.6682 | -73.9792 | 4 | 4 | 4 | 111250.4312 | 48510.3625 | 7650.1032 | 3 | 1931 | 2017 | 0 |  | 0 | No | 0 |  | 0 | Very Limited | 0 | Dual Fuel | 3 | Steam Boiler | 2 | 1990 | 2 | Steam | 2 | No | 0 | Zone 4 | 4 | Consolidated Edison | 20.1572 | 0 | Low Emissions | 2 | NYC Dual Fuel | Y | 0 | 53
Manhattanville College | 2900 Purchase St | Purchase | Westchester | Downstate/LI/HV | Not NYC | Colleges & Universities | 41.0322 | -73.7156 | 2 | 0 | 1 | 44701.2497 | 5032.1582 | 3073.8683 | 1 | 1952 | 2013 | 0 |  | 0 | Yes | 4 |  | 0 | Plentiful | 4 | Dual Fuel | 3 | Steam Boiler | 2 | 1990 | 2 | Hydronic | 4 | No | 0 | Zone 4 | 4 | Consolidated Edison | 20.1572 | 0 | Low Emissions | 2 | Not NYC |  | 0 | 53
Fishkill Correctional Facility | 18 Strack Drive | Beacon | Dutchess | Downstate/LI/HV | Not NYC | Correctional Facilities | 41.5236 | -73.949 | 3 | 1 | 1 | 61861.6663 | 33937.9975 | 4253.8993 | 2 | 1896 |  | 4 | Y | 4 | No | 0 |  | 0 | Sufficient | 0 | Dual Fuel | 3 | Steam Boiler | 2 | 1990 | 2 | Steam | 2 | No | 0 | Zone 5 | 2 | Central Hudson Gas and Electric | 13.2296 | 2 | Lowest Emissions | 4 | Not NYC |  | 0 | 53
SUNY College of Technology at Alfred (Wellsville Campus) | 2530 River Rd | Wellsville | Allegany | Upstate | Not NYC | Colleges & Universities | 42.2554 | -77.7947 | 2 | 0 | 1 | 30626.1722 | 3447.6831 | 2105.9997 | 1 | 1996 |  | 1 | Y | 4 | No | 0 |  | 0 | Sufficient | 2 | Natural Gas | 2 | Furnace | 3 | 1990 | 2 | Forced Air | 4 | No | 0 | Zone 6 | 1 | NYS Electric and Gas | 9.6622 | 3 | Lowest Emissions | 4 | Not NYC |  | 0 | 53
Altona Correctional Facility | 555 Devils Den Rd | Altona | Clinton | Upstate | Not NYC | Correctional Facilities | 44.8921 | -73.6559 | 3 | 1 | 1 | 27960.7164 | 15339.5597 | 1922.7104 | 1 | 1930 | 1983 | 2 | Y | 4 | No | 0 |  | 0 | Sufficient | 2 | Dual Fuel | 3 | Steam Boiler | 2 | 1990 | 2 | Steam | 2 | No | 0 | Zone 6 | 1 | NYS Electric and Gas | 9.6622 | 3 | Lowest Emissions | 4 | Not NYC |  | 0 | 53
New York Methodist Hospital | New York Methodist Hospital | Brooklyn | Brooklyn | Downstate/LI/HV | NYC | Hospitals | 40.6679 | -73.9792 | 4 | 4 | 4 | 173589.0021 | 73011.7299 | 11936.7967 | 3 | 1930 | 2021 | 0 |  | 0 | No | 0 |  | 0 | Very Limited | 0 | Natural Gas | 2 | CHP | 3 | 1990 | 2 | Steam | 2 | No | 0 | Zone 4 | 4 | Consolidated Edison | 20.1572 | 0 | Low Emissions | 2 | NYC Natural Gas | Y | 0 | 52
North Central Bronx Hospital | 3424 Kossuth Ave | Bronx | Bronx | Downstate/LI/HV | NYC | Hospitals | 40.8805 | -73.881 | 4 | 4 | 4 | 62562.5338 | 26313.8722 | 4302.0942 | 2 | 1972 | 2020 | 0 | Y | 4 | No | 0 |  | 0 | Very Limited | 0 | Dual Fuel | 3 | Steam Boiler | 2 | 1981, 1999, 2000 | 1 | Steam | 2 | No | 0 | Zone 4 | 4 | Consolidated Edison | 20.1572 | 0 | Low Emissions | 2 | NYC Dual Fuel | Y | 0 | 52
CUNY LaGuardia Community College | 31-10 Thomson Ave | Long Island City | Queens | Downstate/LI/HV | NYC | Colleges & Universities | 40.7439 | -73.9351 | 1 | 0 | 1 | 179320.6545 | 20259.0126 | 12330.9321 | 3 | 1971 |  | 3 | Y | 4 | Yes | 4 | https://wp.laguardia.edu/strategicplan/LAGCC-2019-2024-strategic-plan.pdf | 4 | Very Limited | 0 | Natural Gas | 2 | Steam Boiler | 2 | 1990 | 2 | Steam | 2 | No | 0 | Zone 4 | 4 | Consolidated Edison | 20.1572 | 0 | Low Emissions | 2 | NYC Natural Gas | Y | 0 | 52
Bassett Medical Center | One Atwell Road | Cooperstown | Otsego | Upstate | Not NYC | Hospitals | 42.6957 | -74.9228 | 4 | 4 | 4 | 44323.6262 | 19327.1626 | 3047.9011 | 1 | 1922 | 2013 | 0 |  | 0 | No | 0 |  | 0 | Very Limited | 0 | Dual Fuel | 3 | Steam Boiler | 2 | 1990 | 2 | Steam | 2 | No | 0 | Zone 6 | 1 | NYS Electric and Gas | 9.6622 | 3 | Lowest Emissions | 4 | Not NYC |  | 0 | 52
Newark-Wayne Community Hospital | 1200 Driving Park Avenue | Newark | Wayne | Upstate | Not NYC | Hospitals | 43.0527 | -77.0949 | 4 | 4 | 4 | 37923.5275 | 16536.4219 | 2607.8002 | 1 | 1921 | 2020 | 0 |  | 0 | No | 0 |  | 0 | Plentiful | 0 | Natural Gas | 2 | CHP | 3 | 1995 | 2 | Steam | 2 | No | 0 | Zone 5 | 2 | NYS Electric and Gas | 9.6622 | 3 | Lowest Emissions | 4 | Not NYC |  | 0 | 52
ARCHDI001011 Archdiocese of NY | 1011 1st Ave | New York | Manhattan | Manhattan | NYC | Office | 40.7575 | -73.964 | 0 | 1 | 2 | 1512905.1358 | 5003.8718 | 104034.4767 | 4 | 1907 | 1990 | 2 |  | 0 | No | 0 |  | 0 | Very Limited | 0 | Natural Gas | 2 | District Steam | 2 | 1990 | 2 | Steam | 2 | No | 0 | Zone 4 | 4 | Consolidated Edison | 20.1572 | 0 | Low Emissions | 2 | NYC Natural Gas |  | 2 | 52
SUNY Westchester Community College | 75 Grasslands Road | Valhalla | Westchester | Downstate/LI/HV | Not NYC | Colleges & Universities | 41.0685 | -73.7897 | 1 | 0 | 1 | 41779.8818 | 4703.2908 | 2872.9813 | 1 | 1957 | 2013 | 0 | Y | 4 | No | 0 |  | 0 | Plentiful | 4 | Dual Fuel | 3 | Steam Boiler | 2 | 1990 | 2 | Forced Air | 4 | No | 0 | Zone 4 | 4 | Consolidated Edison | 20.1572 | 0 | Low Emissions | 2 | Not NYC |  | 0 | 52
Medaille College | 18 Agassiz Circle | Buffalo | Erie | Upstate | Not NYC | Colleges & Universities | 42.9286 | -78.8559 | 2 | 0 | 1 | 36525.4077 | 4111.7784 | 2511.6589 | 1 | 1937 | 2003 | 0 |  | 0 | No | 0 |  | 0 | Plentiful | 4 | Dual Fuel | 3 | Steam Boiler | 2 | 1990 | 2 | Steam | 2 | No | 0 | Zone 5 | 2 | National Grid | 8.6003 | 4 | Lowest Emissions | 4 | Not NYC |  | 0 | 51
Sanford-Brown Institute-New York | 120 E 16th St., 4th Floor | New York | Manhattan | Manhattan | NYC | Colleges & Universities | 40.7353 | -73.9882 | 2 | 0 | 1 | 162814.4766 | 18394.203 | 11195.8896 | 3 | 2004 |  | 0 |  | 0 | No | 0 |  | 0 | Very Limited | 0 | Natural Gas | 2 | HW Boiler | 4 | 1990 | 2 | Hydronic | 4 | No | 0 | Zone 4 | 4 | Consolidated Edison | 20.1572 | 0 | Low Emissions | 2 | NYC Natural Gas |  | 2 | 51
SUNY College of Agriculture and Technology at Cobleskill | 106 Suffolk Cir | Cobleskill | Schoharie | Upstate | Not NYC | Colleges & Universities | 42.6725 | -74.4983 | 2 | 0 | 1 | 38070.8413 | 4285.7526 | 2617.9302 | 1 | 1916 | 2018 | 0 | Y | 4 | No | 0 |  | 0 | Plentiful | 0 | Natural Gas | 2 | District Steam (CHP) | 3 | 2019 | 1 | Steam | 2 | Steam + CW | 3 | Zone 6 | 1 | National Grid | 8.6003 | 4 | Lowest Emissions | 4 | Not NYC |  | 0 | 51
White Plains Hospital Center | 41 East Post Road | White Plains | Westchester | Downstate/LI/HV | Not NYC | Hospitals | 41.0263 | -73.7695 | 4 | 4 | 4 | 80622.7496 | 35155.2687 | 5543.9997 | 2 | 1924 | 2021 | 0 |  | 0 | No | 0 |  | 0 | Very Limited | 0 | Dual Fuel | 3 | Steam Boiler | 2 | 1990 | 2 | Steam | 2 | No | 0 | Zone 4 | 4 | Consolidated Edison | 20.1572 | 0 | Low Emissions | 2 | Not NYC |  | 0 | 50
Saint Joseph's Medical Center | 127 South Broadway | Yonkers | Westchester | Downstate/LI/HV | Not NYC | Hospitals | 40.929 | -73.8966 | 4 | 4 | 4 | 78705.8371 | 34319.4057 | 5412.1837 | 2 | 1888 | 2021 | 0 |  | 0 | No | 0 |  | 0 | Sufficient | 0 | Dual Fuel | 3 | Steam Boiler | 2 | 1990 | 2 | Steam | 2 | No | 0 | Zone 4 | 4 | Consolidated Edison | 20.1572 | 0 | Low Emissions | 2 | Not NYC |  | 0 | 50
Iona College | 715 North Ave | New Rochelle | Westchester | Downstate/LI/HV | Not NYC | Colleges & Universities | 40.9257 | -73.788 | 2 | 0 | 1 | 63013.8062 | 7093.6595 | 4333.1259 | 2 | 1958 |  | 3 |  | 0 | No | 0 |  | 0 | Limited | 1 | Dual Fuel | 3 | Furnace | 3 | 1990 | 2 | Forced Air | 4 | No | 0 | Zone 4 | 4 | Consolidated Edison | 20.1572 | 0 | Low Emissions | 2 | Not NYC |  | 0 | 50
Canisius College | 2001 Main St | Buffalo | Erie | Upstate | Not NYC | Colleges & Universities | 42.9252 | -78.8526 | 2 | 0 | 1 | 57563.2449 | 6480.0729 | 3958.3196 | 2 | 1913 |  | 4 |  | 0 | No | 0 |  | 0 | Very Limited | 0 | Dual Fuel | 3 | Steam Boiler | 2 | 1990 | 2 | Steam | 2 | No | 0 | Zone 5 | 2 | National Grid | 8.6003 | 4 | Lowest Emissions | 4 | Not NYC |  | 0 | 50
Montefiore New Rochelle | 16 Guion Place | New Rochelle | Westchester | Downstate/LI/HV | Not NYC | Hospitals | 40.9131 | -73.7872 | 4 | 4 | 4 | 49939.2451 | 21775.8336 | 3434.0575 | 1 | 1892 | 2021 | 0 |  | 0 | No | 0 |  | 0 | Limited | 1 | Dual Fuel | 3 | Steam Boiler | 2 | 1990 | 2 | Steam | 2 | No | 0 | Zone 4 | 4 | Consolidated Edison | 20.1572 | 0 | Low Emissions | 2 | Not NYC |  | 0 | 50
Geneva General Hospital | 196 North Street | Geneva | Ontario | Upstate | Not NYC | Hospitals | 42.8758 | -76.9874 | 4 | 4 | 4 | 34676.4993 | 15120.5666 | 2384.5193 | 1 | 1898 | 2016 | 0 |  | 0 | No | 0 |  | 0 | Sufficient | 0 | Natural Gas | 2 | CHP | 3 | 2003 | 1 | Steam | 2 | No | 0 | Zone 5 | 2 | NYS Electric and Gas | 9.6622 | 3 | Lowest Emissions | 4 | Not NYC |  | 0 | 50
Xerox Tower | 100 S Clinton Ave | Rochester | Monroe | Upstate | Not NYC | Office | 43.1545 | -77.6047 | 0 | 1 | 2 | 25635.7232 | 11200.8391 | 1762.833 | 1 | 1967 |  | 3 |  | 0 | No | 0 |  | 0 | Very Limited | 0 | Natural Gas | 2 | Furnace | 3 | 1990 | 2 | Forced Air | 4 | No | 0 | Zone 5 | 2 | Rochester Gas and Electric | 10.8839 | 3 | Lowest Emissions | 4 | Not NYC |  | 0 | 50
Pratt Institute-Main | 200 Willoughby Ave | Brooklyn | Brooklyn | Downstate/LI/HV | NYC | Colleges & Universities | 40.6915 | -73.9629 | 2 | 0 | 1 | 49926.2586 | 5640.4919 | 3433.1645 | 1 | 1975 | 2021 | 0 |  | 0 | Yes | 4 |  | 0 | Limited | 1 | Natural Gas | 2 | Steam Boiler | 2 | 1990 | 2 | Forced Air | 4 | No | 0 | Zone 4 | 4 | Consolidated Edison | 20.1572 | 0 | Low Emissions | 2 | NYC Natural Gas |  | 2 | 50
Dutchess Community College | 53 Pendell Rd | Poughkeepsie | Dutchess | Downstate/LI/HV | Not NYC | Colleges & Universities | 41.7242 | -73.9047 | 1 | 0 | 1 | 30114.3512 | 3390.0658 | 2070.8045 | 1 | 1913 | 2022 | 0 | Y | 4 | No | 0 |  | 0 | Plentiful | 4 | Dual Fuel | 3 | Steam Boiler | 2 | 1990 | 2 | Steam | 2 | No | 0 | Zone 5 | 2 | Central Hudson Gas and Electric | 13.2296 | 2 | Lowest Emissions | 4 | Not NYC |  | 0 | 50
Seneca Niagara Resort & Casino | 310 4th St | Niagara Falls | Niagara | Upstate | Not NYC | Office | 43.0857 | -79.0578 | 0 | 1 | 2 | 32189.2626 | 14064.2317 | 2213.4852 | 1 | 2002 | 2008 | 0 |  | 0 | No | 0 |  | 0 | Limited | 1 | Natural gas | 2 | CHP | 3 | 1990 | 2 | Forced Air | 4 | No | 0 | Zone 5 | 2 | National Grid | 8.6003 | 4 | Lowest Emissions | 4 | Not NYC |  | 0 | 49
Culinary Institute of America | 1946 Campus Drive | Hyde Park | Dutchess | Downstate/LI/HV | Not NYC | Colleges & Universities | 41.7458 | -73.9332 | 2 | 0 | 1 | 52029.5958 | 5857.1329 | 3577.7999 | 2 | 1970 |  | 3 |  | 0 | Yes | 4 |  | 0 | Sufficient | 0 | Dual Fuel | 3 | Electric Heat Pump | 1 | 1990 | 2 | Forced Air | 4 | No | 0 | Zone 5 | 2 | Central Hudson Gas and Electric | 13.2296 | 2 | Lowest Emissions | 0 | Not NYC |  | 0 | 49
DeVry College of New York | 180 Madison Ave., Ste. 900 | New York | Manhattan | Manhattan | NYC | Colleges & Universities | 40.7476 | -73.9835 | 2 | 0 | 1 | 25780.2451 | 2912.5608 | 1772.771 | 1 | 1927 |  | 4 |  | 0 | No | 0 |  | 0 | Very Limited | 0 | Natural Gas | 2 | District Steam | 2 | 1990 | 2 | Steam | 2 | Steam | 1 | Zone 4 | 4 | Consolidated Edison | 20.1572 | 0 | Low Emissions | 2 | NYC Natural Gas |  | 2 | 49
Apex Technical School | 24-02 Queens Plaza S | New York | Manhattan | Manhattan | NYC | Colleges & Universities | 40.7504 | -73.9415 | 2 | 0 | 1 | 29628.9088 | 3347.3692 | 2037.4232 | 1 | 1949 |  | 3 |  | 0 | No | 0 |  | 0 | Very Limited | 0 | Dual Fuel | 3 | Steam Boiler | 2 | 1990 | 2 | Steam | 2 | No | 0 | Zone 4 | 4 | Consolidated Edison | 20.1572 | 0 | Low Emissions | 2 | NYC Dual Fuel |  | 3 | 49
Sing Sing Correctional Facility | 354 Hunter Street | Ossining | Westchester | Downstate/LI/HV | Not NYC | Correctional Facilities | 41.1529 | -73.8687 | 3 | 1 | 1 | 59629.3493 | 32713.3236 | 4100.3947 | 2 | 1828 |  | 4 | Y | 4 | No | 0 |  | 0 | Sufficient | 0 | Dual Fuel | 3 | Steam Boiler | 2 | 1990 | 2 | Steam | 2 | No | 0 | Zone 4 | 4 | Consolidated Edison | 20.1572 | 0 | Low Emissions | 2 | Not NYC |  | 0 | 49
University at Buffalo - Downtown Campus | 12 Capen Hall | Buffalo | Erie | Upstate | Not NYC | Colleges & Universities | 42.897 | -78.8686 | 2 | 0 | 1 | 30315.1863 | 3412.6745 | 2084.6149 | 1 | 1846 | 2017 | 0 | Y | 4 | No | 0 |  | 0 | Sufficient | 2 | Dual Fuel | 3 | Steam Boiler | 2 | 1990 | 2 | Steam | 2 | No | 0 | Zone 5 | 2 | National Grid | 8.6003 | 4 | Lowest Emissions | 4 | Not NYC |  | 0 | 49
Albany County Correctional Facility | 840 Albany Shaker Rd | Albany | Albany | Downstate/LI/HV | Not NYC | Correctional Facilities | 42.7513 | -73.8201 | 3 | 1 | 1 | 30268.7052 | 16605.748 | 2081.4186 | 1 | 1931 | 2014 | 0 | Y | 4 | No | 0 |  | 0 | Limited | 1 | Dual Fuel | 3 | Steam Boiler | 2 | 1990 | 2 | Steam | 2 | No | 0 | Zone 5 | 2 | National Grid | 8.6003 | 4 | Lowest Emissions | 4 | Not NYC |  | 0 | 49
Francis S. Gabreski Airport |  | Westhampton Beach | Suffolk | Downstate/LI/HV | Not NYC | Military | 40.8435 | -72.6416 | 3 | 2 | 3 | 25837.4315 | 3626.3062 | 1776.7034 | 1 | 1943 | 1991 | 2 | Y | 4 | No | 0 |  | 0 | Very Limited | 0 | Dual Fuel | 3 | Steam Boiler | 2 | 1990 | 2 | Steam | 2 | No | 0 | Zone 4 | 4 | Long Island Power Authority | 18.8148 | 1 | Highest Emissions | 1 | Not NYC |  | 0 | 49
SUNY Cortland | Miller Building | Cortland | Cortland | Upstate | Not NYC | Colleges & Universities | 42.598 | -76.1887 | 2 | 0 | 1 | 114877.2264 | 12932.0854 | 7899.4987 | 3 | 1923 | 2012 | 0 | Y | 4 | Yes | 4 |  | 0 | Sufficient | 0 | Natural Gas | 2 | Steam Boiler | 2 | 2015 | 1 | Steam | 2 | No | 0 | Zone 5 | 2 | National Grid | 8.6003 | 4 | Lowest Emissions | 4 | Not NYC |  | 0 | 49
Huntington Hospital | 270 Park Avenue | Huntington | Suffolk | Downstate/LI/HV | Not NYC | Hospitals | 40.8795 | -73.4173 | 4 | 4 | 4 | 38157.1427 | 16638.289 | 2623.8647 | 1 | 1916 | 2017 | 0 |  | 0 | No | 0 |  | 0 | Plentiful | 0 | Dual Fuel | 3 | Steam Boiler | 2 | 1990 | 2 | Steam | 2 | No | 0 | Zone 4 | 4 | Long Island Power Authority | 18.8148 | 1 | Highest Emissions | 1 | Not NYC |  | 0 | 48
Vassar College | 124 Raymond Ave | Poughkeepsie | Dutchess | Downstate/LI/HV | Not NYC | Colleges & Universities | 41.6869 | -73.8951 | 2 | 0 | 1 | 39101.1303 | 4401.7354 | 2688.7777 | 1 | 1861 | 2019 | 0 |  | 0 | Yes | 4 |  | 0 | Plentiful | 4 | Natural Gas | 2 | CHP | 3 | 2009 | 1 | Steam | 2 | No | 0 | Zone 5 | 2 | Central Hudson Gas and Electric | 13.2296 | 2 | Lowest Emissions | 4 | Not NYC |  | 0 | 48
NewYork-Presbyterian Lower Manhattan Hospital | 170 William St | New York | Manhattan | Manhattan | NYC | Hospitals | 40.7101 | -74.0047 | 4 | 4 | 4 | 37596.2644 | 15813.0312 | 2585.2961 | 1 | 1968 | 2017 | 0 |  | 0 | No | 0 |  | 0 | Very Limited | 0 | Dual Fuel | 3 | Steam Boiler | 2 | 1990 | 2 | Steam | 2 | No | 0 | Zone 4 | 4 | Consolidated Edison | 20.1572 | 0 | Low Emissions | 2 | NYC Dual Fuel | Y | 0 | 47
CUNY Borough of Manhattan Community College | 199 Chambers St | New York | Manhattan | Manhattan | NYC | Colleges & Universities | 40.7175 | -74.0122 | 1 | 0 | 1 | 237356.183 | 26815.6611 | 16321.7281 | 4 | 1963 | 2012 | 0 | Y | 4 | Yes | 4 |  | 0 | Very Limited | 0 | Dual Fuel | 3 | Steam Boiler | 2 | 1990 | 2 | Steam | 2 | No | 0 | Zone 4 | 4 | Consolidated Edison | 20.1572 | 0 | Low Emissions | 2 | NYC Dual Fuel | Y | 0 | 47
Harris Corporation | 332-360 Initiative Dr | Rochester | Monroe | Upstate | Not NYC | Office | 43.1477 | -77.7337 | 0 | 1 | 2 | 27524.1402 | 12025.932 | 1892.6894 | 1 |  |  | 4 |  | 0 | No | 0 |  | 0 | Very Limited | 0 | Dual Fuel | 3 | Steam Boiler | 2 | 1990 | 2 | Steam | 2 | No | 0 | Zone 5 | 2 | Rochester Gas and Electric | 10.8839 | 3 | Lowest Emissions | 4 | Not NYC |  | 0 | 47
St. Francis College | 180 Remsen St | Brooklyn Heights | Brooklyn | Downstate/LI/HV | NYC | Colleges & Universities | 40.6932 | -73.9922 | 2 | 0 | 1 | 28313.7876 | 3198.7915 | 1946.9893 | 1 | 2005 | 2003 | 0 |  | 0 | No | 0 | https://www.sfc.edu/news/st-francis-college-announces-new-campus-in-the-heart-of-brooklyn | 4 | Very Limited | 0 | Natural Gas | 2 | Steam Boiler | 2 | 1990 | 2 | Hydronic | 4 | No | 0 | Zone 4 | 4 | Consolidated Edison | 20.1572 | 0 | Low Emissions | 2 | NYC Natural Gas |  | 2 | 47
School of Visual Arts | 209 E 23rd St | New York | Manhattan | Manhattan | NYC | Colleges & Universities | 40.7387 | -73.9822 | 2 | 0 | 1 | 45149.2739 | 5100.8051 | 3104.6765 | 1 | 1980 | 2009 | 0 |  | 0 | Yes | 4 |  | 0 | Very Limited | 0 | Natural Gas | 2 | Steam Boiler | 2 | 1990 | 2 | Hydronic | 4 | No | 0 | Zone 4 | 4 | Consolidated Edison | 20.1572 | 0 | Low Emissions | 2 | NYC Natural Gas |  | 2 | 47
CUNY Bernard M Baruch College | One Bernard Baruch Way (55 Lexington Ave at 24th St) | New York | Manhattan | Manhattan | NYC | Colleges & Universities | 40.7405 | -73.9832 | 2 | 0 | 1 | 170037.4455 | 19210.2285 | 11692.5749 | 3 | 1919 | 2018 | 0 | Y | 4 | No | 0 |  | 0 | Very Limited | 0 | Natural Gas | 2 | Steam Boiler | 2 | 1990 | 2 | Steam | 2 | No | 0 | Zone 4 | 4 | Consolidated Edison | 20.1572 | 0 | Low Emissions | 2 | NYC Natural Gas |  | 2 | 47
Monroe College-Main Campus | 2501 Jerome Avenue | Bronx | Bronx | Downstate/LI/HV | NYC | Colleges & Universities | 40.8644 | -73.9002 | 2 | 0 | 1 | 67757.7559 | 7655.0313 | 4659.3422 | 2 | 1920 | 2017 | 0 |  | 0 | No | 0 |  | 0 | Very Limited | 0 | Dual Fuel | 3 | Steam Boiler | 2 | 1990 | 2 | Steam | 2 | No | 0 | Zone 4 | 4 | Consolidated Edison | 20.1572 | 0 | Low Emissions | 2 | NYC Dual Fuel |  | 3 | 46
Molloy College | 1000 Hempstead Ave | Rockville Centre | Nassau | Downstate/LI/HV | Not NYC | Colleges & Universities | 40.6859 | -73.6262 | 2 | 0 | 1 | 82755.4734 | 9316.0401 | 5690.6558 | 2 | 1955 | 2016 | 0 |  | 0 | No | 0 |  | 0 | Plentiful | 4 | Electricity | 1 | Electric Heat Pump | 1 | 2021 | 1 | Forced Air | 4 | No | 0 | Zone 4 | 4 | Municipal Utility: ROCKVILLE CENTRE | 18.81 | 1 | Highest Emissions | 0 | Not NYC |  | 0 | 45
RexCorp Plz, Fmr Reckson Plz | 1 Reckson Plz | Uniondale | Nassau | Downstate/LI/HV | Not NYC | Office | 40.6622 | -73.5771 | 0 | 1 | 2 | 37755.8574 | 16496.4054 | 2596.2704 | 1 | 1985 |  | 1 |  | 0 | No | 0 |  | 0 | Sufficient | 0 | Natural Gas | 2 | HW Boiler | 4 | 1990 | 2 | Hydronic | 4 | No | 0 | Zone 4 | 4 | Long Island Power Authority | 18.8148 | 1 | Highest Emissions | 1 | Not NYC |  | 0 | 42
Russell Sage College | 65 1st Street | Troy | Rensselaer | Upstate | Not NYC | Colleges & Universities | 42.7282 | -73.6937 | 2 | 0 | 1 | 41959.3515 | 4723.4942 | 2885.3225 | 1 | 1916 | 2005 | 0 |  | 0 | Yes | 4 |  | 0 | Very Limited | 0 | Dual Fuel | 3 | Steam Boiler | 2 | 2005 | 1 | Steam | 2 | No | 0 | Zone 5 | 2 | National Grid | 8.6003 | 4 | Lowest Emissions | 4 | Not NYC |  | 0 | 41
Rxr Plaza | 625 Rxr Plaza | Uniondale | Nassau | Downstate/LI/HV | Not NYC | Office | 40.7196 | -73.5843 | 0 | 1 | 2 | 37877.192 | 16549.4193 | 2604.614 | 1 | 1985 | 2012 | 0 |  | 0 | No | 0 |  | 0 | Sufficient | 0 | Natural Gas | 2 | HW Boiler | 4 | 1990 | 2 | Hydronic | 4 | No | 0 | Zone 4 | 4 | Long Island Power Authority | 18.8148 | 1 | Highest Emissions | 1 | Not NYC |  | 0 | 40
Roberts Wesleyan College | 2265 Westside Dr | Rochester | Monroe | Upstate | Not NYC | Colleges & Universities | 43.1258 | -77.7985 | 2 | 0 | 1 | 28914.563 | 3255.002 | 1988.3014 | 1 | 1866 | 2022 | 0 |  | 0 | No | 0 |  | 0 | Plentiful | 4 | Geothermal | 1 | Electric Heat Pump | 1 | 2017 | 1 | Steam | 2 | No | 0 | Zone 5 | 2 | Rochester Gas and Electric | 10.8839 | 3 | Lowest Emissions | 0 | Not NYC |  | 0 | 38
Bard College | Annandale Road | Annandale-On-Hudson | Dutchess | Downstate/LI/HV | Not NYC | Colleges & Universities | 42.0204 | -73.9099 | 2 | 0 | 1 | 38104.0764 | 4289.494 | 2620.2156 | 1 | 1869 |  | 4 |  | 0 | Yes | 4 |  | 0 | Plentiful | 0 | Electricity | 1 | Electric Heat Pump | 1 | 1990 | 2 | Steam | 2 | No | 0 | Zone 5 | 2 | Central Hudson Gas and Electric | 13.2296 | 2 | Lowest Emissions | 0 | Not NYC |  | 0 | 38
Teachers College at Columbia University | 525 W 120th St | New York | Manhattan | Manhattan | NYC | Colleges & Universities | 40.8102 | -73.9606 | 2 | 0 | 1 | 63193.5115 | 7139.3792 | 4345.4832 | 2 | 1910 | 2015 | 0 |  | 0 | No | 0 |  | 0 | Very Limited | 0 | Natural Gas | 2 | Steam Boiler | 2 | 2003 | 1 | Steam | 2 | No | 0 | Zone 4 | 4 | Consolidated Edison | 20.1572 | 0 | Low Emissions | 2 | NYC Natural Gas |  | 2 | 38
Sarah Lawrence College | One Meadway | Bronxville | Westchester | Downstate/LI/HV | Not NYC | Colleges & Universities | 40.9355 | -73.8437 | 2 | 0 | 1 | 28183.3901 | 3172.6916 | 1938.0225 | 1 | 1926 | 2019 | 0 |  | 0 | No | 0 |  | 0 | Limited | 1 | Natural gas | 2 | District Steam | 2 | 1990 | 2 | Steam | 2 | No | 0 | Zone 4 | 4 | Consolidated Edison | 20.1572 | 0 | Low Emissions | 2 | Not NYC |  | 0 | 32

## Data Tables (hidden)
Climate Zone |  | Electric Rates |  | Emission Reduction Impact |  |  | REV Campus Challenge Participants
County | Climate Zone | Utility | Commercial Electricity Rate (cents/kWh) | County | Local Grid | Local Grid Classification | Cornell University | Yes
Bronx | Zone 4 | National Grid | 8.6003 | Brooklyn | NYC/Westchester | Low Emissions | Syracuse University | Yes
Nassau | Zone 4 | Orange and Rockland Utilities | 13.6883 | Bronx | NYC/Westchester | Low Emissions | Rochester Institute of Technology | Yes
Queens | Zone 4 | Long Island Power Authority | 18.8148 | Queens | NYC/Westchester | Low Emissions | University of Rochester | Yes
Suffolk | Zone 4 | NYS Electric and Gas | 9.6622 | Manhattan | NYC/Westchester | Low Emissions | Hofstra University | Yes
Brooklyn | Zone 4 | Rochester Gas and Electric | 10.8839 | Staten Island | NYC/Westchester | Low Emissions | SUNY Buffalo State | Yes
Manhattan | Zone 4 | Consolidated Edison | 20.1572 | Westchester | NYC/Westchester | Low Emissions | Rensselaer Polytechnic Institute | Yes
Staten Island | Zone 4 | Central Hudson Gas and Electric | 13.2296 | Nassau | Long Island | Highest Emissions | SUNY Cortland | Yes
Westchester | Zone 4 | Municipal Utility: PLATTSBURGH | 4.568 | Suffolk | Long Island | Highest Emissions | Ithaca College | Yes
Albany | Zone 5 | Municipal Utility: ROCKVILLE CENTRE | 18.81 | Albany | Upstate | Lowest Emissions | SUNY Oneonta | Yes
Erie | Zone 5 | Municipal Utility: JAMESTOWN | 8.818 | Erie | Upstate | Lowest Emissions | Niagara University | Yes
Ontario | Zone 5 | Municipal Utility: HAMILTON | 9.66 | Ontario | Upstate | Lowest Emissions | The College of Saint Rose | Yes
Saratoga | Zone 5 | Municipal Utility: FREEPORT | 12.51 | Saratoga | Upstate | Lowest Emissions | Saint John Fisher College | Yes
Cayuga | Zone 5 |  |  | Cayuga | Upstate | Lowest Emissions | Le Moyne College | Yes
Genesee | Zone 5 |  |  | Genesee | Upstate | Lowest Emissions | Siena College | Yes
Orange | Zone 5 |  |  | Orange | Upstate | Lowest Emissions | D'Youville College | Yes
Schenectady | Zone 5 |  |  | Schenectady | Upstate | Lowest Emissions | Colgate University | Yes
Chautauqua | Zone 5 |  |  | Chautauqua | Upstate | Lowest Emissions | Manhattanville College | Yes
Greene | Zone 5 |  |  | Greene | Upstate | Lowest Emissions | Skidmore College | Yes
Orleans | Zone 5 |  |  | Orleans | Upstate | Lowest Emissions | Daemen College | Yes
Seneca | Zone 5 |  |  | Seneca | Upstate | Lowest Emissions | Russell Sage College | Yes
Chemung | Zone 5 |  |  | Chemung | Upstate | Lowest Emissions | Alfred University | Yes
Livingston | Zone 5 |  |  | Livingston | Upstate | Lowest Emissions | Vassar College | Yes
Oswego | Zone 5 |  |  | Oswego | Upstate | Lowest Emissions | Bard College | Yes
Tioga | Zone 5 |  |  | Tioga | Upstate | Lowest Emissions | Union College | Yes
Columbia | Zone 5 |  |  | Columbia | Upstate | Lowest Emissions | Keuka College | Yes
Monroe | Zone 5 |  |  | Monroe | Upstate | Lowest Emissions | Hamilton College | Yes
Putnam | Zone 5 |  |  | Putnam | Upstate | Lowest Emissions | Fordham University | Yes
Washington | Zone 5 |  |  | Washington | Upstate | Lowest Emissions | CUNY College of Staten Island | Yes
Cortland | Zone 5 |  |  | Cortland | Upstate | Lowest Emissions | Yeshiva University | Yes
Niagara | Zone 5 |  |  | Niagara | Upstate | Lowest Emissions | CUNY Borough of Manhattan Community College | Yes
Rensselaer | Zone 5 |  |  | Rensselaer | Upstate | Lowest Emissions | CUNY Hunter College | Yes
Wayne | Zone 5 |  |  | Wayne | Upstate | Lowest Emissions | CUNY Queens College | Yes
Dutchess | Zone 5 |  |  | Dutchess | Upstate | Lowest Emissions | CUNY Kingsborough Community College | Yes
Onondaga | Zone 5 |  |  | Onondaga | Upstate | Lowest Emissions | CUNY LaGuardia Community College | Yes
Rockland | Zone 5 |  |  | Rockland | Upstate | Lowest Emissions | CUNY John Jay College of Criminal Justice | Yes
Yates | Zone 5 |  |  | Yates | Upstate | Lowest Emissions | CUNY Brooklyn College | Yes
Allegany | Zone 6 |  |  | Allegany | Upstate | Lowest Emissions | CUNY Queensborough Community College | Yes
Franklin | Zone 6 |  |  | Franklin | Upstate | Lowest Emissions | CUNY Lehman College | Yes
Montgomery | Zone 6 |  |  | Montgomery | Upstate | Lowest Emissions | CUNY New York City College of Technology | Yes
Sullivan | Zone 6 |  |  | Sullivan | Upstate | Lowest Emissions | CUNY York College | Yes
Broome | Zone 6 |  |  | Broome | Upstate | Lowest Emissions | CUNY Medgar Evers College | Yes
Fulton | Zone 6 |  |  | Fulton | Upstate | Lowest Emissions | School of Visual Arts | Yes
Oneida | Zone 6 |  |  | Oneida | Upstate | Lowest Emissions | Manhattan College | Yes
Tompkins | Zone 6 |  |  | Tompkins | Upstate | Lowest Emissions | Barnard College | Yes
Cattaraugus | Zone 6 |  |  | Cattaraugus | Upstate | Lowest Emissions | College of Mount Saint Vincent | Yes
Hamilton | Zone 6 |  |  | Hamilton | Upstate | Lowest Emissions | New York University | Yes
Otsego | Zone 6 |  |  | Otsego | Upstate | Lowest Emissions | The New School | Yes
Ulster | Zone 6 |  |  | Ulster | Upstate | Lowest Emissions | Wagner College | Yes
Chenango | Zone 6 |  |  | Chenango | Upstate | Lowest Emissions | CUNY Bronx Community College | Yes
Herkimer | Zone 6 |  |  | Herkimer | Upstate | Lowest Emissions | St Lawrence University | Yes
Schoharie | Zone 6 |  |  | Schoharie | Upstate | Lowest Emissions | Adelphi University | Yes
Warren | Zone 6 |  |  | Warren | Upstate | Lowest Emissions | SUNY College of Environmental Science and Forestry | Yes
Clinton | Zone 6 |  |  | Clinton | Upstate | Lowest Emissions | Marist College | Yes
Jefferson | Zone 6 |  |  | Jefferson | Upstate | Lowest Emissions | SUNY Polytechnic Institute - Utica | Yes
Schuyler | Zone 6 |  |  | Schuyler | Upstate | Lowest Emissions | Pratt Institute-Main | Yes
Wyoming | Zone 6 |  |  | Wyoming | Upstate | Lowest Emissions | Hobart William Smith Colleges | Yes
Delaware | Zone 6 |  |  | Delaware | Upstate | Lowest Emissions | New York Institute of Technology - Long Island | Yes
Lewis | Zone 6 |  |  | Lewis | Upstate | Lowest Emissions | St John's University-New York | Yes
St. Lawrence | Zone 6 |  |  | St. Lawrence | Upstate | Lowest Emissions | SUNY at Purchase College | Yes
Essex | Zone 6 |  |  | Essex | Upstate | Lowest Emissions | Pace University-New York | Yes
Madison | Zone 6 |  |  | Madison | Upstate | Lowest Emissions | SUNY Maritime College | Yes
Steuben | Zone 6 |  |  | Steuben | Upstate | Lowest Emissions | Utica College | Yes
[7 empty] | Dominican College of Blauvelt | Yes
[7 empty] | CUNY City College | Yes
[7 empty] | Long Island University-Brooklyn Campus | Yes
[7 empty] | St. Thomas Aquinas College | Yes
[7 empty] | SUNY Farmingdale | Yes
[7 empty] | Clarkson University - Postdam (Main) | Yes
[7 empty] | Binghamton University | Yes
[7 empty] | SUNY at Fredonia | Yes
[7 empty] | Monroe Community College | Yes
[7 empty] | Onondaga Community College | Yes
[7 empty] | Hudson Valley Community College | Yes
[7 empty] | Mercy College - Dobbs Ferry | Yes
[7 empty] | Fashion Institute of Technology | Yes
[7 empty] | Erie Community College | Yes
[7 empty] | Nassau Community College | Yes
[7 empty] | Morrisville State College | Yes
[7 empty] | SUNY College at Old Westbury | Yes
[7 empty] | SUNY Downstate Medical Center | Yes
[7 empty] | Culinary Institute of America | Yes
[7 empty] | Columbia University in the City of New York | Yes
[7 empty] | Stony Brook University - Southampton | Yes
[7 empty] | SUNY College of Technology at Alfred (Alfred Campus) | Yes
[7 empty] | SUNY College at Brockport | Yes
[7 empty] | SUNY College at Oswego | Yes

## Regions (hidden)
Bronx | Downstate/LI/HV
Nassau | Downstate/LI/HV
Queens | Downstate/LI/HV
Suffolk | Downstate/LI/HV
Brooklyn | Downstate/LI/HV
Manhattan | Manhattan
Staten Island | Downstate/LI/HV
Westchester | Downstate/LI/HV
Albany | Downstate/LI/HV
Erie | Upstate
Ontario | Upstate
Saratoga | Upstate
Cayuga | Upstate
Genesee | Upstate
Orange | Downstate/LI/HV
Schenectady | Upstate
Chautauqua | Upstate
Greene | Downstate/LI/HV
Orleans | Upstate
Seneca | Upstate
Chemung | Upstate
Livingston | Upstate
Oswego | Upstate
Tioga | Upstate
Columbia | Downstate/LI/HV
Monroe | Upstate
Putnam | Downstate/LI/HV
Washington | Upstate
Cortland | Upstate
Niagara | Upstate
Rensselaer | Upstate
Wayne | Upstate
Dutchess | Downstate/LI/HV
Onondaga | Upstate
Rockland | Downstate/LI/HV
Yates | Upstate
Allegany | Upstate
Franklin | Upstate
Montgomery | Upstate
Sullivan | Downstate/LI/HV
Broome | Upstate
Fulton | Upstate
Oneida | Upstate
Tompkins | Upstate
Cattaraugus | Upstate
Hamilton | Upstate
Otsego | Upstate
Ulster | Downstate/LI/HV
Chenango | Upstate
Herkimer | Upstate
Schoharie | Upstate
Warren | Upstate
Clinton | Upstate
Jefferson | Upstate
Schuyler | Upstate
Wyoming | Upstate
Delaware | Upstate
Lewis | Upstate
St. Lawrence | Upstate
Essex | Upstate
Madison | Upstate
Steuben | Upstate