## List of Tables
List of Tables
| No. | Table Name | Link
| E1 | Measure Characteristics Summary | Table E1
| E2 | Measure Applicability - Downstate | Table E2
| E3 | Measure Applicability - Long Island/Hudson Valley | Table E3
| E4 | Measure Applicability - Upstate | Table E4
| E5 | Measure Feasibility - All Regions | Table E5
| E6 | Measure Retrofit Percent Not Complete - All Regions | Table E6
| E7 | Measure Penetration - Economic Scenario | Table E7
| E8 | Measure Penetration - Max Achievable Scenario | Table E8
| E9 | Measure Penetration - Constrained Achievable Scenario | Table E9
| E10 | Costs by Building Type - Market Driven | Table E10
| E11 | Costs by Building Type - Retrofit | Table E11

## Table E1
Table E1. Measure Characteristics Summary
Return to List of Tables
Sources
| Meas# | Retrofit (RET) or Market Driven (MD) | Measure Name | Electric (E), Gas (G), Oil (O), or Propane (P) | End Use | Measure Description | Start Year | End Year | Life | Percent Savings (Primary Fuel) | Inc. Cost Per kWh or MMBtu Saved | Life | Percent Savings (Primary Fuel) | Inc. Cost Per kWh or MMBtu Saved
| 1 | MD | Room Air Conditioner | E | Cooling | This measure includes the replacement of failed or working room air conditioners in commercial buildings, as well as installation of high efficiency room air conditioners in new buildings. | 2020 | 2029 | 12 | 9.38% | 0.20259 | NY TRM V6.1 | NY TRM V6.1, NY Commercial Baseline Data | Mid Atlantic TRM, NY Commercial Baseline Data
| 1 | RET | Room Air Conditioner | E | Cooling | This measure includes the replacement of failed or working room air conditioners in commercial buildings, as well as installation of high efficiency room air conditioners in new buildings. | 2020 | 2029 | 12 | 15.09% | 2.4638 | NY TRM V6.1 | NY TRM V6.1, NY Commercial Baseline Data | Mid Atlantic TRM, NY Commercial Baseline Data
| 3 | MD | Chiller Systems | E | Cooling | This measure analyzes the space cooling savings potential of the installation of high efficiency chillers including; all air cooled chillers, water cooled screw, scroll, and centrifugal chillers. This measure is applicable to chillers with efficiencies provided at AHRI conditions. The incremental cost is associated with base equipment cost and does not include any installation costs. | 2020 | 2029 | 20 | 37.78% | 0.099231 | NY TRM V6.1 | NY Commercial Baseline Data, MA Program Experience | Mid Atlantic TRM
| 3 | RET | Chiller Systems | E | Cooling | This measure analyzes the space cooling savings potential of the installation of high efficiency chillers including; all air cooled chillers, water cooled screw, scroll, and centrifugal chillers. This measure is applicable to chillers with efficiencies provided at AHRI conditions. The incremental cost is associated with base equipment cost and does not include any installation costs. | 2020 | 2029 | 20 | 77.34% | 0.1765 | NY TRM V6.1 | NY Commercial Baseline Data, MA Program Experience | Mid Atlantic TRM
| 4 | RET | Chiller Tuneup | E | Cooling | Commercial air cooled or water chiller tune-up completed in accordance with the following recommended tune-up requirements: - Clean condenser coil/tubes - Check cooling tower for scale or buildup - Check contactors condition - Check evaporator condition - Check low-pressure controls - Check high-pressure controls - Check filter, replace as needed - Check belt, replace as needed - Check crankcase heater operation - Check economizer operation | 2020 | 2029 | 5 | 5% | 0.087267 | NY TRM V6.1 | NY TRM V6.1 | NY Commercial Baseline Data, Estimate
| 5 | MD | Computer Room Air Conditioner | E | Cooling | This measure analyzes the space cooling savings potential for the replacement or new commissioning of a computer room air conditioner (CRAC). CRACs are installed to meet cooling requirements for computers, servers, and other electronic components. | 2020 | 2029 | 20 | 23.08% | 0.36326 | NY TRM V6.1 | MN TRM 2018 | MN TRM 2018
| 6 | MD | MiniSplit Ductless AC | E | Cooling | Replace non-working or working room AC with mini split ductless AC system | 2020 | 2029 | 15 | 45.45% | 1.3506 | NY TRM V6.1 | New York Energy Code, CEE HVAC Tiers, NY TRM V6.1, NY Commercial Baseline Data | Online Pricing
| 6 | RET | MiniSplit Ductless AC | E | Cooling | Replace non-working or working room AC with mini split ductless AC system | 2020 | 2029 | 15 | 54.55% | 1.7054 | NY TRM V6.1 | New York Energy Code, CEE HVAC Tiers, NY TRM V6.1, NY Commercial Baseline Data | Online Pricing
| 7 | MD | Efficient Unitary AC | E | Cooling | Installation of electric DX split/packaged systems in replacement and new construction applications. This measure analyzes the cooling savings potential of the installation of higher efficiency air-conditioning equipment. | 2020 | 2029 | 15 | 18.24% | 0.27194 | NY TRM V6.1 | New York Energy Code, CEE HVAC Tiers, NY TRM V6.1, NY Commercial Baseline Data | Mid Atlantic TRM, MN TRM 2018
| 7 | RET | Efficient Unitary AC | E | Cooling | Installation of electric DX split/packaged systems in replacement and new construction applications. This measure analyzes the cooling savings potential of the installation of higher efficiency air-conditioning equipment. | 2020 | 2029 | 15 | 18.24% | 3.1953 | NY TRM V6.1 | New York Energy Code, CEE HVAC Tiers, NY TRM V6.1, NY Commercial Baseline Data | Mid Atlantic TRM, MN TRM 2018
| 8 | MD | Packaged Terminal AC | E | Cooling | Installation of electric PTAC systems in replacement and new construction applications. This measure analyzes the cooling savings potential of the installation of higher efficiency air-conditioning equipment. | 2020 | 2029 | 15 | 17.22% | 0.60642 | NY TRM V6.1 | NY Commercial Baseline Data, NY TRM V6.1, AHRI Database | Online Pricing
| 8 | RET | Packaged Terminal AC | E | Cooling | Installation of electric PTAC systems in replacement and new construction applications. This measure analyzes the cooling savings potential of the installation of higher efficiency air-conditioning equipment. | 2020 | 2029 | 15 | 29.26% | 2.4396 | NY TRM V6.1 | NY Commercial Baseline Data, NY TRM V6.1, AHRI Database | Online Pricing
| 9 | RET | Unitary Equipment Economizer | E | Cooling | Retrofit of existing equipment or the optional addition of an air-side economizer on new equipment where not required by code. This measure analyzes the cooling savings potential of the installation of an air side economizer on unitary equipment. This measure is applicable to dx and water cooled air systems. | 2020 | 2029 | 10 | 8.804% | 0.89109 | NY TRM V6.1 | NY TRM V6.1, NY Commercial Baseline Data | Mid Atlantic TRM
| 10 | RET | Guest Room EM | E | Cooling | Installation of controls to minimize energy costs for guest room HVAC systems. Room temperatures are controlled to reduce energy consumption when a room is unoccupied. | 2020 | 2029 | 8 | 18.4% | 0.51151 | NY TRM V6.1 | PNNL Guest Room Management Study | NY Commercial Baseline Data, NY TRM V6.1, IL TRM
| 11 | RET | Guest Room EM | E | Space Heating | Installation of controls to minimize energy costs for guest room HVAC systems. Room temperatures are controlled to reduce energy consumption when a room is unoccupied. | 2020 | 2029 | 8 | 18.4% | 0 | NY TRM V6.1 | PNNL Guest Room Management Study | NY Commercial Baseline Data, NY TRM V6.1, IL TRM
| 12 | RET | Guest Room EM | E | Cooling | Installation of controls to minimize energy costs for guest room HVAC systems. Room temperatures are controlled to reduce energy consumption when a room is unoccupied. | 2020 | 2029 | 8 | 18.4% | 0.51151 | NY TRM V6.1 | PNNL Guest Room Management Study | NY Commercial Baseline Data, NY TRM V6.1, IL TRM
| 13 | RET | Guest Room EM | G | Space Heating | Installation of controls to minimize energy costs for guest room HVAC systems. Room temperatures are controlled to reduce energy consumption when a room is unoccupied. | 2020 | 2029 | 8 | 18.4% | 0 | NY TRM V6.1 | PNNL Guest Room Management Study | NY Commercial Baseline Data, NY TRM V6.1, IL TRM
| 14 | RET | Guest Room EM | E | Cooling | Installation of controls to minimize energy costs for guest room HVAC systems. Room temperatures are controlled to reduce energy consumption when a room is unoccupied. | 2020 | 2029 | 8 | 18.4% | 0.51151 | NY TRM V6.1 | PNNL Guest Room Management Study | NY Commercial Baseline Data, NY TRM V6.1, IL TRM
| 15 | RET | Guest Room EM | O | Space Heating | Installation of controls to minimize energy costs for guest room HVAC systems. Room temperatures are controlled to reduce energy consumption when a room is unoccupied. | 2020 | 2029 | 8 | 18.4% | 0 | NY TRM V6.1 | PNNL Guest Room Management Study | NY Commercial Baseline Data, NY TRM V6.1, IL TRM
| 16 | RET | Guest Room EM | E | Cooling | Installation of controls to minimize energy costs for guest room HVAC systems. Room temperatures are controlled to reduce energy consumption when a room is unoccupied. | 2020 | 2029 | 8 | 18.4% | 0.51151 | NY TRM V6.1 | PNNL Guest Room Management Study | NY Commercial Baseline Data, NY TRM V6.1, IL TRM
| 17 | RET | Guest Room EM | Prp | Space Heating | Installation of controls to minimize energy costs for guest room HVAC systems. Room temperatures are controlled to reduce energy consumption when a room is unoccupied. | 2020 | 2029 | 8 | 18.4% | 0 | NY TRM V6.1 | PNNL Guest Room Management Study | NY Commercial Baseline Data, NY TRM V6.1, IL TRM
| 18 | RET | AC Tuneup | E | Cooling | Commercial air-source heat pump tune-up involves inspection of mechanical/electrical components operation and coils cleaning, as well as refrigerant charge correction. | 2020 | 2029 | 5 | 10% | 0.16107 | NY TRM V6.1 | NY TRM V6.1 | NY TRM V6.1, NY Commercial Baseline Data, Mid Atlantic TRM
| 19 | RET | AC Tuneup | E | Space Heating | Commercial air-source heat pump tune-up involves inspection of mechanical/electrical components operation and coils cleaning, as well as refrigerant charge correction. | 2020 | 2029 | 5 | 10% | 0 | NY TRM V6.1 | NY TRM V6.1 | NY TRM V6.1, NY Commercial Baseline Data, Mid Atlantic TRM
| 20 | RET | AC Tuneup | E | Cooling | Commercial unitary AC tune-up involves inspection of mechanical/electrical components operation and coils cleaning, as well as refrigerant charge correction. | 2020 | 2029 | 5 | 10% | 0.13732 | NY TRM V6.1 | NY TRM V6.1 | NY TRM V6.1, NY Commercial Baseline Data, Mid Atlantic TRM
| 21 | RET | Demand Control Ventilation | E | Cooling | Retrofit of existing equipment or the optional addition of demand control ventilation. This measure analyzes the cooling savings potential of the installation of demand control ventilation on unitary equipment. This measure is applicable to DX and water cooled air systems. | 2020 | 2029 | 15 | 34% | 0.88132 | NY TRM V6.1 | MN Case Study, MN TRM, NY TRM V6.1 | NY TRM V6.1, MN TRM 2018
| 22 | RET | Demand Control Ventilation | E | Space Heating | Retrofit of existing equipment or the optional addition of demand control ventilation. This measure analyzes the heating savings potential of the installation of demand control ventilation on unitary equipment. This measure is applicable to DX and water cooled air systems. | 2020 | 2029 | 15 | 34% | 0 | NY TRM V6.1 | MN Case Study, MN TRM, NY TRM V6.1 | NY TRM V6.1, MN TRM 2018
| 23 | RET | Demand Control Ventilation | E | Ventilation | Retrofit of existing equipment or the optional addition of demand control ventilation. This measure analyzes the ventilation savings potential of the installation of demand control ventilation on unitary equipment. This measure is applicable to DX and water cooled air systems. | 2020 | 2029 | 15 | 34% | 0 | NY TRM V6.1 | MN Case Study, MN TRM, NY TRM V6.1 | NY TRM V6.1, MN TRM 2018
| 24 | RET | Demand Control Ventilation | E | Cooling | Retrofit of existing equipment or the optional addition of demand control ventilation. This measure analyzes the cooling savings potential of the installation of demand control ventilation on unitary equipment. This measure is applicable to DX and water cooled air systems. | 2020 | 2029 | 15 | 34% | 0.88132 | NY TRM V6.1 | MN Case Study, MN TRM, NY TRM V6.1 | NY TRM V6.1, MN TRM 2018
| 25 | RET | Demand Control Ventilation | G | Space Heating | Retrofit of existing equipment or the optional addition of demand control ventilation. This measure analyzes the heating savings potential of the installation of demand control ventilation on unitary equipment. This measure is applicable to DX and water cooled air systems. | 2020 | 2029 | 15 | 34% | 0 | NY TRM V6.1 | MN Case Study, MN TRM, NY TRM V6.1 | NY TRM V6.1, MN TRM 2018
| 26 | RET | Demand Control Ventilation | E | Ventilation | Retrofit of existing equipment or the optional addition of demand control ventilation. This measure analyzes the ventilation savings potential of the installation of demand control ventilation on unitary equipment. This measure is applicable to DX and water cooled air systems. | 2020 | 2029 | 15 | 34% | 0 | NY TRM V6.1 | MN Case Study, MN TRM, NY TRM V6.1 | NY TRM V6.1, MN TRM 2018
| 27 | RET | Demand Control Ventilation | E | Cooling | Retrofit of existing equipment or the optional addition of demand control ventilation. This measure analyzes the cooling savings potential of the installation of demand control ventilation on unitary equipment. This measure is applicable to DX and water cooled air systems. | 2020 | 2029 | 15 | 34% | 0.88132 | NY TRM V6.1 | MN Case Study, MN TRM, NY TRM V6.1 | NY TRM V6.1, MN TRM 2018
| 28 | RET | Demand Control Ventilation | O | Space Heating | Retrofit of existing equipment or the optional addition of demand control ventilation. This measure analyzes the heating savings potential of the installation of demand control ventilation on unitary equipment. This measure is applicable to DX and water cooled air systems. | 2020 | 2029 | 15 | 34% | 0 | NY TRM V6.1 | MN Case Study, MN TRM, NY TRM V6.1 | NY TRM V6.1, MN TRM 2018
| 29 | RET | Demand Control Ventilation | E | Ventilation | Retrofit of existing equipment or the optional addition of demand control ventilation. This measure analyzes the ventilation savings potential of the installation of demand control ventilation on unitary equipment. This measure is applicable to DX and water cooled air systems. | 2020 | 2029 | 15 | 34% | 0 | NY TRM V6.1 | MN Case Study, MN TRM, NY TRM V6.1 | NY TRM V6.1, MN TRM 2018
| 30 | RET | Demand Control Ventilation | E | Cooling | Retrofit of existing equipment or the optional addition of demand control ventilation. This measure analyzes the cooling savings potential of the installation of demand control ventilation on unitary equipment. This measure is applicable to DX and water cooled air systems. | 2020 | 2029 | 15 | 34% | 0.88132 | NY TRM V6.1 | MN Case Study, MN TRM, NY TRM V6.1 | NY TRM V6.1, MN TRM 2018
| 31 | RET | Demand Control Ventilation | Prp | Space Heating | Retrofit of existing equipment or the optional addition of demand control ventilation. This measure analyzes the heating savings potential of the installation of demand control ventilation on unitary equipment. This measure is applicable to DX and water cooled air systems. | 2020 | 2029 | 15 | 34% | 0 | NY TRM V6.1 | MN Case Study, MN TRM, NY TRM V6.1 | NY TRM V6.1, MN TRM 2018
| 32 | RET | Demand Control Ventilation | E | Ventilation | Retrofit of existing equipment or the optional addition of demand control ventilation. This measure analyzes the ventilation savings potential of the installation of demand control ventilation on unitary equipment. This measure is applicable to DX and water cooled air systems. | 2020 | 2029 | 15 | 34% | 0 | NY TRM V6.1 | MN Case Study, MN TRM, NY TRM V6.1 | NY TRM V6.1, MN TRM 2018
| 33 | RET | Controls for Unitary AC | E | Cooling | Unitary packaged (RTU) advanced controls | 2020 | 2029 | 15 | 15% | 0.47 | NY TRM V6.1 | MN CEE Pilot Program | CEE RTU Controls Pilot for Dakota Electric
| 34 | MD | Optimized UnitaryAC Distribution/Control System | E | Cooling | High efficiency distribution system for unitary systems, based on mix of measures to optimize the total system efficiency. Potentially including controls, economizers, VFDs, VAV, better design, etc. This is mainly a design measure, applicable to NC and large renovation. | 2020 | 2029 | 15 | 30% | 1.02 | NY TRM V6.1 | Collection of Case Studies | RSMeans Cost data, collection of case studies
| 35 | MD | Optimized UnitaryAC Distribution/Control System | E | Space Heating | High efficiency distribution system for unitary systems, based on mix of measures to optimize the total system efficiency. Potentially including controls, economizers, VFDs, VAV, better design, etc. This is mainly a design measure, applicable to NC and large renovation. | 2020 | 2029 | 15 | 30% | 1.02 | NY TRM V6.1 | Collection of Case Studies | RSMeans Cost data, collection of case studies
| 36 | MD | Optimized UnitaryAC Distribution/Control System | E | Cooling | High efficiency distribution system for unitary systems, based on mix of measures to optimize the total system efficiency. Potentially including controls, economizers, VFDs, VAV, better design, etc. This is mainly a design measure, applicable to NC and large renovation. | 2020 | 2029 | 15 | 30% | 1.02 | NY TRM V6.1 | Collection of Case Studies | RSMeans Cost data, collection of case studies
| 37 | MD | Optimized UnitaryAC Distribution/Control System | G | Space Heating | High efficiency distribution system for unitary systems, based on mix of measures to optimize the total system efficiency. Potentially including controls, economizers, VFDs, VAV, better design, etc. This is mainly a design measure, applicable to NC and large renovation. | 2020 | 2029 | 15 | 30% | 1.02 | NY TRM V6.1 | Collection of Case Studies | RSMeans Cost data, collection of case studies
| 38 | MD | Optimized UnitaryAC Distribution/Control System | E | Cooling | High efficiency distribution system for unitary systems, based on mix of measures to optimize the total system efficiency. Potentially including controls, economizers, VFDs, VAV, better design, etc. This is mainly a design measure, applicable to NC and large renovation. | 2020 | 2029 | 15 | 30% | 1.02 | NY TRM V6.1 | Collection of Case Studies | RSMeans Cost data, collection of case studies
| 39 | MD | Optimized UnitaryAC Distribution/Control System | O | Space Heating | High efficiency distribution system for unitary systems, based on mix of measures to optimize the total system efficiency. Potentially including controls, economizers, VFDs, VAV, better design, etc. This is mainly a design measure, applicable to NC and large renovation. | 2020 | 2029 | 15 | 30% | 1.02 | NY TRM V6.1 | Collection of Case Studies | RSMeans Cost data, collection of case studies
| 40 | MD | Optimized UnitaryAC Distribution/Control System | E | Cooling | High efficiency distribution system for unitary systems, based on mix of measures to optimize the total system efficiency. Potentially including controls, economizers, VFDs, VAV, better design, etc. This is mainly a design measure, applicable to NC and large renovation. | 2020 | 2029 | 15 | 30% | 1.02 | NY TRM V6.1 | Collection of Case Studies | RSMeans Cost data, collection of case studies
| 41 | MD | Optimized UnitaryAC Distribution/Control System | Prp | Space Heating | High efficiency distribution system for unitary systems, based on mix of measures to optimize the total system efficiency. Potentially including controls, economizers, VFDs, VAV, better design, etc. This is mainly a design measure, applicable to NC and large renovation. | 2020 | 2029 | 15 | 30% | 1.02 | NY TRM V6.1 | Collection of Case Studies | RSMeans Cost data, collection of case studies
| 42 | MD | Optimized Chiller Distribution/Control System | E | Cooling | High efficiency distribution system for chiller systems, based on mix of measures to optimize the total system efficiency. Potentially including controls, economizers, VFDs, better design, etc. | 2020 | 2029 | 15 | 20% | 1.02 | NY TRM V6.1 | Collection of Case Studies | RSMeans Cost data, collection of case studies
| 43 | MD | Cool Roof - MD | E | Cooling | White roofing material or coating, to reflect the sun and reduce air-conditioning loads | 2020 | 2029 | 15 | 9.389% | 3.6982 | NY TRM V6.1 | NY TRM V6.1 | Mid Atlantic TRM
| 44 | MD | Cool Roof - MD | E | Space Heating | White roofing material or coating, to reflect the sun and reduce air-conditioning loads | 2020 | 2029 | 15 | -2.367% | 0 | NY TRM V6.1 | NY TRM V6.1 | Mid Atlantic TRM
| 45 | MD | Cool Roof - MD | E | Cooling | White roofing material or coating, to reflect the sun and reduce air-conditioning loads | 2020 | 2029 | 15 | 9.389% | 3.6982 | NY TRM V6.1 | NY TRM V6.1 | Mid Atlantic TRM
| 46 | MD | Cool Roof - MD | G | Space Heating | White roofing material or coating, to reflect the sun and reduce air-conditioning loads | 2020 | 2029 | 15 | -2.367% | 0 | NY TRM V6.1 | NY TRM V6.1 | Mid Atlantic TRM
| 47 | MD | Cool Roof - MD | E | Cooling | White roofing material or coating, to reflect the sun and reduce air-conditioning loads | 2020 | 2029 | 15 | 9.389% | 3.6982 | NY TRM V6.1 | NY TRM V6.1 | Mid Atlantic TRM
| 48 | MD | Cool Roof - MD | O | Space Heating | White roofing material or coating, to reflect the sun and reduce air-conditioning loads | 2020 | 2029 | 15 | -2.367% | 0 | NY TRM V6.1 | NY TRM V6.1 | Mid Atlantic TRM
| 49 | MD | Cool Roof - MD | E | Cooling | White roofing material or coating, to reflect the sun and reduce air-conditioning loads | 2020 | 2029 | 15 | 9.389% | 3.6982 | NY TRM V6.1 | NY TRM V6.1 | Mid Atlantic TRM
| 50 | MD | Cool Roof - MD | Prp | Space Heating | White roofing material or coating, to reflect the sun and reduce air-conditioning loads | 2020 | 2029 | 15 | -2.367% | 0 | NY TRM V6.1 | NY TRM V6.1 | Mid Atlantic TRM
| 43 | RET | Cool Roof - MD | E | Cooling | White roofing material or coating, to reflect the sun and reduce air-conditioning loads | 2020 | 2029 | 15 | 9.389% | 9.6154 | NY TRM V6.1 | NY TRM V6.1 | Mid Atlantic TRM
| 44 | RET | Cool Roof - MD | E | Space Heating | White roofing material or coating, to reflect the sun and reduce air-conditioning loads | 2020 | 2029 | 15 | -2.367% | 0 | NY TRM V6.1 | NY TRM V6.1 | Mid Atlantic TRM
| 45 | RET | Cool Roof - MD | E | Cooling | White roofing material or coating, to reflect the sun and reduce air-conditioning loads | 2020 | 2029 | 15 | 9.389% | 9.6154 | NY TRM V6.1 | NY TRM V6.1 | Mid Atlantic TRM
| 46 | RET | Cool Roof - MD | G | Space Heating | White roofing material or coating, to reflect the sun and reduce air-conditioning loads | 2020 | 2029 | 15 | -2.367% | 0 | NY TRM V6.1 | NY TRM V6.1 | Mid Atlantic TRM
| 47 | RET | Cool Roof - MD | E | Cooling | White roofing material or coating, to reflect the sun and reduce air-conditioning loads | 2020 | 2029 | 15 | 9.389% | 9.6154 | NY TRM V6.1 | NY TRM V6.1 | Mid Atlantic TRM
| 48 | RET | Cool Roof - MD | O | Space Heating | White roofing material or coating, to reflect the sun and reduce air-conditioning loads | 2020 | 2029 | 15 | -2.367% | 0 | NY TRM V6.1 | NY TRM V6.1 | Mid Atlantic TRM
| 49 | RET | Cool Roof - MD | E | Cooling | White roofing material or coating, to reflect the sun and reduce air-conditioning loads | 2020 | 2029 | 15 | 9.389% | 9.6154 | NY TRM V6.1 | NY TRM V6.1 | Mid Atlantic TRM
| 50 | RET | Cool Roof - MD | Prp | Space Heating | White roofing material or coating, to reflect the sun and reduce air-conditioning loads | 2020 | 2029 | 15 | -2.367% | 0 | NY TRM V6.1 | NY TRM V6.1 | Mid Atlantic TRM
| 51 | MD | Ground Source Heat Pump | E | Cooling | Replacement of Electric Heating System and Split Central A/C with Ground Source Heat Pump | 2020 | 2029 | 25 | 54.28% | 1.3687 | NY TRM V6.1 | NY TRM V6.1, NY Commercial Baseline Data, Energy Star Most Efficient | Contractor Estimates
| 52 | MD | Ground Source Heat Pump | E | Space Heating | Replacement of Electric Heating System and Split Central A/C with Ground Source Heat Pump | 2020 | 2029 | 25 | 70.66% | 0 | NY TRM V6.1 | NY TRM V6.1, NY Commercial Baseline Data, Energy Star Most Efficient | Contractor Estimates
| 51 | RET | Ground Source Heat Pump | E | Cooling | Replacement of Electric Heating System and Split Central A/C with Ground Source Heat Pump | 2020 | 2029 | 25 | 54.28% | 2.4216 | NY TRM V6.1 | NY TRM V6.1, NY Commercial Baseline Data, Energy Star Most Efficient | Contractor Estimates
| 52 | RET | Ground Source Heat Pump | E | Space Heating | Replacement of Electric Heating System and Split Central A/C with Ground Source Heat Pump | 2020 | 2029 | 25 | 70.66% | 0 | NY TRM V6.1 | NY TRM V6.1, NY Commercial Baseline Data, Energy Star Most Efficient | Contractor Estimates
| 55 | MD | Unitary Heat Pump | E | Cooling | Replacement of non-working and working unitary air source heat pump (ASHP). This measure analyzes the heating and cooling savings potential of the installation of higher efficiency packaged and split system heat pump equipment. | 2020 | 2029 | 15 | 12.05% | 0.80352 | NY TRM V6.1 | NY TRM V6.1, NY Commercial Baseline Data | Mid Atlantic TRM
| 56 | MD | Unitary Heat Pump | E | Space Heating | Replacement of non-working and working unitary air source heat pump (ASHP). This measure analyzes the heating and cooling savings potential of the installation of higher efficiency packaged and split system heat pump equipment. | 2020 | 2029 | 15 | 5.132% | 0 | NY TRM V6.1 | NY TRM V6.1, NY Commercial Baseline Data | Mid Atlantic TRM
| 55 | RET | Unitary Heat Pump | E | Cooling | Replacement of non-working and working unitary air source heat pump (ASHP). This measure analyzes the heating and cooling savings potential of the installation of higher efficiency packaged and split system heat pump equipment. | 2020 | 2029 | 15 | 12.05% | 6.1604 | NY TRM V6.1 | NY TRM V6.1, NY Commercial Baseline Data | Mid Atlantic TRM
| 56 | RET | Unitary Heat Pump | E | Space Heating | Replacement of non-working and working unitary air source heat pump (ASHP). This measure analyzes the heating and cooling savings potential of the installation of higher efficiency packaged and split system heat pump equipment. | 2020 | 2029 | 15 | 5.132% | 0 | NY TRM V6.1 | NY TRM V6.1, NY Commercial Baseline Data | Mid Atlantic TRM
| 57 | MD | Packaged Terminal Heat Pump | E | Cooling | Replacement of non-working and working packaged terminal heat pump (PTHP) equipment. This measure analyzes the heating and cooling savings potential of the installation of higher efficiency PTHPs | 2020 | 2029 | 15 | 15.92% | 0.65568 | NY TRM V6.1 | NY Commercial Baseline Data, NY TRM V6.1, AHRI Database | Online Pricing
| 58 | MD | Packaged Terminal Heat Pump | E | Space Heating | Replacement of non-working and working packaged terminal heat pump (PTHP) equipment. This measure analyzes the heating and cooling savings potential of the installation of higher efficiency PTHPs | 2020 | 2029 | 15 | 23.17% | 0 | NY TRM V6.1 | NY Commercial Baseline Data, NY TRM V6.1, AHRI Database | Online Pricing
| 57 | RET | Packaged Terminal Heat Pump | E | Cooling | Replacement of non-working and working packaged terminal heat pump (PTHP) equipment. This measure analyzes the heating and cooling savings potential of the installation of higher efficiency PTHPs | 2020 | 2029 | 15 | 15.92% | 5.2454 | NY TRM V6.1 | NY Commercial Baseline Data, NY TRM V6.1, AHRI Database | Online Pricing
| 58 | RET | Packaged Terminal Heat Pump | E | Space Heating | Replacement of non-working and working packaged terminal heat pump (PTHP) equipment. This measure analyzes the heating and cooling savings potential of the installation of higher efficiency PTHPs | 2020 | 2029 | 15 | 23.17% | 0 | NY TRM V6.1 | NY Commercial Baseline Data, NY TRM V6.1, AHRI Database | Online Pricing
| 59 | MD | MiniSplit Ductless Heat pump | E | Cooling | Replace non-working and working thru-the-wall AC and baseboard electric resistance heat with mini split ductless HP system | 2020 | 2029 | 15 | 47% | 0.52545 | NY TRM V6.1 | NY TRM, MN TRM, Energy Star Most Efficient, NY Commercial Baseline Data | Mid Atlantic TRM
| 60 | MD | MiniSplit Ductless Heat pump | E | Space Heating | Replace non-working and working thru-the-wall AC and baseboard electric resistance heat with mini split ductless HP system | 2020 | 2029 | 15 | 71.57% | 0 | NY TRM V6.1 | NY TRM, MN TRM, Energy Star Most Efficient, NY Commercial Baseline Data | Mid Atlantic TRM
| 59 | RET | MiniSplit Ductless Heat pump | E | Cooling | Replace non-working and working thru-the-wall AC and baseboard electric resistance heat with mini split ductless HP system | 2020 | 2029 | 15 | 48.21% | 1.8818 | NY TRM V6.1 | NY TRM, MN TRM, Energy Star Most Efficient, NY Commercial Baseline Data | Mid Atlantic TRM
| 60 | RET | MiniSplit Ductless Heat pump | E | Space Heating | Replace non-working and working thru-the-wall AC and baseboard electric resistance heat with mini split ductless HP system | 2020 | 2029 | 15 | 71.57% | 0 | NY TRM V6.1 | NY TRM, MN TRM, Energy Star Most Efficient, NY Commercial Baseline Data | Mid Atlantic TRM
| 61 | MD | Programmable Tstat | E | Cooling | Replacement of failed or working manual thermostats in existing commercial businesses with programmable thermostats. New units must have the capability to adjust temperature setpoints according to a schedule without manual intervention. An estimate is provided for reduced heating energy consumption through temperature set-back during unoccupied or reduced demand times. Savings are provided for heating only as a literature review has not shown conclusive cooling savings. | 2020 | 2029 | 11 | 9% | 0.43835 | NY TRM V6.1 | NY Commercial Baseline Data, NY TRM V6.1 | Mid Atlantic TRM
| 62 | MD | Programmable Tstat | E | Space Heating | Replacement of failed or working manual thermostats in existing commercial businesses with programmable thermostats. New units must have the capability to adjust temperature setpoints according to a schedule without manual intervention. An estimate is provided for reduced heating energy consumption through temperature set-back during unoccupied or reduced demand times. Savings are provided for heating only as a literature review has not shown conclusive cooling savings. | 2020 | 2029 | 11 | 6.8% | 0 | NY TRM V6.1 | NY Commercial Baseline Data, NY TRM V6.1 | Mid Atlantic TRM
| 63 | MD | Programmable Tstat | E | Cooling | Replacement of failed or working manual thermostats in existing commercial businesses with programmable thermostats. New units must have the capability to adjust temperature setpoints according to a schedule without manual intervention. An estimate is provided for reduced heating energy consumption through temperature set-back during unoccupied or reduced demand times. Savings are provided for heating only as a literature review has not shown conclusive cooling savings. | 2020 | 2029 | 11 | 9% | 0.43835 | NY TRM V6.1 | NY Commercial Baseline Data, NY TRM V6.1 | Mid Atlantic TRM
| 64 | MD | Programmable Tstat | G | Space Heating | Replacement of failed or working manual thermostats in existing commercial businesses with programmable thermostats. New units must have the capability to adjust temperature setpoints according to a schedule without manual intervention. An estimate is provided for reduced heating energy consumption through temperature set-back during unoccupied or reduced demand times. Savings are provided for heating only as a literature review has not shown conclusive cooling savings. | 2020 | 2029 | 11 | 6.8% | 0 | NY TRM V6.1 | NY Commercial Baseline Data, NY TRM V6.1 | Mid Atlantic TRM
| 65 | MD | Programmable Tstat | E | Cooling | Replacement of failed or working manual thermostats in existing commercial businesses with programmable thermostats. New units must have the capability to adjust temperature setpoints according to a schedule without manual intervention. An estimate is provided for reduced heating energy consumption through temperature set-back during unoccupied or reduced demand times. Savings are provided for heating only as a literature review has not shown conclusive cooling savings. | 2020 | 2029 | 11 | 9% | 0.43835 | NY TRM V6.1 | NY Commercial Baseline Data, NY TRM V6.1 | Mid Atlantic TRM
| 66 | MD | Programmable Tstat | Prp | Space Heating | Replacement of failed or working manual thermostats in existing commercial businesses with programmable thermostats. New units must have the capability to adjust temperature setpoints according to a schedule without manual intervention. An estimate is provided for reduced heating energy consumption through temperature set-back during unoccupied or reduced demand times. Savings are provided for heating only as a literature review has not shown conclusive cooling savings. | 2020 | 2029 | 11 | 6.8% | 0 | NY TRM V6.1 | NY Commercial Baseline Data, NY TRM V6.1 | Mid Atlantic TRM
| 67 | MD | Programmable Tstat | E | Cooling | Replacement of failed or working manual thermostats in existing commercial businesses with programmable thermostats. New units must have the capability to adjust temperature setpoints according to a schedule without manual intervention. An estimate is provided for reduced heating energy consumption through temperature set-back during unoccupied or reduced demand times. Savings are provided for heating only as a literature review has not shown conclusive cooling savings. | 2020 | 2029 | 11 | 9% | 0.43835 | NY TRM V6.1 | NY Commercial Baseline Data, NY TRM V6.1 | Mid Atlantic TRM
| 68 | MD | Programmable Tstat | O | Space Heating | Replacement of failed or working manual thermostats in existing commercial businesses with programmable thermostats. New units must have the capability to adjust temperature setpoints according to a schedule without manual intervention. An estimate is provided for reduced heating energy consumption through temperature set-back during unoccupied or reduced demand times. Savings are provided for heating only as a literature review has not shown conclusive cooling savings. | 2020 | 2029 | 11 | 6.8% | 0 | NY TRM V6.1 | NY Commercial Baseline Data, NY TRM V6.1 | Mid Atlantic TRM
| 61 | RET | Programmable Tstat - RET | E | Cooling | Replacement of failed or working manual thermostats in existing commercial businesses with programmable thermostats. New units must have the capability to adjust temperature setpoints according to a schedule without manual intervention. An estimate is provided for reduced heating energy consumption through temperature set-back during unoccupied or reduced demand times. Savings are provided for heating only as a literature review has not shown conclusive cooling savings. | 2020 | 2029 | 11 | 9% | 0.98628 | NY TRM V6.1 | NY Commercial Baseline Data, NY TRM V6.1 | Mid Atlantic TRM
| 62 | RET | Programmable Tstat - RET | E | Space Heating | Replacement of failed or working manual thermostats in existing commercial businesses with programmable thermostats. New units must have the capability to adjust temperature setpoints according to a schedule without manual intervention. An estimate is provided for reduced heating energy consumption through temperature set-back during unoccupied or reduced demand times. Savings are provided for heating only as a literature review has not shown conclusive cooling savings. | 2020 | 2029 | 11 | 6.8% | 0 | NY TRM V6.1 | NY Commercial Baseline Data, NY TRM V6.1 | Mid Atlantic TRM
| 63 | RET | Programmable Tstat - RET | E | Cooling | Replacement of failed or working manual thermostats in existing commercial businesses with programmable thermostats. New units must have the capability to adjust temperature setpoints according to a schedule without manual intervention. An estimate is provided for reduced heating energy consumption through temperature set-back during unoccupied or reduced demand times. Savings are provided for heating only as a literature review has not shown conclusive cooling savings. | 2020 | 2029 | 11 | 9% | 0.98628 | NY TRM V6.1 | NY Commercial Baseline Data, NY TRM V6.1 | Mid Atlantic TRM
| 64 | RET | Programmable Tstat - RET | G | Space Heating | Replacement of failed or working manual thermostats in existing commercial businesses with programmable thermostats. New units must have the capability to adjust temperature setpoints according to a schedule without manual intervention. An estimate is provided for reduced heating energy consumption through temperature set-back during unoccupied or reduced demand times. Savings are provided for heating only as a literature review has not shown conclusive cooling savings. | 2020 | 2029 | 11 | 6.8% | 0 | NY TRM V6.1 | NY Commercial Baseline Data, NY TRM V6.1 | Mid Atlantic TRM
| 65 | RET | Programmable Tstat - RET | E | Cooling | Replacement of failed or working manual thermostats in existing commercial businesses with programmable thermostats. New units must have the capability to adjust temperature setpoints according to a schedule without manual intervention. An estimate is provided for reduced heating energy consumption through temperature set-back during unoccupied or reduced demand times. Savings are provided for heating only as a literature review has not shown conclusive cooling savings. | 2020 | 2029 | 11 | 9% | 0.98628 | NY TRM V6.1 | NY Commercial Baseline Data, NY TRM V6.1 | Mid Atlantic TRM
| 66 | RET | Programmable Tstat - RET | Prp | Space Heating | Replacement of failed or working manual thermostats in existing commercial businesses with programmable thermostats. New units must have the capability to adjust temperature setpoints according to a schedule without manual intervention. An estimate is provided for reduced heating energy consumption through temperature set-back during unoccupied or reduced demand times. Savings are provided for heating only as a literature review has not shown conclusive cooling savings. | 2020 | 2029 | 11 | 6.8% | 0 | NY TRM V6.1 | NY Commercial Baseline Data, NY TRM V6.1 | Mid Atlantic TRM
| 67 | RET | Programmable Tstat - RET | E | Cooling | Replacement of failed or working manual thermostats in existing commercial businesses with programmable thermostats. New units must have the capability to adjust temperature setpoints according to a schedule without manual intervention. An estimate is provided for reduced heating energy consumption through temperature set-back during unoccupied or reduced demand times. Savings are provided for heating only as a literature review has not shown conclusive cooling savings. | 2020 | 2029 | 11 | 9% | 0.98628 | NY TRM V6.1 | NY Commercial Baseline Data, NY TRM V6.1 | Mid Atlantic TRM
| 68 | RET | Programmable Tstat - RET | O | Space Heating | Replacement of failed or working manual thermostats in existing commercial businesses with programmable thermostats. New units must have the capability to adjust temperature setpoints according to a schedule without manual intervention. An estimate is provided for reduced heating energy consumption through temperature set-back during unoccupied or reduced demand times. Savings are provided for heating only as a literature review has not shown conclusive cooling savings. | 2020 | 2029 | 11 | 6.8% | 0 | NY TRM V6.1 | NY Commercial Baseline Data, NY TRM V6.1 | Mid Atlantic TRM
| 69 | MD | Smart Tstat MD | E | Cooling | Replacement of failed or working manual thermostats in existing commercial businesses with smart thermostats. This measure includes installation of an analytics capable thermostat. An analytics capable thermostat has additional energy savings features, including coaching, HVAC diagnostics, geofencing, comparitive information, demand response capabilities, and customer engagement features. | 2020 | 2029 | 11 | 10.26% | 1.4808 | NY TRM V6.1 | NY Commercial Baseline Data, NY TRM V6.1 | Mid Atlantic TRM
| 70 | MD | Smart Tstat MD | E | Space Heating | Replacement of failed or working manual thermostats in existing commercial businesses with smart thermostats. This measure includes installation of an analytics capable thermostat. An analytics capable thermostat has additional energy savings features, including coaching, HVAC diagnostics, geofencing, comparitive information, demand response capabilities, and customer engagement features. | 2020 | 2029 | 11 | 10.26% | 0 | NY TRM V6.1 | NY Commercial Baseline Data, NY TRM V6.1 | Mid Atlantic TRM
| 71 | MD | Smart Tstat MD | E | Cooling | Replacement of failed or working manual thermostats in existing commercial businesses with smart thermostats. This measure includes installation of an analytics capable thermostat. An analytics capable thermostat has additional energy savings features, including coaching, HVAC diagnostics, geofencing, comparitive information, demand response capabilities, and customer engagement features. | 2020 | 2029 | 11 | 10.26% | 1.4808 | NY TRM V6.1 | NY Commercial Baseline Data, NY TRM V6.1 | Mid Atlantic TRM
| 72 | MD | Smart Tstat MD | G | Space Heating | Replacement of failed or working manual thermostats in existing commercial businesses with smart thermostats. This measure includes installation of an analytics capable thermostat. An analytics capable thermostat has additional energy savings features, including coaching, HVAC diagnostics, geofencing, comparitive information, demand response capabilities, and customer engagement features. | 2020 | 2029 | 11 | 10.26% | 0 | NY TRM V6.1 | NY Commercial Baseline Data, NY TRM V6.1 | Mid Atlantic TRM
| 73 | MD | Smart Tstat MD | E | Cooling | Replacement of failed or working manual thermostats in existing commercial businesses with smart thermostats. This measure includes installation of an analytics capable thermostat. An analytics capable thermostat has additional energy savings features, including coaching, HVAC diagnostics, geofencing, comparitive information, demand response capabilities, and customer engagement features. | 2020 | 2029 | 11 | 10.26% | 1.4808 | NY TRM V6.1 | NY Commercial Baseline Data, NY TRM V6.1 | Mid Atlantic TRM
| 74 | MD | Smart Tstat MD | Prp | Space Heating | Replacement of failed or working manual thermostats in existing commercial businesses with smart thermostats. This measure includes installation of an analytics capable thermostat. An analytics capable thermostat has additional energy savings features, including coaching, HVAC diagnostics, geofencing, comparitive information, demand response capabilities, and customer engagement features. | 2020 | 2029 | 11 | 10.26% | 0 | NY TRM V6.1 | NY Commercial Baseline Data, NY TRM V6.1 | Mid Atlantic TRM
| 75 | MD | Smart Tstat MD | E | Cooling | Replacement of failed or working manual thermostats in existing commercial businesses with smart thermostats. This measure includes installation of an analytics capable thermostat. An analytics capable thermostat has additional energy savings features, including coaching, HVAC diagnostics, geofencing, comparitive information, demand response capabilities, and customer engagement features. | 2020 | 2029 | 11 | 10.26% | 1.4808 | NY TRM V6.1 | NY Commercial Baseline Data, NY TRM V6.1 | Mid Atlantic TRM
| 76 | MD | Smart Tstat MD | O | Space Heating | Replacement of failed or working manual thermostats in existing commercial businesses with smart thermostats. This measure includes installation of an analytics capable thermostat. An analytics capable thermostat has additional energy savings features, including coaching, HVAC diagnostics, geofencing, comparitive information, demand response capabilities, and customer engagement features. | 2020 | 2029 | 11 | 10.26% | 0 | NY TRM V6.1 | NY Commercial Baseline Data, NY TRM V6.1 | Mid Atlantic TRM
| 69 | RET | Smart Tstat RET | E | Cooling | Replacement of failed or working manual thermostats in existing commercial businesses with smart thermostats. This measure includes installation of an analytics capable thermostat. An analytics capable thermostat has additional energy savings features, including coaching, HVAC diagnostics, geofencing, comparitive information, demand response capabilities, and customer engagement features. | 2020 | 2029 | 11 | 10.26% | 1.9615 | NY TRM V6.1 | NY Commercial Baseline Data, NY TRM V6.1 | Mid Atlantic TRM
| 70 | RET | Smart Tstat RET | E | Space Heating | Replacement of failed or working manual thermostats in existing commercial businesses with smart thermostats. This measure includes installation of an analytics capable thermostat. An analytics capable thermostat has additional energy savings features, including coaching, HVAC diagnostics, geofencing, comparitive information, demand response capabilities, and customer engagement features. | 2020 | 2029 | 11 | 10.26% | 0 | NY TRM V6.1 | NY Commercial Baseline Data, NY TRM V6.1 | Mid Atlantic TRM
| 71 | RET | Smart Tstat RET | E | Cooling | Replacement of failed or working manual thermostats in existing commercial businesses with smart thermostats. This measure includes installation of an analytics capable thermostat. An analytics capable thermostat has additional energy savings features, including coaching, HVAC diagnostics, geofencing, comparitive information, demand response capabilities, and customer engagement features. | 2020 | 2029 | 11 | 10.26% | 1.9615 | NY TRM V6.1 | NY Commercial Baseline Data, NY TRM V6.1 | Mid Atlantic TRM
| 72 | RET | Smart Tstat RET | G | Space Heating | Replacement of failed or working manual thermostats in existing commercial businesses with smart thermostats. This measure includes installation of an analytics capable thermostat. An analytics capable thermostat has additional energy savings features, including coaching, HVAC diagnostics, geofencing, comparitive information, demand response capabilities, and customer engagement features. | 2020 | 2029 | 11 | 10.26% | 0 | NY TRM V6.1 | NY Commercial Baseline Data, NY TRM V6.1 | Mid Atlantic TRM
| 73 | RET | Smart Tstat RET | E | Cooling | Replacement of failed or working manual thermostats in existing commercial businesses with smart thermostats. This measure includes installation of an analytics capable thermostat. An analytics capable thermostat has additional energy savings features, including coaching, HVAC diagnostics, geofencing, comparitive information, demand response capabilities, and customer engagement features. | 2020 | 2029 | 11 | 10.26% | 1.9615 | NY TRM V6.1 | NY Commercial Baseline Data, NY TRM V6.1 | Mid Atlantic TRM
| 74 | RET | Smart Tstat RET | Prp | Space Heating | Replacement of failed or working manual thermostats in existing commercial businesses with smart thermostats. This measure includes installation of an analytics capable thermostat. An analytics capable thermostat has additional energy savings features, including coaching, HVAC diagnostics, geofencing, comparitive information, demand response capabilities, and customer engagement features. | 2020 | 2029 | 11 | 10.26% | 0 | NY TRM V6.1 | NY Commercial Baseline Data, NY TRM V6.1 | Mid Atlantic TRM
| 75 | RET | Smart Tstat RET | E | Cooling | Replacement of failed or working manual thermostats in existing commercial businesses with smart thermostats. This measure includes installation of an analytics capable thermostat. An analytics capable thermostat has additional energy savings features, including coaching, HVAC diagnostics, geofencing, comparitive information, demand response capabilities, and customer engagement features. | 2020 | 2029 | 11 | 10.26% | 1.9615 | NY TRM V6.1 | NY Commercial Baseline Data, NY TRM V6.1 | Mid Atlantic TRM
| 76 | RET | Smart Tstat RET | O | Space Heating | Replacement of failed or working manual thermostats in existing commercial businesses with smart thermostats. This measure includes installation of an analytics capable thermostat. An analytics capable thermostat has additional energy savings features, including coaching, HVAC diagnostics, geofencing, comparitive information, demand response capabilities, and customer engagement features. | 2020 | 2029 | 11 | 10.26% | 0 | NY TRM V6.1 | NY Commercial Baseline Data, NY TRM V6.1 | Mid Atlantic TRM
| 77 | RET | Boiler Blowdown Controls | G | Space Heating | Excessive steam boiler blowdown can be reduced by automatic blowdown control systems. These systems measure the characteristics of the water (conductivity, total dissolved solids (TDS), alkalinity and silica and chloride concentrations) and allow the boiler to blowdown only when needed. | 2020 | 2029 | 5 | 2% | 106.8145 | NY TRM V6.1 | MN TRM 2018 | NY Commercial Baseline Data, NY TRM V6.1, MN TRM 2018
| 78 | RET | Boiler Blowdown Controls | O | Space Heating | Excessive steam boiler blowdown can be reduced by automatic blowdown control systems. These systems measure the characteristics of the water (conductivity, total dissolved solids (TDS), alkalinity and silica and chloride concentrations) and allow the boiler to blowdown only when needed. | 2020 | 2029 | 5 | 2% | 362.506 | NY TRM V6.1 | MN TRM 2018 | NY Commercial Baseline Data, NY TRM V6.1, MN TRM 2018
| 79 | RET | Boiler Blowdown Controls | Prp | Space Heating | Excessive steam boiler blowdown can be reduced by automatic blowdown control systems. These systems measure the characteristics of the water (conductivity, total dissolved solids (TDS), alkalinity and silica and chloride concentrations) and allow the boiler to blowdown only when needed. | 2020 | 2029 | 5 | 2% | 561.5733 | NY TRM V6.1 | MN TRM 2018 | NY Commercial Baseline Data, NY TRM V6.1, MN TRM 2018
| 80 | RET | Boiler Blowdown Controls | G | Space Heating | Various retrofit opportunities to increase boiler efficiency. This includes cut-out controls, modulating burners, reset controls, oxygen controls, stack dampers, boiler tune-ups, and turbulators. Applies only to FF boilers in space heating applications. | 2020 | 2029 | 8.3043 | 8.407% | 16.9176 | NY TRM V6.1 | MN TRM 2018 | MN TRM 2018, NY TRM V6.1
| 81 | RET | Boiler Blowdown Controls | O | Space Heating | Various retrofit opportunities to increase boiler efficiency. This includes cut-out controls, modulating burners, reset controls, oxygen controls, stack dampers, boiler tune-ups, and turbulators. Applies only to FF boilers in space heating applications. | 2020 | 2029 | 8.3043 | 8.407% | 27.0942 | NY TRM V6.1 | MN TRM 2018 | MN TRM 2018, NY TRM V6.1
| 82 | RET | Boiler Blowdown Controls | Prp | Space Heating | Various retrofit opportunities to increase boiler efficiency. This includes cut-out controls, modulating burners, reset controls, oxygen controls, stack dampers, boiler tune-ups, and turbulators. Applies only to FF boilers in space heating applications. | 2020 | 2029 | 8.3043 | 8.407% | 35.0172 | NY TRM V6.1 | MN TRM 2018 | MN TRM 2018, NY TRM V6.1
| 83 | MD | Boiler | G | Space Heating | Replacement of failed or working HVAC boilers in existing commercial buildings with high efficiency steam or hot water boilers, as well as installation of high efficiency steam or hot water boilers in new commercial buildings. | 2020 | 2029 | 25 | 15.79% | 51.9506 | NY TRM V6.1 | NY TRM V6.1, NY Commercial Baseline Data | Mid Atlantic TRM
| 84 | MD | Boiler | O | Space Heating | Replacement of failed or working HVAC boilers in existing commercial buildings with high efficiency steam or hot water boilers, as well as installation of high efficiency steam or hot water boilers in new commercial buildings. | 2020 | 2029 | 25 | 6.818% | 11.1254 | NY TRM V6.1 | NY TRM V6.1, NY Commercial Baseline Data | Mid Atlantic TRM
| 85 | MD | Boiler | Prp | Space Heating | Replacement of failed or working HVAC boilers in existing commercial buildings with high efficiency steam or hot water boilers, as well as installation of high efficiency steam or hot water boilers in new commercial buildings. | 2020 | 2029 | 25 | 13.68% | 8.6247 | NY TRM V6.1 | NY TRM V6.1, NY Commercial Baseline Data | Mid Atlantic TRM
| 83 | RET | Boiler | G | Space Heating | Replacement of failed or working HVAC boilers in existing commercial buildings with high efficiency steam or hot water boilers, as well as installation of high efficiency steam or hot water boilers in new commercial buildings. | 2020 | 2029 | 25 | 15.79% | 398.2878 | NY TRM V6.1 | NY TRM V6.1, NY Commercial Baseline Data | Mid Atlantic TRM
| 84 | RET | Boiler | O | Space Heating | Replacement of failed or working HVAC boilers in existing commercial buildings with high efficiency steam or hot water boilers, as well as installation of high efficiency steam or hot water boilers in new commercial buildings. | 2020 | 2029 | 25 | 6.818% | 85.2945 | NY TRM V6.1 | NY TRM V6.1, NY Commercial Baseline Data | Mid Atlantic TRM
| 85 | RET | Boiler | Prp | Space Heating | Replacement of failed or working HVAC boilers in existing commercial buildings with high efficiency steam or hot water boilers, as well as installation of high efficiency steam or hot water boilers in new commercial buildings. | 2020 | 2029 | 25 | 13.68% | 66.1228 | NY TRM V6.1 | NY TRM V6.1, NY Commercial Baseline Data | Mid Atlantic TRM
| 86 | MD | Furnace | G | Space Heating | Installation of FF-fired high efficiency, condensing residential-type forced air furnaces in commercial/industrial buildings. | 2020 | 2029 | 23 | 15.79% | 50.5394 | NY TRM V6.1 | NY TRM V6.1, NY Commercial Baseline Data | Mid Atlantic TRM
| 87 | MD | Furnace | O | Space Heating | Installation of FF-fired high efficiency, condensing residential-type forced air furnaces in commercial/industrial buildings. | 2020 | 2029 | 23 | 9.091% | 59.1064 | NY TRM V6.1 | NY TRM V6.1, NY Commercial Baseline Data | Mid Atlantic TRM
| 88 | MD | Furnace | Prp | Space Heating | Installation of FF-fired high efficiency, condensing residential-type forced air furnaces in commercial/industrial buildings. | 2020 | 2029 | 23 | 15.79% | 59.5598 | NY TRM V6.1 | NY TRM V6.1, NY Commercial Baseline Data | Mid Atlantic TRM
| 86 | RET | Furnace | G | Space Heating | Installation of FF-fired high efficiency, condensing residential-type forced air furnaces in commercial/industrial buildings. | 2020 | 2029 | 23 | 15.79% | 387.4689 | NY TRM V6.1 | NY TRM V6.1, NY Commercial Baseline Data | Mid Atlantic TRM
| 87 | RET | Furnace | O | Space Heating | Installation of FF-fired high efficiency, condensing residential-type forced air furnaces in commercial/industrial buildings. | 2020 | 2029 | 23 | 9.091% | 453.1488 | NY TRM V6.1 | NY TRM V6.1, NY Commercial Baseline Data | Mid Atlantic TRM
| 88 | RET | Furnace | Prp | Space Heating | Installation of FF-fired high efficiency, condensing residential-type forced air furnaces in commercial/industrial buildings. | 2020 | 2029 | 23 | 15.79% | 456.6248 | NY TRM V6.1 | NY TRM V6.1, NY Commercial Baseline Data | Mid Atlantic TRM
| 89 | MD | Unit Heater | G | Space Heating | Replace standard, non-condensing FF-fired unit heater with condensing FF fired unit heater. | 2020 | 2029 | 17 | 15.79% | 26.7147 | NY TRM V6.1 | NY TRM V6.1, NY Commercial Baseline Data | Mid Atlantic TRM
| 90 | MD | Unit Heater | Prp | Space Heating | Replace standard, non-condensing FF-fired unit heater with condensing FF fired unit heater. | 2020 | 2029 | 17 | 15.79% | 28.4359 | NY TRM V6.1 | NY TRM V6.1, NY Commercial Baseline Data | Mid Atlantic TRM
| 89 | RET | Unit Heater | G | Space Heating | Replace standard, non-condensing FF-fired unit heater with condensing FF fired unit heater. | 2020 | 2029 | 17 | 15.79% | 204.8126 | NY TRM V6.1 | NY TRM V6.1, NY Commercial Baseline Data | Mid Atlantic TRM
| 90 | RET | Unit Heater | Prp | Space Heating | Replace standard, non-condensing FF-fired unit heater with condensing FF fired unit heater. | 2020 | 2029 | 17 | 15.79% | 218.0083 | NY TRM V6.1 | NY TRM V6.1, NY Commercial Baseline Data | Mid Atlantic TRM
| 91 | MD | Destratification Fans | G | Space Heating | This measure analyzes the heating savings potential of destratification fans in new and existing buildings. This measure includes High Volume Low Speed and High Volume High Speed fans. | 2020 | 2029 | 15 | 9.234% | 427.2669 | NY TRM V6.1 | CBECS, MN TRM 2018 | CBECS, MN TRM 2018
| 92 | MD | Destratification Fans | O | Space Heating | This measure analyzes the heating savings potential of destratification fans in new and existing buildings. This measure includes High Volume Low Speed and High Volume High Speed fans. | 2020 | 2029 | 15 | 9.234% | 427.2669 | NY TRM V6.1 | CBECS, MN TRM 2018 | CBECS, MN TRM 2018
| 93 | MD | Destratification Fans | Prp | Space Heating | This measure analyzes the heating savings potential of destratification fans in new and existing buildings. This measure includes High Volume Low Speed and High Volume High Speed fans. | 2020 | 2029 | 15 | 9.234% | 427.2669 | NY TRM V6.1 | CBECS, MN TRM 2018 | CBECS, MN TRM 2018
| 91 | RET | Destratification Fans | G | Space Heating | This measure analyzes the heating savings potential of destratification fans in new and existing buildings. This measure includes High Volume Low Speed and High Volume High Speed fans. | 2020 | 2029 | 15 | 8.794% | 427.2669 | NY TRM V6.1 | CBECS, MN TRM 2018 | CBECS, MN TRM 2018
| 92 | RET | Destratification Fans | O | Space Heating | This measure analyzes the heating savings potential of destratification fans in new and existing buildings. This measure includes High Volume Low Speed and High Volume High Speed fans. | 2020 | 2029 | 15 | 8.794% | 427.2669 | NY TRM V6.1 | CBECS, MN TRM 2018 | CBECS, MN TRM 2018
| 93 | RET | Destratification Fans | Prp | Space Heating | This measure analyzes the heating savings potential of destratification fans in new and existing buildings. This measure includes High Volume Low Speed and High Volume High Speed fans. | 2020 | 2029 | 15 | 8.794% | 427.2669 | NY TRM V6.1 | CBECS, MN TRM 2018 | CBECS, MN TRM 2018
| 94 | MD | Energy Recovery Ventilator | G | Space Heating | Replacement of existing unitary equipment or the optional addition of energy recovery on existing unitary equipment. This measure analyzes the heating savings potential of an energy recovery ventilator on unitary equipment. This measure is applicable to all FF-fired heated air systems. | 2020 | 2029 | 15 | 31.33% | 39.9014 | NY TRM V6.1 | Energy Star Design Day Estimator, IL TRM, NY TRM V6.1 | IL TRM
| 95 | MD | Energy Recovery Ventilator | O | Space Heating | Replacement of existing unitary equipment or the optional addition of energy recovery on existing unitary equipment. This measure analyzes the heating savings potential of an energy recovery ventilator on unitary equipment. This measure is applicable to all FF-fired heated air systems. | 2020 | 2029 | 15 | 31.33% | 39.9014 | NY TRM V6.1 | Energy Star Design Day Estimator, IL TRM, NY TRM V6.1 | IL TRM
| 96 | MD | Energy Recovery Ventilator | Prp | Space Heating | Replacement of existing unitary equipment or the optional addition of energy recovery on existing unitary equipment. This measure analyzes the heating savings potential of an energy recovery ventilator on unitary equipment. This measure is applicable to all FF-fired heated air systems. | 2020 | 2029 | 15 | 31.33% | 39.9014 | NY TRM V6.1 | Energy Star Design Day Estimator, IL TRM, NY TRM V6.1 | IL TRM
| 94 | RET | Energy Recovery Ventilator | G | Space Heating | Replacement of existing unitary equipment or the optional addition of energy recovery on existing unitary equipment. This measure analyzes the heating savings potential of an energy recovery ventilator on unitary equipment. This measure is applicable to all FF-fired heated air systems. | 2020 | 2029 | 15 | 31.33% | 39.9014 | NY TRM V6.1 | Energy Star Design Day Estimator, IL TRM, NY TRM V6.1 | IL TRM
| 95 | RET | Energy Recovery Ventilator | O | Space Heating | Replacement of existing unitary equipment or the optional addition of energy recovery on existing unitary equipment. This measure analyzes the heating savings potential of an energy recovery ventilator on unitary equipment. This measure is applicable to all FF-fired heated air systems. | 2020 | 2029 | 15 | 31.33% | 39.9014 | NY TRM V6.1 | Energy Star Design Day Estimator, IL TRM, NY TRM V6.1 | IL TRM
| 96 | RET | Energy Recovery Ventilator | Prp | Space Heating | Replacement of existing unitary equipment or the optional addition of energy recovery on existing unitary equipment. This measure analyzes the heating savings potential of an energy recovery ventilator on unitary equipment. This measure is applicable to all FF-fired heated air systems. | 2020 | 2029 | 15 | 31.33% | 39.9014 | NY TRM V6.1 | Energy Star Design Day Estimator, IL TRM, NY TRM V6.1 | IL TRM
| 97 | RET | Forced Air Heating Maintenance | G | Space Heating | Maintenance of forced-air space heating systems in commercial spaces. This includes furnaces, RTUs, unit heaters, and makeup air units. This does not include boiler or infrared heater maintenance. | 2020 | 2029 | 5 | 2% | 112.7306 | NY TRM V6.1 | MN TRM 2018, NY TRM V6.1, NY Commercial Baseline Data | MN TRM 2018, NY TRM V6.1, NY Commercial Baseline Data
| 98 | RET | Forced Air Heating Maintenance | O | Space Heating | Maintenance of forced-air space heating systems in commercial spaces. This includes furnaces, RTUs, unit heaters, and makeup air units. This does not include boiler or infrared heater maintenance. | 2020 | 2029 | 5 | 2% | 115.0057 | NY TRM V6.1 | MN TRM 2018, NY TRM V6.1, NY Commercial Baseline Data | MN TRM 2018, NY TRM V6.1, NY Commercial Baseline Data
| 99 | RET | Forced Air Heating Maintenance | Prp | Space Heating | Maintenance of forced-air space heating systems in commercial spaces. This includes furnaces, RTUs, unit heaters, and makeup air units. This does not include boiler or infrared heater maintenance. | 2020 | 2029 | 5 | 2% | 108.013 | NY TRM V6.1 | MN TRM 2018, NY TRM V6.1, NY Commercial Baseline Data | MN TRM 2018, NY TRM V6.1, NY Commercial Baseline Data
| 100 | MD | Infrared Heater | G | Space Heating | Replace failed or working furnaces and unit heaters in existing buildings with natural FF-fired infrared heaters, as well as installation of infrared heaters in new buildings | 2020 | 2029 | 17 | 45.52% | 9.2669 | NY TRM V6.1 | Energy Star Design Day Estimator, NY TRM V6.1, MN TRM 2018 | MN TRM 2018
| 101 | MD | Infrared Heater | Prp | Space Heating | Replace failed or working furnaces and unit heaters in existing buildings with natural FF-fired infrared heaters, as well as installation of infrared heaters in new buildings | 2020 | 2029 | 17 | 45.52% | 9.8639 | NY TRM V6.1 | Energy Star Design Day Estimator, NY TRM V6.1, MN TRM 2018 | MN TRM 2018
| 100 | RET | Infrared Heater | G | Space Heating | Replace failed or working furnaces and unit heaters in existing buildings with natural FF-fired infrared heaters, as well as installation of infrared heaters in new buildings | 2020 | 2029 | 17 | 45.52% | 27.8006 | NY TRM V6.1 | Energy Star Design Day Estimator, NY TRM V6.1, MN TRM 2018 | MN TRM 2018
| 101 | RET | Infrared Heater | Prp | Space Heating | Replace failed or working furnaces and unit heaters in existing buildings with natural FF-fired infrared heaters, as well as installation of infrared heaters in new buildings | 2020 | 2029 | 17 | 45.52% | 29.5917 | NY TRM V6.1 | Energy Star Design Day Estimator, NY TRM V6.1, MN TRM 2018 | MN TRM 2018
| 102 | RET | Steam Trap Maintenance | G | Space Heating | Steam trap maintenance and replacement in commercial applications | 2020 | 2029 | 6 | 50% | 7.2279 | NY TRM V6.1 | NY TRM V6.1 | MN TRM 2018
| 103 | RET | Steam Trap Maintenance | O | Space Heating | Steam trap maintenance and replacement in commercial applications | 2020 | 2029 | 6 | 50% | 7.2279 | NY TRM V6.1 | NY TRM V6.1 | MN TRM 2018
| 104 | RET | Steam Trap Maintenance | Prp | Space Heating | Steam trap maintenance and replacement in commercial applications | 2020 | 2029 | 6 | 50% | 7.2279 | NY TRM V6.1 | NY TRM V6.1 | MN TRM 2018
| 105 | MD | Windows | E | Cooling | High Efficiency Windows for new construction and major renovation | 2020 | 2029 | 20 | 15.67% | 7.8014 | NY TRM V6.1 | CBECS, NY TRM V6.1, NY Commercial Baseline Data | Mid Atlantic TRM
| 106 | MD | Windows | E | Space Heating | High Efficiency Windows for new construction and major renovation | 2020 | 2029 | 20 | 8.58% | 0 | NY TRM V6.1 | CBECS, NY TRM V6.1, NY Commercial Baseline Data | Mid Atlantic TRM
| 107 | MD | Windows | E | Cooling | High Efficiency Windows for new construction and major renovation | 2020 | 2029 | 20 | 15.67% | 7.8014 | NY TRM V6.1 | CBECS, NY TRM V6.1, NY Commercial Baseline Data | Mid Atlantic TRM
| 108 | MD | Windows | G | Space Heating | High Efficiency Windows for new construction and major renovation | 2020 | 2029 | 20 | 8.58% | 0 | NY TRM V6.1 | CBECS, NY TRM V6.1, NY Commercial Baseline Data | Mid Atlantic TRM
| 109 | MD | Windows | E | Cooling | High Efficiency Windows for new construction and major renovation | 2020 | 2029 | 20 | 15.67% | 7.8014 | NY TRM V6.1 | CBECS, NY TRM V6.1, NY Commercial Baseline Data | Mid Atlantic TRM
| 110 | MD | Windows | O | Space Heating | High Efficiency Windows for new construction and major renovation | 2020 | 2029 | 20 | 8.58% | 0 | NY TRM V6.1 | CBECS, NY TRM V6.1, NY Commercial Baseline Data | Mid Atlantic TRM
| 111 | MD | Windows | E | Cooling | High Efficiency Windows for new construction and major renovation | 2020 | 2029 | 20 | 15.67% | 7.8014 | NY TRM V6.1 | CBECS, NY TRM V6.1, NY Commercial Baseline Data | Mid Atlantic TRM
| 112 | MD | Windows | Prp | Space Heating | High Efficiency Windows for new construction and major renovation | 2020 | 2029 | 20 | 8.58% | 0 | NY TRM V6.1 | CBECS, NY TRM V6.1, NY Commercial Baseline Data | Mid Atlantic TRM
| 113 | RET | Window Film | E | Cooling | Installation of window film on existing single pane windows | 2020 | 2029 | 10 | 21.06% | 5.277 | NY TRM V6.1 | CBECS, NY TRM V6.1 | Online pricing
| 114 | RET | Window Film | E | Space Heating | Installation of window film on existing single pane windows | 2020 | 2029 | 10 | -27.28% | 0 | NY TRM V6.1 | CBECS, NY TRM V6.1 | Online pricing
| 115 | RET | Window Film | E | Cooling | Installation of window film on existing single pane windows | 2020 | 2029 | 10 | 21.06% | 5.277 | NY TRM V6.1 | CBECS, NY TRM V6.1 | Online pricing
| 116 | RET | Window Film | G | Space Heating | Installation of window film on existing single pane windows | 2020 | 2029 | 10 | -27.28% | 0 | NY TRM V6.1 | CBECS, NY TRM V6.1 | Online pricing
| 117 | RET | Window Film | E | Cooling | Installation of window film on existing single pane windows | 2020 | 2029 | 10 | 21.06% | 5.277 | NY TRM V6.1 | CBECS, NY TRM V6.1 | Online pricing
| 118 | RET | Window Film | O | Space Heating | Installation of window film on existing single pane windows | 2020 | 2029 | 10 | -27.28% | 0 | NY TRM V6.1 | CBECS, NY TRM V6.1 | Online pricing
| 119 | RET | Window Film | E | Cooling | Installation of window film on existing single pane windows | 2020 | 2029 | 10 | 21.06% | 5.277 | NY TRM V6.1 | CBECS, NY TRM V6.1 | Online pricing
| 120 | RET | Window Film | Prp | Space Heating | Installation of window film on existing single pane windows | 2020 | 2029 | 10 | -27.28% | 0 | NY TRM V6.1 | CBECS, NY TRM V6.1 | Online pricing
| 121 | MD | Motors and Fans | E | Ventilation | This measure includes one-for-one replacement of working or failed/near-failure 1-200 hp motors with motors that meet or exceed NEMA Premium Efficiency levels in industrial and non-industrial applications, as well as installation of motors in new construction. For replacement of working motors, the new motor efficiency must be at least NEMA Premium Efficiency. For replacement of failed/near-failure motors or new construction, the new motor efficiency must exceed NEMA Premium Efficiency. | 2020 | 2029 | 15 | 1.105% | 0.91413 | NY TRM V6.1 | NEMA, EPACT standards | Online pricing
| 121 | RET | Motors and Fans | E | Ventilation | This measure includes one-for-one replacement of working or failed/near-failure 1-200 hp motors with motors that meet or exceed NEMA Premium Efficiency levels in industrial and non-industrial applications, as well as installation of motors in new construction. For replacement of working motors, the new motor efficiency must be at least NEMA Premium Efficiency. For replacement of failed/near-failure motors or new construction, the new motor efficiency must exceed NEMA Premium Efficiency. | 2020 | 2029 | 15 | 1.105% | 1.7874 | NY TRM V6.1 | - | -
| 122 | RET | ECM Furnace Motors | E | Ventilation | Retrofit of a less efficient (PCS) motor to a 2 stage BPM or ECM motor in an existing furnace. | 2020 | 2029 | 15 | 39% | 0.17992 | NY TRM V6.1 | NREL Furnace ECM Workpaper | Mid Atlantic TRM
| 123 | RET | VFD on HVAC System | E | Ventilation | Installation of a variable speed drives on HVAC fans to vary the speed of the motor in a HVAC application with a diversified load. | 2020 | 2029 | 15 | 56.47% | 0.19841 | NY TRM V6.1 | NY TRM V6.1, NY Commercial Baseline Data | MN TRM 2018
| 124 | MD | Kitchen DCV - MD | E | Ventilation | Installation of controls for commercial kitchen hoods to vary the ventilation rate based upon cooling load, which varies throughout the day. By reducing the kitchen exhaust rate, fan energy savings are possible, and less make-up air is needed which results in heating savings. | 2020 | 2029 | 15 | 47.43% | 0.27596 | NY TRM V6.1 | NY TRM V6.1, PGE DCV Workpaper, Fishnick, NY Commercial Baseline Data | MN TRM 2018
| 125 | MD | Kitchen DCV - MD | E | Space Heating | Installation of controls for commercial kitchen hoods to vary the ventilation rate based upon cooling load, which varies throughout the day. By reducing the kitchen exhaust rate, fan energy savings are possible, and less make-up air is needed which results in heating savings. | 2020 | 2029 | 15 | 48.88% | 0 | NY TRM V6.1 | NY TRM V6.1, PGE DCV Workpaper, Fishnick, NY Commercial Baseline Data | MN TRM 2018
| 126 | MD | Kitchen DCV - MD | E | Ventilation | Installation of controls for commercial kitchen hoods to vary the ventilation rate based upon cooling load, which varies throughout the day. By reducing the kitchen exhaust rate, fan energy savings are possible, and less make-up air is needed which results in heating savings. | 2020 | 2029 | 15 | 47.43% | 0.27596 | NY TRM V6.1 | NY TRM V6.1, PGE DCV Workpaper, Fishnick, NY Commercial Baseline Data | MN TRM 2018
| 127 | MD | Kitchen DCV - MD | G | Space Heating | Installation of controls for commercial kitchen hoods to vary the ventilation rate based upon cooling load, which varies throughout the day. By reducing the kitchen exhaust rate, fan energy savings are possible, and less make-up air is needed which results in heating savings. | 2020 | 2029 | 15 | 48.88% | 0 | NY TRM V6.1 | NY TRM V6.1, PGE DCV Workpaper, Fishnick, NY Commercial Baseline Data | MN TRM 2018
| 128 | MD | Kitchen DCV - MD | E | Ventilation | Installation of controls for commercial kitchen hoods to vary the ventilation rate based upon cooling load, which varies throughout the day. By reducing the kitchen exhaust rate, fan energy savings are possible, and less make-up air is needed which results in heating savings. | 2020 | 2029 | 15 | 47.43% | 0.27596 | NY TRM V6.1 | NY TRM V6.1, PGE DCV Workpaper, Fishnick, NY Commercial Baseline Data | MN TRM 2018
| 129 | MD | Kitchen DCV - MD | O | Space Heating | Installation of controls for commercial kitchen hoods to vary the ventilation rate based upon cooling load, which varies throughout the day. By reducing the kitchen exhaust rate, fan energy savings are possible, and less make-up air is needed which results in heating savings. | 2020 | 2029 | 15 | 48.88% | 0 | NY TRM V6.1 | NY TRM V6.1, PGE DCV Workpaper, Fishnick, NY Commercial Baseline Data | MN TRM 2018
| 130 | MD | Kitchen DCV - MD | E | Ventilation | #N/A | 2020 | 2029 | 15 | 47.43% | 0.27596 | NY TRM V6.1 | NY TRM V6.1, PGE DCV Workpaper, Fishnick, NY Commercial Baseline Data | MN TRM 2018
| 131 | MD | Kitchen DCV - MD | Prp | Space Heating | Installation of controls for commercial kitchen hoods to vary the ventilation rate based upon cooling load, which varies throughout the day. By reducing the kitchen exhaust rate, fan energy savings are possible, and less make-up air is needed which results in heating savings. | 2020 | 2029 | 15 | 48.88% | 0 | NY TRM V6.1 | NY TRM V6.1, PGE DCV Workpaper, Fishnick, NY Commercial Baseline Data | MN TRM 2018
| 124 | RET | Kitchen DCV - RET | E | Ventilation | Installation of controls for commercial kitchen hoods to vary the ventilation rate based upon cooling load, which varies throughout the day. By reducing the kitchen exhaust rate, fan energy savings are possible, and less make-up air is needed which results in heating savings. | 2020 | 2029 | 15 | 47.43% | 0.27596 | NY TRM V6.1 | NY TRM V6.1, PGE DCV Workpaper, Fishnick, NY Commercial Baseline Data | MN TRM 2018
| 125 | RET | Kitchen DCV - RET | E | Space Heating | Installation of controls for commercial kitchen hoods to vary the ventilation rate based upon cooling load, which varies throughout the day. By reducing the kitchen exhaust rate, fan energy savings are possible, and less make-up air is needed which results in heating savings. | 2020 | 2029 | 15 | 48.88% | 0 | NY TRM V6.1 | NY TRM V6.1, PGE DCV Workpaper, Fishnick, NY Commercial Baseline Data | MN TRM 2018
| 126 | RET | Kitchen DCV - RET | E | Ventilation | Installation of controls for commercial kitchen hoods to vary the ventilation rate based upon cooling load, which varies throughout the day. By reducing the kitchen exhaust rate, fan energy savings are possible, and less make-up air is needed which results in heating savings. | 2020 | 2029 | 15 | 47.43% | 0.27596 | NY TRM V6.1 | NY TRM V6.1, PGE DCV Workpaper, Fishnick, NY Commercial Baseline Data | MN TRM 2018
| 127 | RET | Kitchen DCV - RET | G | Space Heating | Installation of controls for commercial kitchen hoods to vary the ventilation rate based upon cooling load, which varies throughout the day. By reducing the kitchen exhaust rate, fan energy savings are possible, and less make-up air is needed which results in heating savings. | 2020 | 2029 | 15 | 48.88% | 0 | NY TRM V6.1 | NY TRM V6.1, PGE DCV Workpaper, Fishnick, NY Commercial Baseline Data | MN TRM 2018
| 128 | RET | Kitchen DCV - RET | E | Ventilation | Installation of controls for commercial kitchen hoods to vary the ventilation rate based upon cooling load, which varies throughout the day. By reducing the kitchen exhaust rate, fan energy savings are possible, and less make-up air is needed which results in heating savings. | 2020 | 2029 | 15 | 47.43% | 0.27596 | NY TRM V6.1 | NY TRM V6.1, PGE DCV Workpaper, Fishnick, NY Commercial Baseline Data | MN TRM 2018
| 129 | RET | Kitchen DCV - RET | O | Space Heating | Installation of controls for commercial kitchen hoods to vary the ventilation rate based upon cooling load, which varies throughout the day. By reducing the kitchen exhaust rate, fan energy savings are possible, and less make-up air is needed which results in heating savings. | 2020 | 2029 | 15 | 48.88% | 0 | NY TRM V6.1 | NY TRM V6.1, PGE DCV Workpaper, Fishnick, NY Commercial Baseline Data | MN TRM 2018
| 130 | RET | Kitchen DCV - RET | E | Ventilation | #N/A | 2020 | 2029 | 15 | 47.43% | 0.27596 | NY TRM V6.1 | NY TRM V6.1, PGE DCV Workpaper, Fishnick, NY Commercial Baseline Data | MN TRM 2018
| 131 | RET | Kitchen DCV - RET | Prp | Space Heating | Installation of controls for commercial kitchen hoods to vary the ventilation rate based upon cooling load, which varies throughout the day. By reducing the kitchen exhaust rate, fan energy savings are possible, and less make-up air is needed which results in heating savings. | 2020 | 2029 | 15 | 48.88% | 0 | NY TRM V6.1 | NY TRM V6.1, PGE DCV Workpaper, Fishnick, NY Commercial Baseline Data | MN TRM 2018
| 132 | RET | Duct Sealing Regulated | E | Ventilation | Seal low and medium pressure ductwork upstream of VAV boxes and reheat coils using Aeroseal process | 2020 | 2029 | 18 | 13% | 1.49 | NY TRM V6.1 | NY TRM V6.1 | MN TRM 2018
| 133 | RET | Duct Sealing Regulated | E | Space Heating | Seal low and medium pressure ductwork upstream of VAV boxes and reheat coils using Aeroseal process | 2020 | 2029 | 18 | 5.2% | 0 | NY TRM V6.1 | NY TRM V6.1 | MN TRM 2018
| 134 | RET | Duct Sealing Regulated | E | Cooling | Seal low and medium pressure ductwork upstream of VAV boxes and reheat coils using Aeroseal process | 2020 | 2029 | 18 | 13% | 0 | NY TRM V6.1 | NY TRM V6.1 | MN TRM 2018
| 135 | RET | Duct Sealing Regulated | E | Ventilation | Seal low and medium pressure ductwork upstream of VAV boxes and reheat coils using Aeroseal process | 2020 | 2029 | 18 | 13% | 1.49 | NY TRM V6.1 | NY TRM V6.1 | MN TRM 2018
| 136 | RET | Duct Sealing Regulated | G | Space Heating | Seal low and medium pressure ductwork upstream of VAV boxes and reheat coils using Aeroseal process | 2020 | 2029 | 18 | 5.2% | 0 | NY TRM V6.1 | NY TRM V6.1 | MN TRM 2018
| 137 | RET | Duct Sealing Regulated | E | Cooling | Seal low and medium pressure ductwork upstream of VAV boxes and reheat coils using Aeroseal process | 2020 | 2029 | 18 | 13% | 0 | NY TRM V6.1 | NY TRM V6.1 | MN TRM 2018
| 138 | RET | Duct Sealing Non Regulated | E | Ventilation | Seal low and medium pressure ductwork upstream of VAV boxes and reheat coils using Aeroseal process | 2020 | 2029 | 18 | 13% | 1.49 | NY TRM V6.1 | NY TRM V6.1 | MN TRM 2018
| 139 | RET | Duct Sealing Non Regulated | O | Space Heating | Seal low and medium pressure ductwork upstream of VAV boxes and reheat coils using Aeroseal process | 2020 | 2029 | 18 | 5.2% | 0 | NY TRM V6.1 | NY TRM V6.1 | MN TRM 2018
| 140 | RET | Duct Sealing Non Regulated | E | Cooling | Seal low and medium pressure ductwork upstream of VAV boxes and reheat coils using Aeroseal process | 2020 | 2029 | 18 | 13% | 0 | NY TRM V6.1 | NY TRM V6.1 | MN TRM 2018
| 141 | RET | Duct Sealing Non Regulated | E | Ventilation | Seal low and medium pressure ductwork upstream of VAV boxes and reheat coils using Aeroseal process | 2020 | 2029 | 18 | 13% | 1.49 | NY TRM V6.1 | NY TRM V6.1 | MN TRM 2018
| 142 | RET | Duct Sealing Non Regulated | Prp | Space Heating | Seal low and medium pressure ductwork upstream of VAV boxes and reheat coils using Aeroseal process | 2020 | 2029 | 18 | 5.2% | 0 | NY TRM V6.1 | NY TRM V6.1 | MN TRM 2018
| 143 | RET | Duct Sealing Non Regulated | E | Cooling | Seal low and medium pressure ductwork upstream of VAV boxes and reheat coils using Aeroseal process | 2020 | 2029 | 18 | 13% | 0 | NY TRM V6.1 | NY TRM V6.1 | MN TRM 2018
| 144 | MD | Advanced Power Strip | E | Plug Loads | Tier 1 Advanced Power Strips are multi-plug power strips with the ability to automatically disconnect specific connected loads depending upon the power draw of a control load, also plugged into the strip. Power is disconnected from the switched (controlled) outlets when the control load power draw is reduced below a certain adjustable threshold, thus turning off the appliances plugged into the switched outlets. By disconnecting, the standby load of the controlled devices, the overall load of a centralized group of equipment (e.g. a desk workstation) can be reduced. | 2020 | 2029 | 8 | 20.15% | 0.14179 | NY TRM V6.1 | ACEEE, Office Space Plug Loads and Energy Savings Interventions | Review of online retailers
| 144 | RET | Advanced Power Strip | E | Plug Loads | Tier 1 Advanced Power Strips are multi-plug power strips with the ability to automatically disconnect specific connected loads depending upon the power draw of a control load, also plugged into the strip. Power is disconnected from the switched (controlled) outlets when the control load power draw is reduced below a certain adjustable threshold, thus turning off the appliances plugged into the switched outlets. By disconnecting, the standby load of the controlled devices, the overall load of a centralized group of equipment (e.g. a desk workstation) can be reduced. | 2020 | 2029 | 8 | 20.15% | 0.18657 | NY TRM V6.1 | ACEEE, Office Space Plug Loads and Energy Savings Interventions | Review of online retailers
| 145 | MD | Advanced Power Strip | E | Plug Loads | Tier 2 Advanced Power Strips (APS) use an external sensor paired with a configurable countdown timer to manage both active and standby power loads for controlled devices in a complete system. Tier 2 APS may operate either with or without a master control socket. Those without a master control socket sense power of all devices connected to the controlled sockets; those with a master control socket sense power for the device connected to the control socket. The external sensor of a Tier 2 APS may utilize an infrared-only sensor, or it may utilize a “multi-sensor” which detects both infrared (IR) remote control signals and motion to determine device inactivity and deliver additional savings as compared to a Tier 1 APS device. Both versions of external sensor use IR filtering to prevent inappropriate switching events which may have otherwise resulted from natural interference such as sunlight or CFL light bulbs. | 2020 | 2029 | 8 | 22.32% | 0.39264 | NY TRM V6.1 | ACEEE, Office Space Plug Loads and Energy Savings Interventions | Review of online retailers
| 145 | RET | Advanced Power Strip | E | Plug Loads | Tier 2 Advanced Power Strips (APS) use an external sensor paired with a configurable countdown timer to manage both active and standby power loads for controlled devices in a complete system. Tier 2 APS may operate either with or without a master control socket. Those without a master control socket sense power of all devices connected to the controlled sockets; those with a master control socket sense power for the device connected to the control socket. The external sensor of a Tier 2 APS may utilize an infrared-only sensor, or it may utilize a “multi-sensor” which detects both infrared (IR) remote control signals and motion to determine device inactivity and deliver additional savings as compared to a Tier 1 APS device. Both versions of external sensor use IR filtering to prevent inappropriate switching events which may have otherwise resulted from natural interference such as sunlight or CFL light bulbs. | 2020 | 2029 | 8 | 22.32% | 0.42945 | NY TRM V6.1 | ACEEE, Office Space Plug Loads and Energy Savings Interventions | Review of online retailers
| 146 | RET | Computer Power Management | E | Plug Loads | This measure characterizes average savings from adjustment of computer power management settings by a direct install technician. Computer power management settings, when properly enabled, automatically put the computer and monitor in a low power state when no activity is detected for a certain period of time. | 2020 | 2029 | 5 | 36% | 0.15518 | NY TRM V6.1 | LBNL, CEC | MGE
| 147 | RET | Vending Machine Controls | E | Plug Loads | Installation of automatic shutoff control on non-refrigerated snack vending machines. Controls must include a passive infrared sensor to shut off lighting when the area surrounding the vending machine is unoccupied for fifteen (15) minutes. Controls must be capable of powering up the machine on IR activation to highlight the product offerings. | 2020 | 2029 | 5 | 58.33% | 0.31081 | NY TRM V6.1 | NY TRM V6.1, Vending Miser Specs, Clean Energy Resource Teams - Snack Miser Specs | Review of online retailers
| 148 | RET | Vending Machine Controls | E | Plug Loads | Installation of automatic shutoff control on refrigerated vending machines. Controls must include a passive infrared sensor to shut off lighting and compressor. Controls must be capable of periodically powering up the machine to maintain product temperature and provide compressor protection. | 2020 | 2029 | 5 | 58.33% | 0.055653 | NY TRM V6.1 | NY TRM V6.1, Vending Miser Specs, Clean Energy Resource Teams - Snack Miser Specs | Review of online retailers
| 149 | MD | Energy Star Ovens | E | Cooking | Replacement of failed or working ovens and ranges with new high efficiency ovens and ranges. | 2020 | 2029 | 12 | 19.43% | 0.016476 | NY TRM V6.1 | NY TRM V6.1, NY Commercial Baseline Data | Energy Star Calculator, internet search
| 150 | MD | Energy Star Ovens | G | Cooking | Replacement of failed or working ovens and ranges with new high efficiency ovens and ranges. | 2020 | 2029 | 12 | 25.73% | 0.42795 | NY TRM V6.1 | NY TRM V6.1, NY Commercial Baseline Data | Energy Star Calculator, internet search
| 151 | MD | Energy Star Ovens | Prp | Cooking | Replacement of failed or working ovens and ranges with new high efficiency ovens and ranges. | 2020 | 2029 | 12 | 29.04% | 0.4454 | NY TRM V6.1 | NY TRM V6.1, NY Commercial Baseline Data | Energy Star Calculator, internet search
| 152 | MD | Energy Star Fryers | E | Cooking | Installation of high efficiency Standard and Large Vat ENERGY STAR fryers instead of standard efficiency units. Energy efficient commercial fryers reduce energy consumption primarily through the application of advanced controls and insulation. | 2020 | 2029 | 12 | 15.97% | 0.015043 | NY TRM V6.1 | NY TRM V6.1, NY Commercial Baseline Data | Energy Star Calculator, internet search
| 153 | MD | Energy Star Fryers | G | Cooking | Installation of high efficiency Standard and Large Vat ENERGY STAR fryers instead of standard efficiency units. Energy efficient commercial fryers reduce energy consumption primarily through the application of advanced controls and insulation. | 2020 | 2029 | 12 | 30.69% | 11.5749 | NY TRM V6.1 | NY TRM V6.1, NY Commercial Baseline Data | Energy Star Calculator, internet search
| 154 | MD | Energy Star Fryers | Prp | Cooking | Installation of high efficiency Standard and Large Vat ENERGY STAR fryers instead of standard efficiency units. Energy efficient commercial fryers reduce energy consumption primarily through the application of advanced controls and insulation. | 2020 | 2029 | 12 | 30.69% | 11.5749 | NY TRM V6.1 | NY TRM V6.1, NY Commercial Baseline Data | Energy Star Calculator, internet search
| 155 | MD | Energy Star Griddles | E | Cooking | Installation of high efficiency ENERGY STAR griddles instead of standard efficiency units. Energy efficient commercial griddles reduce energy consumption primarily through application of advanced controls and improved temperature uniformity. | 2020 | 2029 | 12 | 14.37% | 0.24736 | NY TRM V6.1 | NY TRM V6.1, NY Commercial Baseline Data | Energy Star Calculator, internet search
| 156 | MD | Energy Star Griddles | G | Cooking | Installation of high efficiency ENERGY STAR griddles instead of standard efficiency units. Energy efficient commercial griddles reduce energy consumption primarily through application of advanced controls and improved temperature uniformity. | 2020 | 2029 | 12 | 11.15% | 3.0937 | NY TRM V6.1 | NY TRM V6.1, NY Commercial Baseline Data | Energy Star Calculator, internet search
| 157 | MD | Energy Star Griddles | Prp | Cooking | Installation of high efficiency ENERGY STAR griddles instead of standard efficiency units. Energy efficient commercial griddles reduce energy consumption primarily through application of advanced controls and improved temperature uniformity. | 2020 | 2029 | 12 | 11.15% | 3.0937 | NY TRM V6.1 | NY TRM V6.1, NY Commercial Baseline Data | Energy Star Calculator, internet search
| 158 | MD | Hot Food Holding Cabinet | E | Cooking | Installation of high efficiency ENERGY STAR electric hot food holding cabinets (HFHCs) instead of standard efficiency units. Energy efficient commercial HFHCs reduce energy consumption primarily through better insulation, magnetic door electric gaskets, auto-door closures, or Dutch doors. | 2020 | 2029 | 12 | 24.93% | 0.035395 | NY TRM V6.1 | NY TRM V6.1, NY Commercial Baseline Data | Energy Star Calculator, internet search
| 159 | MD | Energy Star Steamers | E | Cooking | Replacement of commercial steamers with new 5 or 6-pan ENERGY STAR steamers. | 2020 | 2029 | 12 | 59.18% | 0.15834 | NY TRM V6.1 | NY TRM V6.1, NY Commercial Baseline Data | Energy Star Calculator, internet search
| 160 | MD | Energy Star Steamers | G | Cooking | Replacement of commercial steamers with new 5 or 6-pan ENERGY STAR steamers. | 2020 | 2029 | 12 | 57.44% | 0.66161 | NY TRM V6.1 | NY TRM V6.1, NY Commercial Baseline Data | Energy Star Calculator, internet search
| 161 | MD | Energy Star Steamers | Prp | Cooking | Replacement of commercial steamers with new 5 or 6-pan ENERGY STAR steamers. | 2020 | 2029 | 12 | 57.44% | 0.66161 | NY TRM V6.1 | NY TRM V6.1, NY Commercial Baseline Data | Energy Star Calculator, internet search
| 162 | MD | Energy Star Refrigerator and Freezer | E | Refrigeration | This measure includes the replacement of failed refrigerators or freezers in commercial buildings, as well as installation of high efficiency refrigerators and freezers in new buildings. New units will include at least no-sweat door controls, evaporator fan motor controls, ECM motors, etc | 2020 | 2029 | 12 | 24.09% | 0.30269 | NY TRM V6.1 | NY TRM V6.1, NY Commercial Baseline Data, MN TRM 2018 | NY Commercial Baseline Data, MN TRM 2018
| 163 | MD | Anti Sweat Heat Control | E | Refrigeration | Glass doors on refrigerator and freezer cases can have anti-sweat or anti-condensate heaters in the frames and mullions of the case. These heaters operate continuously in order to prevent condensation/frosting on the glass and frame that occurs when the surface temperature is below the dew point of the surrounding air. Anti-sweat heater controls control the operation of these heaters so that they do not run continuously when not needed (lower dew point in the air as typically occurs in winter). | 2020 | 2029 | 12 | 67.08% | 0.42046 | NY TRM V6.1 | NY TRM V6.1, NY Commercial Baseline Data, MN TRM 2018 | NY Commercial Baseline Data, MN TRM 2018
| 163 | RET | Anti Sweat Heat Control | E | Refrigeration | Glass doors on refrigerator and freezer cases can have anti-sweat or anti-condensate heaters in the frames and mullions of the case. These heaters operate continuously in order to prevent condensation/frosting on the glass and frame that occurs when the surface temperature is below the dew point of the surrounding air. Anti-sweat heater controls control the operation of these heaters so that they do not run continuously when not needed (lower dew point in the air as typically occurs in winter). | 2020 | 2029 | 12 | 67.08% | 0.42046 | NY TRM V6.1 | NY TRM V6.1, NY Commercial Baseline Data, MN TRM 2018 | NY Commercial Baseline Data, MN TRM 2018
| 164 | RET | Case Night Covers | E | Refrigeration | Refrigeration thermal blinds, or night covers, are utilized to create a protective thermal barrier between ambient air and the cooled, conditioned air in open refrigerated cases. Deployed when grocery centers close, night covers insulate cold refrigeration cases while maintaining the desired displayed food temperature. Night covers are typically constructed of a flexible, woven fabric. | 2020 | 2029 | 5 | 7.5% | 1.1218 | NY TRM V6.1 | MN TRM 2018 | MN TRM 2018
| 165 | MD | Loading Dock Pit Seals | E | Refrigeration | Many loading dock pits include a leveler ramp that has an area underneath that is exposed to the outside, and gaps that allow infiltration of outside air, causing sensible and latent heat loads that must be removed by the refrigeration system in a cold storage facility. This measure characterizes the savings from installing pit seals and/or thermal blankets to reduce these heat gains. | 2020 | 2029 | 10 | 33.84% | 1.4209 | NY TRM V6.1 | MN TRM 2018 | MN TRM 2018
| 165 | RET | Loading Dock Pit Seals | E | Refrigeration | Many loading dock pits include a leveler ramp that has an area underneath that is exposed to the outside, and gaps that allow infiltration of outside air, causing sensible and latent heat loads that must be removed by the refrigeration system in a cold storage facility. This measure characterizes the savings from installing pit seals and/or thermal blankets to reduce these heat gains. | 2020 | 2029 | 10 | 33.84% | 1.4209 | NY TRM V6.1 | MN TRM 2018 | MN TRM 2018
| 166 | MD | ECM Compressor Condenser Fan Motors | E | Refrigeration | Replacing an existing shaded pole and permanent split capacitor motors with higher efficiency electronically commutated motors (ECM) in a commercial refrigeration system compressor or condensing unit. | 2020 | 2029 | 15 | 18.12% | 0.25982 | NY TRM V6.1 | NY TRM V6.1, NY Commercial Baseline Data, MN TRM 2018 | NY Commercial Baseline Data, MN TRM 2018
| 166 | RET | ECM Compressor Condenser Fan Motors | E | Refrigeration | Replacing an existing shaded pole and permanent split capacitor motors with higher efficiency electronically commutated motors (ECM) in a commercial refrigeration system compressor or condensing unit. | 2020 | 2029 | 15 | 40.83% | 0.052807 | NY TRM V6.1 | NY TRM V6.1, NY Commercial Baseline Data, MN TRM 2018 | NY Commercial Baseline Data, MN TRM 2018
| 167 | MD | Evaporator Fan Motor Replacement | E | Refrigeration | Replacement of an existing, working standard-efficiency shaded-pole evaporator fan motor in refrigerated/freezer display cases or walk-in coolers with a high efficiency electronically commutated motor (ECM). | 2020 | 2029 | 15 | 33.7% | 0.43606 | NY TRM V6.1 | NY TRM V6.1, NY Commercial Baseline Data, MN TRM 2018 | NY Commercial Baseline Data, MN TRM 2018
| 167 | RET | Evaporator Fan Motor Replacement | E | Refrigeration | Replacement of an existing, working standard-efficiency shaded-pole evaporator fan motor in refrigerated/freezer display cases or walk-in coolers with a high efficiency electronically commutated motor (ECM). | 2020 | 2029 | 15 | 52.96% | 0.29237 | NY TRM V6.1 | NY TRM V6.1, NY Commercial Baseline Data, MN TRM 2018 | NY Commercial Baseline Data, MN TRM 2018
| 168 | MD | Evaporator Fan Speed Controls | E | Refrigeration | This measure adds controls to vary the speed of evaporator fan motors in walk-in coolers and freezers. The evaporator fans are used to both provide cooling when the compressor is running and to provide air circulation when the compressor is off. The controls provide a lower fan speed during periods when the compressor is off. | 2020 | 2029 | 16 | 52.86% | 0.28196 | NY TRM V6.1 | NY TRM V6.1, NY Commercial Baseline Data, MN TRM 2018 | NY Commercial Baseline Data, MN TRM 2018
| 168 | RET | Evaporator Fan Speed Controls | E | Refrigeration | This measure adds controls to vary the speed of evaporator fan motors in walk-in coolers and freezers. The evaporator fans are used to both provide cooling when the compressor is running and to provide air circulation when the compressor is off. The controls provide a lower fan speed during periods when the compressor is off. | 2020 | 2029 | 16 | 52.4% | 0.20552 | NY TRM V6.1 | NY TRM V6.1, NY Commercial Baseline Data, MN TRM 2018 | NY Commercial Baseline Data, MN TRM 2018
| 169 | MD | Low Heat and No Heat Doors | E | Refrigeration | Replaces standard refrigerated case doors which incorporate electric resistance heaters in the door to prevent condensation from forming on the glass and frost from forming on the door frames with more efficient doors that have a smaller electric resistance heater (low heat) or no heater at all (no heat). Low heat and no heat doors are more efficient due to having three panes of glass, a low conductivity filler gas (such as argon), and/or a low-E coating on the glass. | 2020 | 2029 | 12 | 41.95% | 0.17696 | NY TRM V6.1 | NY TRM V6.1, NY Commercial Baseline Data, MN TRM 2018 | NY Commercial Baseline Data, MN TRM 2018
| 169 | RET | Low Heat and No Heat Doors | E | Refrigeration | Replaces standard refrigerated case doors which incorporate electric resistance heaters in the door to prevent condensation from forming on the glass and frost from forming on the door frames with more efficient doors that have a smaller electric resistance heater (low heat) or no heater at all (no heat). Low heat and no heat doors are more efficient due to having three panes of glass, a low conductivity filler gas (such as argon), and/or a low-E coating on the glass. | 2020 | 2029 | 12 | 41.95% | 0.17696 | NY TRM V6.1 | NY TRM V6.1, NY Commercial Baseline Data, MN TRM 2018 | NY Commercial Baseline Data, MN TRM 2018
| 170 | MD | Energy Star Refrigerated Vending Machine | E | Refrigeration | ENERGY STAR qualified new and rebuilt vending machines incorporate more efficient compressors, fan motors, and lighting systems as well as low power mode option that allows the machine to be placed in low-energy lighting and/or low-energy refrigeration states during times of inactivity. | 2020 | 2029 | 14 | 50% | 0.42051 | NY TRM V6.1 | IL TRM 2019, NY Commercial Baseline Data | IL TRM 2019
| 171 | MD | High Efficiency Small Walk-In Refrigerator | E | Refrigeration | Installation of a high-efficiency walk-in refrigeration system | 2020 | 2029 | 15 | 53.76% | 0.12606 | NY TRM V6.1 | Navigant Refrigeration Report, NY Commercial Baseline Data | Navigant Refrigeration Report
| 172 | RET | Refrigeration Tune Up | E | Refrigeration | Tune-up of grocery refrigeration systems | 2020 | 2029 | 7 | 6.056% | 0.06558 | NY TRM V6.1 | Xcel Energy Triennial Plan | Xcel Energy Triennial Plan
| 173 | MD | Energy Star Ice Machine | E | Refrigeration | Commercial ice machines are used in restaurants, hospitals, hotels, schools, offices and grocery stores. ENERGY STAR rates air-cooled ice machines. ENERGY STAR ice machines are designed with higher efficiency compressors and use less water than standard ice machines. | 2020 | 2029 | 12 | 19.32% | 0.083357 | NY TRM V6.1 | MN TRM, NY Commercial Baseline Data | MN TRM
| 174 | RET | Walk In Cooler Retrofit | E | Refrigeration | Retrofit of a walk-in cooler to improve system energy efficiency | 2020 | 2029 | 16 | 16.83% | 0.18744 | NY TRM V6.1 | EVT Refrigeration Analysis Tool | EVT Refrigeration Analysis Tool
| 175 | MD | High Efficiency Built Up Refrigeration | E | Refrigeration | High-efficiency built-up refrigeration systems for grocery and refrigerated warehouses. This potentially includes HE compressors, better design and controls, HE motors and VFDs. | 2020 | 2029 | 10 | 25.3% | 0.48 | NY TRM V6.1 | Navigant Refrigeration Report | Navigant Refrigeration Report
| 175 | RET | High Efficiency Built Up Refrigeration | E | Refrigeration | High-efficiency built-up refrigeration systems for grocery and refrigerated warehouses. This potentially includes HE compressors, better design and controls, HE motors and VFDs. | 2020 | 2029 | 10 | 31.4% | 2.12 | NY TRM V6.1 | Navigant Refrigeration Report | Navigant Refrigeration Report
| 176 | RET | Refrigerator or Freezer Door Gasket Replacement | E | Refrigeration | Replace missing or damaged walk-in and reach-in cooler and freezer door gaskets | 2020 | 2029 | 4 | 0% | 0 | NY TRM V6.1 | NY TRM V6.1 | Online Search
| 177 | MD | ENERGY STAR Dehumidifier | E | Appliances | This measure includes installation of a new ENERGY STAR Dehumidifier or replacement of an old dehumidifier with an ENERGY STAR unit. | 2020 | 2029 | 12 | 21.92% | 0.28718 | NY TRM V6.1 | NY TRM Version 6.1 | MN TRM 2016, pp. 251-253
| 178 | MD | Clothes Washer Elec WH | E | Appliances | High efficiency commericial clothes washer replacing standard efficiency unit in a laundromat or institutional application | 2020 | 2029 | 7 | 59.75% | 1.5904 | NY TRM V6.1 | NEEP Mid Atlantic TRM, Version 8 | NEEP Mid Atlantic TRM, Version 8
| 179 | MD | Clothes Washer Elec WH | E | Appliances | High efficiency commericial clothes washer replacing standard efficiency unit in a laundromat or institutional application | 2020 | 2029 | 7 | 8.516% | 0 | NY TRM V6.1 | NEEP Mid Atlantic TRM, Version 8 | NEEP Mid Atlantic TRM, Version 8
| 180 | MD | Clothes Washer Elec WH | E | Water Heating | High efficiency commericial clothes washer replacing standard efficiency unit in a laundromat or institutional application | 2020 | 2029 | 7 | 59.75% | 0 | NY TRM V6.1 | NEEP Mid Atlantic TRM, Version 8 | NEEP Mid Atlantic TRM, Version 8
| 181 | MD | Clothes Washer Elec WH | E | Appliances | High efficiency commericial clothes washer replacing standard efficiency unit in a laundromat or institutional application | 2020 | 2029 | 7 | 59.75% | 1.5904 | NY TRM V6.1 | NEEP Mid Atlantic TRM, Version 8 | NEEP Mid Atlantic TRM, Version 8
| 182 | MD | Clothes Washer Elec WH | G | Other | High efficiency commericial clothes washer replacing standard efficiency unit in a laundromat or institutional application | 2020 | 2029 | 7 | 8.516% | 0 | NY TRM V6.1 | NEEP Mid Atlantic TRM, Version 8 | NEEP Mid Atlantic TRM, Version 8
| 183 | MD | Clothes Washer Elec WH | E | Water Heating | High efficiency commericial clothes washer replacing standard efficiency unit in a laundromat or institutional application | 2020 | 2029 | 7 | 59.75% | 0 | NY TRM V6.1 | NEEP Mid Atlantic TRM, Version 8 | NEEP Mid Atlantic TRM, Version 8
| 184 | MD | Clothes Washer Elec WH | E | Appliances | High efficiency commericial clothes washer replacing standard efficiency unit in a laundromat or institutional application | 2020 | 2029 | 7 | 59.75% | 1.5904 | NY TRM V6.1 | NEEP Mid Atlantic TRM, Version 8 | NEEP Mid Atlantic TRM, Version 8
| 185 | MD | Clothes Washer Elec WH | Prp | Other | High efficiency commericial clothes washer replacing standard efficiency unit in a laundromat or institutional application | 2020 | 2029 | 7 | 8.516% | 0 | NY TRM V6.1 | NEEP Mid Atlantic TRM, Version 8 | NEEP Mid Atlantic TRM, Version 8
| 186 | MD | Clothes Washer Elec WH | E | Water Heating | High efficiency commericial clothes washer replacing standard efficiency unit in a laundromat or institutional application | 2020 | 2029 | 7 | 59.75% | 0 | NY TRM V6.1 | NEEP Mid Atlantic TRM, Version 8 | NEEP Mid Atlantic TRM, Version 8
| 187 | MD | Clothes Washer Gas WH | E | Appliances | High efficiency commericial clothes washer replacing standard efficiency unit in a laundromat or institutional application | 2020 | 2029 | 7 | 59.75% | 1.5904 | NY TRM V6.1 | NEEP Mid Atlantic TRM, Version 8 | NEEP Mid Atlantic TRM, Version 8
| 188 | MD | Clothes Washer Gas WH | E | Appliances | High efficiency commericial clothes washer replacing standard efficiency unit in a laundromat or institutional application | 2020 | 2029 | 7 | 8.516% | 0 | NY TRM V6.1 | NEEP Mid Atlantic TRM, Version 8 | NEEP Mid Atlantic TRM, Version 8
| 189 | MD | Clothes Washer Gas WH | G | Water Heating | High efficiency commericial clothes washer replacing standard efficiency unit in a laundromat or institutional application | 2020 | 2029 | 7 | 59.75% | 0 | NY TRM V6.1 | NEEP Mid Atlantic TRM, Version 8 | NEEP Mid Atlantic TRM, Version 8
| 190 | MD | Clothes Washer Gas WH | E | Appliances | High efficiency commericial clothes washer replacing standard efficiency unit in a laundromat or institutional application | 2020 | 2029 | 7 | 59.75% | 1.5904 | NY TRM V6.1 | NEEP Mid Atlantic TRM, Version 8 | NEEP Mid Atlantic TRM, Version 8
| 191 | MD | Clothes Washer Gas WH | G | Other | High efficiency commericial clothes washer replacing standard efficiency unit in a laundromat or institutional application | 2020 | 2029 | 7 | 8.516% | 0 | NY TRM V6.1 | NEEP Mid Atlantic TRM, Version 8 | NEEP Mid Atlantic TRM, Version 8
| 192 | MD | Clothes Washer Gas WH | G | Water Heating | High efficiency commericial clothes washer replacing standard efficiency unit in a laundromat or institutional application | 2020 | 2029 | 7 | 59.75% | 0 | NY TRM V6.1 | NEEP Mid Atlantic TRM, Version 8 | NEEP Mid Atlantic TRM, Version 8
| 193 | MD | Clothes Washer Gas WH | E | Appliances | High efficiency commericial clothes washer replacing standard efficiency unit in a laundromat or institutional application | 2020 | 2029 | 7 | 59.75% | 1.5904 | NY TRM V6.1 | NEEP Mid Atlantic TRM, Version 8 | NEEP Mid Atlantic TRM, Version 8
| 194 | MD | Clothes Washer Gas WH | Prp | Other | High efficiency commericial clothes washer replacing standard efficiency unit in a laundromat or institutional application | 2020 | 2029 | 7 | 8.516% | 0 | NY TRM V6.1 | NEEP Mid Atlantic TRM, Version 8 | NEEP Mid Atlantic TRM, Version 8
| 195 | MD | Clothes Washer Gas WH | G | Water Heating | High efficiency commericial clothes washer replacing standard efficiency unit in a laundromat or institutional application | 2020 | 2029 | 7 | 59.75% | 0 | NY TRM V6.1 | NEEP Mid Atlantic TRM, Version 8 | NEEP Mid Atlantic TRM, Version 8
| 196 | MD | Clothes Washer Oil WH | E | Appliances | High efficiency commericial clothes washer replacing standard efficiency unit in a laundromat or institutional application | 2020 | 2029 | 7 | 59.75% | 1.5904 | NY TRM V6.1 | NEEP Mid Atlantic TRM, Version 8 | NEEP Mid Atlantic TRM, Version 8
| 197 | MD | Clothes Washer Oil WH | E | Appliances | High efficiency commericial clothes washer replacing standard efficiency unit in a laundromat or institutional application | 2020 | 2029 | 7 | 8.516% | 0 | NY TRM V6.1 | NEEP Mid Atlantic TRM, Version 8 | NEEP Mid Atlantic TRM, Version 8
| 198 | MD | Clothes Washer Oil WH | O | Water Heating | High efficiency commericial clothes washer replacing standard efficiency unit in a laundromat or institutional application | 2020 | 2029 | 7 | 59.75% | 0 | NY TRM V6.1 | NEEP Mid Atlantic TRM, Version 8 | NEEP Mid Atlantic TRM, Version 8
| 199 | MD | Clothes Washer Oil WH | E | Appliances | High efficiency commericial clothes washer replacing standard efficiency unit in a laundromat or institutional application | 2020 | 2029 | 7 | 59.75% | 1.5904 | NY TRM V6.1 | NEEP Mid Atlantic TRM, Version 8 | NEEP Mid Atlantic TRM, Version 8
| 200 | MD | Clothes Washer Oil WH | G | Other | High efficiency commericial clothes washer replacing standard efficiency unit in a laundromat or institutional application | 2020 | 2029 | 7 | 8.516% | 0 | NY TRM V6.1 | NEEP Mid Atlantic TRM, Version 8 | NEEP Mid Atlantic TRM, Version 8
| 201 | MD | Clothes Washer Oil WH | O | Water Heating | High efficiency commericial clothes washer replacing standard efficiency unit in a laundromat or institutional application | 2020 | 2029 | 7 | 59.75% | 0 | NY TRM V6.1 | NEEP Mid Atlantic TRM, Version 8 | NEEP Mid Atlantic TRM, Version 8
| 202 | MD | Clothes Washer Oil WH | E | Appliances | High efficiency commericial clothes washer replacing standard efficiency unit in a laundromat or institutional application | 2020 | 2029 | 7 | 59.75% | 1.5904 | NY TRM V6.1 | NEEP Mid Atlantic TRM, Version 8 | NEEP Mid Atlantic TRM, Version 8
| 203 | MD | Clothes Washer Oil WH | Prp | Other | High efficiency commericial clothes washer replacing standard efficiency unit in a laundromat or institutional application | 2020 | 2029 | 7 | 8.516% | 0 | NY TRM V6.1 | NEEP Mid Atlantic TRM, Version 8 | NEEP Mid Atlantic TRM, Version 8
| 204 | MD | Clothes Washer Oil WH | O | Water Heating | High efficiency commericial clothes washer replacing standard efficiency unit in a laundromat or institutional application | 2020 | 2029 | 7 | 59.75% | 0 | NY TRM V6.1 | NEEP Mid Atlantic TRM, Version 8 | NEEP Mid Atlantic TRM, Version 8
| 205 | MD | Clothes Washer Propane WH | E | Appliances | High efficiency commericial clothes washer replacing standard efficiency unit in a laundromat or institutional application | 2020 | 2029 | 7 | 59.75% | 1.5904 | NY TRM V6.1 | NEEP Mid Atlantic TRM, Version 8 | NEEP Mid Atlantic TRM, Version 8
| 206 | MD | Clothes Washer Propane WH | E | Appliances | High efficiency commericial clothes washer replacing standard efficiency unit in a laundromat or institutional application | 2020 | 2029 | 7 | 8.516% | 0.84388 | NY TRM V6.1 | NEEP Mid Atlantic TRM, Version 8 | NEEP Mid Atlantic TRM, Version 8
| 207 | MD | Clothes Washer Propane WH | Prp | Water Heating | High efficiency commericial clothes washer replacing standard efficiency unit in a laundromat or institutional application | 2020 | 2029 | 7 | 59.75% | 87.3743 | NY TRM V6.1 | NEEP Mid Atlantic TRM, Version 8 | NEEP Mid Atlantic TRM, Version 8
| 208 | MD | Clothes Washer Propane WH | E | Appliances | High efficiency commericial clothes washer replacing standard efficiency unit in a laundromat or institutional application | 2020 | 2029 | 7 | 59.75% | 1.5904 | NY TRM V6.1 | NEEP Mid Atlantic TRM, Version 8 | NEEP Mid Atlantic TRM, Version 8
| 209 | MD | Clothes Washer Propane WH | G | Other | High efficiency commericial clothes washer replacing standard efficiency unit in a laundromat or institutional application | 2020 | 2029 | 7 | 8.516% | 220.762 | NY TRM V6.1 | NEEP Mid Atlantic TRM, Version 8 | NEEP Mid Atlantic TRM, Version 8
| 210 | MD | Clothes Washer Propane WH | Prp | Water Heating | High efficiency commericial clothes washer replacing standard efficiency unit in a laundromat or institutional application | 2020 | 2029 | 7 | 59.75% | 87.3743 | NY TRM V6.1 | NEEP Mid Atlantic TRM, Version 8 | NEEP Mid Atlantic TRM, Version 8
| 211 | MD | Clothes Washer Propane WH | E | Appliances | High efficiency commericial clothes washer replacing standard efficiency unit in a laundromat or institutional application | 2020 | 2029 | 7 | 59.75% | 1.5904 | NY TRM V6.1 | NEEP Mid Atlantic TRM, Version 8 | NEEP Mid Atlantic TRM, Version 8
| 212 | MD | Clothes Washer Propane WH | Prp | Other | High efficiency commericial clothes washer replacing standard efficiency unit in a laundromat or institutional application | 2020 | 2029 | 7 | 8.516% | 220.762 | NY TRM V6.1 | NEEP Mid Atlantic TRM, Version 8 | NEEP Mid Atlantic TRM, Version 8
| 213 | MD | Clothes Washer Propane WH | Prp | Water Heating | High efficiency commericial clothes washer replacing standard efficiency unit in a laundromat or institutional application | 2020 | 2029 | 7 | 59.75% | 87.3743 | NY TRM V6.1 | NEEP Mid Atlantic TRM, Version 8 | NEEP Mid Atlantic TRM, Version 8
| 214 | RET | Ozone Laundry | E | Water Heating | Ozone Laundry systems for large laundromats and facilities with on-site laundry | 2020 | 2029 | 10 | 81% | 0.1148 | NY TRM V6.1 | IL TRM V6, Volume 2, Effective 1/1/18 | IL TRM V6, Volume 2, Effective 1/1/18
| 215 | RET | Ozone Laundry | G | Water Heating | Ozone Laundry systems for large laundromats and facilities with on-site laundry | 2020 | 2029 | 10 | 81% | 26.0065 | NY TRM V6.1 | IL TRM V6, Volume 2, Effective 1/1/18 | IL TRM V6, Volume 2, Effective 1/1/18
| 216 | RET | Ozone Laundry | O | Water Heating | Ozone Laundry systems for large laundromats and facilities with on-site laundry | 2020 | 2029 | 10 | 81% | 26.0065 | NY TRM V6.1 | IL TRM V6, Volume 2, Effective 1/1/18 | IL TRM V6, Volume 2, Effective 1/1/18
| 217 | RET | Ozone Laundry | Prp | Water Heating | Ozone Laundry systems for large laundromats and facilities with on-site laundry | 2020 | 2029 | 10 | 81% | 26.0065 | NY TRM V6.1 | IL TRM V6, Volume 2, Effective 1/1/18 | IL TRM V6, Volume 2, Effective 1/1/18
| 218 | MD | Commercial ENERGY STAR Dishwasher | E | Appliances | Installation of an ENERGY STAR commercial dishwasher. | 2020 | 2029 | 12.65 | 17.45% | 0.25732 | NY TRM V6.1 | MN TRM 2017, NY Commercial Baseline Data | MN TRM 2017
| 219 | MD | Commercial ENERGY STAR Dishwasher | E | Water Heating | Installation of an ENERGY STAR commercial dishwasher. | 2020 | 2029 | 12.65 | 24.46% | 0 | NY TRM V6.1 | MN TRM 2017, NY Commercial Baseline Data | MN TRM 2017
| 220 | MD | Commercial ENERGY STAR Dishwasher | E | Appliances | Installation of an ENERGY STAR commercial dishwasher. | 2020 | 2029 | 12.65 | 17.45% | 0.25732 | NY TRM V6.1 | MN TRM 2017, NY Commercial Baseline Data | MN TRM 2017
| 221 | MD | Commercial ENERGY STAR Dishwasher | G | Water Heating | Installation of an ENERGY STAR commercial dishwasher. | 2020 | 2029 | 12.65 | 24.46% | 0 | NY TRM V6.1 | MN TRM 2017, NY Commercial Baseline Data | MN TRM 2017
| 222 | MD | Commercial ENERGY STAR Dishwasher | E | Appliances | Installation of an ENERGY STAR commercial dishwasher. | 2020 | 2029 | 12.65 | 17.45% | 0.25732 | NY TRM V6.1 | MN TRM 2017, NY Commercial Baseline Data | MN TRM 2017
| 223 | MD | Commercial ENERGY STAR Dishwasher | O | Water Heating | Installation of an ENERGY STAR commercial dishwasher. | 2020 | 2029 | 12.65 | 24.46% | 0 | NY TRM V6.1 | MN TRM 2017, NY Commercial Baseline Data | MN TRM 2017
| 224 | MD | Commercial ENERGY STAR Dishwasher | E | Appliances | Installation of an ENERGY STAR commercial dishwasher. | 2020 | 2029 | 12.65 | 17.45% | 0.25732 | NY TRM V6.1 | MN TRM 2017, NY Commercial Baseline Data | MN TRM 2017
| 225 | MD | Commercial ENERGY STAR Dishwasher | Prp | Water Heating | Installation of an ENERGY STAR commercial dishwasher. | 2020 | 2029 | 12.65 | 24.46% | 0 | NY TRM V6.1 | MN TRM 2017, NY Commercial Baseline Data | MN TRM 2017
| 226 | RET | Faucet Aerator | E | Water Heating | This measure includes replacing an existing faucet aerator with low-flow aerator. | 2020 | 2029 | 10 | 31.82% | 0.042273 | NY TRM V6.1 | NY TRM V6.1 | NEEP Mid-Atlantic TRM V8
| 227 | RET | Faucet Aerator | G | Water Heating | This measure includes replacing an existing faucet aerator with low-flow aerator. | 2020 | 2029 | 10 | 31.82% | 10.2182 | NY TRM V6.1 | NY TRM V6.1 | NEEP Mid-Atlantic TRM V8
| 228 | RET | Faucet Aerator | O | Water Heating | This measure includes replacing an existing faucet aerator with low-flow aerator. | 2020 | 2029 | 10 | 31.82% | 10.2182 | NY TRM V6.1 | NY TRM V6.1 | NEEP Mid-Atlantic TRM V8
| 229 | RET | Faucet Aerator | Prp | Water Heating | This measure includes replacing an existing faucet aerator with low-flow aerator. | 2020 | 2029 | 10 | 31.82% | 10.2182 | NY TRM V6.1 | NY TRM V6.1 | NEEP Mid-Atlantic TRM V8
| 230 | RET | Pre-Rinse Sprayers | E | Water Heating | Retrofit of working standard pre-rinse sprayers with low-flow, pre-rinse sprayers in commercial kitchen applications. | 2020 | 2029 | 5 | 57.5% | 0.0075481 | NY TRM V6.1 | NY TRM V6.1, NY Commercial Baseline Data | NEEP Mid-Atlantic TRM V8
| 231 | RET | Pre-Rinse Sprayers | G | Water Heating | Retrofit of working standard pre-rinse sprayers with low-flow, pre-rinse sprayers in commercial kitchen applications. | 2020 | 2029 | 5 | 57.5% | 1.9664 | NY TRM V6.1 | NY TRM V6.1, NY Commercial Baseline Data | NEEP Mid-Atlantic TRM V8
| 232 | RET | Pre-Rinse Sprayers | O | Water Heating | Retrofit of working standard pre-rinse sprayers with low-flow, pre-rinse sprayers in commercial kitchen applications. | 2020 | 2029 | 5 | 57.5% | 1.9664 | NY TRM V6.1 | NY TRM V6.1, NY Commercial Baseline Data | NEEP Mid-Atlantic TRM V8
| 233 | RET | Pre-Rinse Sprayers | Prp | Water Heating | Retrofit of working standard pre-rinse sprayers with low-flow, pre-rinse sprayers in commercial kitchen applications. | 2020 | 2029 | 5 | 57.5% | 1.9664 | NY TRM V6.1 | NY TRM V6.1, NY Commercial Baseline Data | NEEP Mid-Atlantic TRM V8
| 234 | MD | Heat Pump Water Heater | E | Water Heating | Replacement of failed or working storage-type electric resistance water heaters (≤ 120 gallons) in commercial facilities with more efficient storage-type heat pump water heaters. | 2020 | 2029 | 10 | 54.8% | 0.71568 | NY TRM V6.1 | NEEP Mid-Atlantic TRM V8 | NEEP Mid-Atlantic TRM V8
| 234 | RET | Heat Pump Water Heater | E | Water Heating | Replacement of failed or working storage-type electric resistance water heaters (≤ 120 gallons) in commercial facilities with more efficient storage-type heat pump water heaters. | 2020 | 2029 | 10 | 54.8% | 0.95484 | NY TRM V6.1 | NEEP Mid-Atlantic TRM V8 | NEEP Mid-Atlantic TRM V8
| 235 | MD | FF Storage Water Heater | G | Water Heating | Replacement of failed or working storage-type FF water heaters in commercial facilities with more efficient storage-type FF water heaters. | 2020 | 2029 | 15 | 11.11% | 241.4526 | NY TRM V6.1 | IL TRM V6, NY TRM V6.1 | IL TRM V6, NY TRM V6.1
| 236 | MD | FF Storage Water Heater | O | Water Heating | Replacement of failed or working storage-type FF water heaters in commercial facilities with more efficient storage-type FF water heaters. | 2020 | 2029 | 15 | 11.11% | 241.4526 | NY TRM V6.1 | IL TRM V6, NY TRM V6.1 | IL TRM V6, NY TRM V6.1
| 237 | MD | FF Storage Water Heater | Prp | Water Heating | Replacement of failed or working storage-type FF water heaters in commercial facilities with more efficient storage-type FF water heaters. | 2020 | 2029 | 15 | 11.11% | 241.4526 | NY TRM V6.1 | IL TRM V6, NY TRM V6.1 | IL TRM V6, NY TRM V6.1
| 235 | RET | FF Storage Water Heater | G | Water Heating | Replacement of failed or working storage-type FF water heaters in commercial facilities with more efficient storage-type FF water heaters. | 2020 | 2029 | 15 | 11.11% | 1280.8689 | NY TRM V6.1 | IL TRM V6, NY TRM V6.1 | IL TRM V6, NY TRM V6.1
| 236 | RET | FF Storage Water Heater | O | Water Heating | Replacement of failed or working storage-type FF water heaters in commercial facilities with more efficient storage-type FF water heaters. | 2020 | 2029 | 15 | 11.11% | 1280.8689 | NY TRM V6.1 | IL TRM V6, NY TRM V6.1 | IL TRM V6, NY TRM V6.1
| 237 | RET | FF Storage Water Heater | Prp | Water Heating | Replacement of failed or working storage-type FF water heaters in commercial facilities with more efficient storage-type FF water heaters. | 2020 | 2029 | 15 | 11.11% | 1280.8689 | NY TRM V6.1 | IL TRM V6, NY TRM V6.1 | IL TRM V6, NY TRM V6.1
| 238 | MD | FF Instantaneous Water Heater | G | Water Heating | Replacement of failed or working tankless-type (instantaneous) FF water heaters in commercial facilities with more efficient tankless water heaters. | 2020 | 2029 | 20 | 14.9% | 427.5146 | NY TRM V6.1 | IL TRM V6, NY TRM V6.1 | IL TRM V6, NY TRM V6.1
| 239 | MD | FF Instantaneous Water Heater | O | Water Heating | Replacement of failed or working tankless-type (instantaneous) FF water heaters in commercial facilities with more efficient tankless water heaters. | 2020 | 2029 | 20 | 14.9% | 427.5146 | NY TRM V6.1 | IL TRM V6, NY TRM V6.1 | IL TRM V6, NY TRM V6.1
| 240 | MD | FF Instantaneous Water Heater | Prp | Water Heating | Replacement of failed or working tankless-type (instantaneous) FF water heaters in commercial facilities with more efficient tankless water heaters. | 2020 | 2029 | 20 | 14.9% | 427.5146 | NY TRM V6.1 | IL TRM V6, NY TRM V6.1 | IL TRM V6, NY TRM V6.1
| 238 | RET | FF Instantaneous Water Heater | G | Water Heating | Replacement of failed or working tankless-type (instantaneous) FF water heaters in commercial facilities with more efficient tankless water heaters. | 2020 | 2029 | 20 | 14.9% | 2332.3444 | NY TRM V6.1 | IL TRM V6, NY TRM V6.1 | IL TRM V6, NY TRM V6.1
| 239 | RET | FF Instantaneous Water Heater | O | Water Heating | Replacement of failed or working tankless-type (instantaneous) FF water heaters in commercial facilities with more efficient tankless water heaters. | 2020 | 2029 | 20 | 14.9% | 2332.3444 | NY TRM V6.1 | IL TRM V6, NY TRM V6.1 | IL TRM V6, NY TRM V6.1
| 240 | RET | FF Instantaneous Water Heater | Prp | Water Heating | Replacement of failed or working tankless-type (instantaneous) FF water heaters in commercial facilities with more efficient tankless water heaters. | 2020 | 2029 | 20 | 14.9% | 2332.3444 | NY TRM V6.1 | IL TRM V6, NY TRM V6.1 | IL TRM V6, NY TRM V6.1
| 241 | MD | FF Instantaneous Water Heater | E | Appliances | High efficiency commercial clothes dryers with moisture sensors | 2020 | 2029 | 14 | 5.089% | 0.31662 | NY TRM V6.1 | IL TRM V6, NY TRM V6.1 | NEEP Mid-Atlantic TRM V8
| 242 | MD | FF Instantaneous Water Heater | G | Other | High efficiency commercial clothes dryers with moisture sensors | 2020 | 2029 | 14 | 5.172% | 85.001 | NY TRM V6.1 | IL TRM V6, NY TRM V6.1 | NEEP Mid-Atlantic TRM V8
| 243 | MD | FF Instantaneous Water Heater | Prp | Other | High efficiency commercial clothes dryers with moisture sensors | 2020 | 2029 | 14 | 5.172% | 85.001 | NY TRM V6.1 | IL TRM V6, NY TRM V6.1 | NEEP Mid-Atlantic TRM V8
| 241 | RET | FF Instantaneous Water Heater | E | Appliances | High efficiency commercial clothes dryers with moisture sensors | 2020 | 2029 | 14 | 5.089% | 1.5831 | NY TRM V6.1 | IL TRM V6, NY TRM V6.1 | NEEP Mid-Atlantic TRM V8
| 242 | RET | FF Instantaneous Water Heater | G | Other | High efficiency commercial clothes dryers with moisture sensors | 2020 | 2029 | 14 | 5.172% | 510.0059 | NY TRM V6.1 | IL TRM V6, NY TRM V6.1 | NEEP Mid-Atlantic TRM V8
| 243 | RET | FF Instantaneous Water Heater | Prp | Other | High efficiency commercial clothes dryers with moisture sensors | 2020 | 2029 | 14 | 5.172% | 510.0059 | NY TRM V6.1 | IL TRM V6, NY TRM V6.1 | NEEP Mid-Atlantic TRM V8
| 244 | RET | Replace Pneumatic contols with DDC | E | Total Electric | Solid-state sensors and controllers used in DDC systems have considerable energy-efficiency advantages over conventional pneumatic systems. Substantial advantages are realized in calibration and maintenance, but the critical value lies in the accuracy and reliability of the DDC systems. These features can yield operational energy savings of 15% and greater when compared to the conventional pneumatic system. The inherently precise positioning of valves and dampers with EMCS control loops and blocks are responsible for these energy savings. For instance, to realize the energy-savings opportunity offered by VAV fume hoods, an 8:1 turndown ratio of the exhaust airflow is required. Pneumatic airflow systems typically lose accuracy at 25% of their span, resulting in the capability of only a 4:1 turndown ratio. Solid-state DDC systems provide the degree of precise airflow measurement and control that enables the operation of these VAV systems | 2020 | 2029 | 15 | 15% | 1.3429 | NY TRM V6.1 | CXE Group - Why Upgrade Pneumatic Controls; EIA CBECS 2012; National Grid - Office Usage; Sustaine Dane - Energy Costs in Office Buildings; Ready.One - Building Automation per Square Foot; Questline | Ready.One - Building Automation per Square Foot
| 245 | RET | Replace Pneumatic contols with DDC | E | Total Electric | Solid-state sensors and controllers used in DDC systems have considerable energy-efficiency advantages over conventional pneumatic systems. Substantial advantages are realized in calibration and maintenance, but the critical value lies in the accuracy and reliability of the DDC systems. These features can yield operational energy savings of 15% and greater when compared to the conventional pneumatic system. The inherently precise positioning of valves and dampers with EMCS control loops and blocks are responsible for these energy savings. For instance, to realize the energy-savings opportunity offered by VAV fume hoods, an 8:1 turndown ratio of the exhaust airflow is required. Pneumatic airflow systems typically lose accuracy at 25% of their span, resulting in the capability of only a 4:1 turndown ratio. Solid-state DDC systems provide the degree of precise airflow measurement and control that enables the operation of these VAV systems | 2020 | 2029 | 15 | 15% | 4.8902 | NY TRM V6.1 | CXE Group - Why Upgrade Pneumatic Controls; EIA CBECS 2012; National Grid - Office Usage; Sustaine Dane - Energy Costs in Office Buildings; Ready.One - Building Automation per Square Foot; Questline | Ready.One - Building Automation per Square Foot
| 246 | RET | Replace Pneumatic contols with DDC | G | Total FF | Solid-state sensors and controllers used in DDC systems have considerable energy-efficiency advantages over conventional pneumatic systems. Substantial advantages are realized in calibration and maintenance, but the critical value lies in the accuracy and reliability of the DDC systems. These features can yield operational energy savings of 15% and greater when compared to the conventional pneumatic system. The inherently precise positioning of valves and dampers with EMCS control loops and blocks are responsible for these energy savings. For instance, to realize the energy-savings opportunity offered by VAV fume hoods, an 8:1 turndown ratio of the exhaust airflow is required. Pneumatic airflow systems typically lose accuracy at 25% of their span, resulting in the capability of only a 4:1 turndown ratio. Solid-state DDC systems provide the degree of precise airflow measurement and control that enables the operation of these VAV systems | 2020 | 2029 | 15 | 15% | 0 | NY TRM V6.1 | CXE Group - Why Upgrade Pneumatic Controls; EIA CBECS 2012; National Grid - Office Usage; Sustaine Dane - Energy Costs in Office Buildings; Ready.One - Building Automation per Square Foot; Questline | Ready.One - Building Automation per Square Foot
| 247 | RET | Replace Pneumatic contols with DDC | E | Total Electric | Solid-state sensors and controllers used in DDC systems have considerable energy-efficiency advantages over conventional pneumatic systems. Substantial advantages are realized in calibration and maintenance, but the critical value lies in the accuracy and reliability of the DDC systems. These features can yield operational energy savings of 15% and greater when compared to the conventional pneumatic system. The inherently precise positioning of valves and dampers with EMCS control loops and blocks are responsible for these energy savings. For instance, to realize the energy-savings opportunity offered by VAV fume hoods, an 8:1 turndown ratio of the exhaust airflow is required. Pneumatic airflow systems typically lose accuracy at 25% of their span, resulting in the capability of only a 4:1 turndown ratio. Solid-state DDC systems provide the degree of precise airflow measurement and control that enables the operation of these VAV systems | 2020 | 2029 | 15 | 15% | 4.8902 | NY TRM V6.1 | CXE Group - Why Upgrade Pneumatic Controls; EIA CBECS 2012; National Grid - Office Usage; Sustaine Dane - Energy Costs in Office Buildings; Ready.One - Building Automation per Square Foot; Questline | Ready.One - Building Automation per Square Foot
| 248 | RET | Replace Pneumatic contols with DDC | O | Total FF | Solid-state sensors and controllers used in DDC systems have considerable energy-efficiency advantages over conventional pneumatic systems. Substantial advantages are realized in calibration and maintenance, but the critical value lies in the accuracy and reliability of the DDC systems. These features can yield operational energy savings of 15% and greater when compared to the conventional pneumatic system. The inherently precise positioning of valves and dampers with EMCS control loops and blocks are responsible for these energy savings. For instance, to realize the energy-savings opportunity offered by VAV fume hoods, an 8:1 turndown ratio of the exhaust airflow is required. Pneumatic airflow systems typically lose accuracy at 25% of their span, resulting in the capability of only a 4:1 turndown ratio. Solid-state DDC systems provide the degree of precise airflow measurement and control that enables the operation of these VAV systems | 2020 | 2029 | 15 | 15% | 0 | NY TRM V6.1 | CXE Group - Why Upgrade Pneumatic Controls; EIA CBECS 2012; National Grid - Office Usage; Sustaine Dane - Energy Costs in Office Buildings; Ready.One - Building Automation per Square Foot; Questline | Ready.One - Building Automation per Square Foot
| 249 | RET | Replace Pneumatic contols with DDC | E | Total Electric | Solid-state sensors and controllers used in DDC systems have considerable energy-efficiency advantages over conventional pneumatic systems. Substantial advantages are realized in calibration and maintenance, but the critical value lies in the accuracy and reliability of the DDC systems. These features can yield operational energy savings of 15% and greater when compared to the conventional pneumatic system. The inherently precise positioning of valves and dampers with EMCS control loops and blocks are responsible for these energy savings. For instance, to realize the energy-savings opportunity offered by VAV fume hoods, an 8:1 turndown ratio of the exhaust airflow is required. Pneumatic airflow systems typically lose accuracy at 25% of their span, resulting in the capability of only a 4:1 turndown ratio. Solid-state DDC systems provide the degree of precise airflow measurement and control that enables the operation of these VAV systems | 2020 | 2029 | 15 | 15% | 4.8902 | NY TRM V6.1 | CXE Group - Why Upgrade Pneumatic Controls; EIA CBECS 2012; National Grid - Office Usage; Sustaine Dane - Energy Costs in Office Buildings; Ready.One - Building Automation per Square Foot; Questline | Ready.One - Building Automation per Square Foot
| 250 | RET | Replace Pneumatic contols with DDC | Prp | Total FF | Solid-state sensors and controllers used in DDC systems have considerable energy-efficiency advantages over conventional pneumatic systems. Substantial advantages are realized in calibration and maintenance, but the critical value lies in the accuracy and reliability of the DDC systems. These features can yield operational energy savings of 15% and greater when compared to the conventional pneumatic system. The inherently precise positioning of valves and dampers with EMCS control loops and blocks are responsible for these energy savings. For instance, to realize the energy-savings opportunity offered by VAV fume hoods, an 8:1 turndown ratio of the exhaust airflow is required. Pneumatic airflow systems typically lose accuracy at 25% of their span, resulting in the capability of only a 4:1 turndown ratio. Solid-state DDC systems provide the degree of precise airflow measurement and control that enables the operation of these VAV systems | 2020 | 2029 | 15 | 15% | 0 | NY TRM V6.1 | CXE Group - Why Upgrade Pneumatic Controls; EIA CBECS 2012; National Grid - Office Usage; Sustaine Dane - Energy Costs in Office Buildings; Ready.One - Building Automation per Square Foot; Questline | Ready.One - Building Automation per Square Foot
| 251 | MD | Comprehensive Data Center | E | Total Electric | Comprehensive data center design or retrofit for energy effiency | 2020 | 2029 | 15 | 30% | 0.4 | NY TRM V6.1 | NREL Data Center Efficiency; NYSERDA Case Studies, NY Commercial Baseline Data, LBL Data Center Study | NYSERDA Case Studies, NY Commercial Baseline Data
| 252 | MD | Comprehensive Data Center | E | Total Electric | Comprehensive data center design or retrofit for energy effiency | 2020 | 2029 | 15 | 30% | 0.4 | NY TRM V6.1 | NREL Data Center Efficiency; NYSERDA Case Studies, NY Commercial Baseline Data, LBL Data Center Study | NYSERDA Case Studies, NY Commercial Baseline Data
| 253 | MD | Comprehensive Data Center | G | Total FF | Comprehensive data center design or retrofit for energy effiency | 2020 | 2029 | 15 | 0% | 0 | NY TRM V6.1 | NREL Data Center Efficiency; NYSERDA Case Studies, NY Commercial Baseline Data, LBL Data Center Study | NYSERDA Case Studies, NY Commercial Baseline Data
| 254 | MD | Comprehensive Data Center | E | Total Electric | Comprehensive data center design or retrofit for energy effiency | 2020 | 2029 | 15 | 30% | 0.4 | NY TRM V6.1 | NREL Data Center Efficiency; NYSERDA Case Studies, NY Commercial Baseline Data, LBL Data Center Study | NYSERDA Case Studies, NY Commercial Baseline Data
| 255 | MD | Comprehensive Data Center | O | Total FF | Comprehensive data center design or retrofit for energy effiency | 2020 | 2029 | 15 | 0% | 0 | NY TRM V6.1 | NREL Data Center Efficiency; NYSERDA Case Studies, NY Commercial Baseline Data, LBL Data Center Study | NYSERDA Case Studies, NY Commercial Baseline Data
| 256 | MD | Comprehensive Data Center | E | Total Electric | Comprehensive data center design or retrofit for energy effiency | 2020 | 2029 | 15 | 30% | 0.4 | NY TRM V6.1 | NREL Data Center Efficiency; NYSERDA Case Studies, NY Commercial Baseline Data, LBL Data Center Study | NYSERDA Case Studies, NY Commercial Baseline Data
| 257 | MD | Comprehensive Data Center | Prp | Total FF | Comprehensive data center design or retrofit for energy effiency | 2020 | 2029 | 15 | 0% | 0 | NY TRM V6.1 | NREL Data Center Efficiency; NYSERDA Case Studies, NY Commercial Baseline Data, LBL Data Center Study | NYSERDA Case Studies, NY Commercial Baseline Data
| 251 | RET | Comprehensive Data Center | E | Total Electric | Comprehensive data center design or retrofit for energy effiency | 2020 | 2029 | 15 | 60% | 0.86727 | NY TRM V6.1 | NREL Data Center Efficiency; NYSERDA Case Studies, NY Commercial Baseline Data, LBL Data Center Study | NYSERDA Case Studies, NY Commercial Baseline Data
| 252 | RET | Comprehensive Data Center | E | Total Electric | Comprehensive data center design or retrofit for energy effiency | 2020 | 2029 | 15 | 60% | 0.86727 | NY TRM V6.1 | NREL Data Center Efficiency; NYSERDA Case Studies, NY Commercial Baseline Data, LBL Data Center Study | NYSERDA Case Studies, NY Commercial Baseline Data
| 253 | RET | Comprehensive Data Center | G | Total FF | Comprehensive data center design or retrofit for energy effiency | 2020 | 2029 | 15 | 0% | 0 | NY TRM V6.1 | NREL Data Center Efficiency; NYSERDA Case Studies, NY Commercial Baseline Data, LBL Data Center Study | NYSERDA Case Studies, NY Commercial Baseline Data
| 254 | RET | Comprehensive Data Center | E | Total Electric | Comprehensive data center design or retrofit for energy effiency | 2020 | 2029 | 15 | 60% | 0.86727 | NY TRM V6.1 | NREL Data Center Efficiency; NYSERDA Case Studies, NY Commercial Baseline Data, LBL Data Center Study | NYSERDA Case Studies, NY Commercial Baseline Data
| 255 | RET | Comprehensive Data Center | O | Total FF | Comprehensive data center design or retrofit for energy effiency | 2020 | 2029 | 15 | 0% | 0 | NY TRM V6.1 | NREL Data Center Efficiency; NYSERDA Case Studies, NY Commercial Baseline Data, LBL Data Center Study | NYSERDA Case Studies, NY Commercial Baseline Data
| 256 | RET | Comprehensive Data Center | E | Total Electric | Comprehensive data center design or retrofit for energy effiency | 2020 | 2029 | 15 | 60% | 0.86727 | NY TRM V6.1 | NREL Data Center Efficiency; NYSERDA Case Studies, NY Commercial Baseline Data, LBL Data Center Study | NYSERDA Case Studies, NY Commercial Baseline Data
| 257 | RET | Comprehensive Data Center | Prp | Total FF | Comprehensive data center design or retrofit for energy effiency | 2020 | 2029 | 15 | 0% | 0 | NY TRM V6.1 | NREL Data Center Efficiency; NYSERDA Case Studies, NY Commercial Baseline Data, LBL Data Center Study | NYSERDA Case Studies, NY Commercial Baseline Data
| 258 | RET | RetroCommissioning | E | Total Electric | Retrocommissioning and energy management activities, focusing on operational savings | 2020 | 2029 | 8 | 6% | 0.21769 | NY TRM V6.1 | BCXA - The Value of Commissioning; Facilities Net - Average Energy Savings from Retrocommissioning; EIA CBECS 2012; Sustain Dane - Managing Energy Costs in Office Buildings; | Sys Tek - The Real Cost Savings and Benefits of RetroCommissioning; BCXA - Renzi Presentation
| 259 | RET | RetroCommissioning | E | Total Electric | Retrocommissioning and energy management activities, focusing on operational savings | 2020 | 2029 | 8 | 6% | 0.33907 | NY TRM V6.1 | BCXA - The Value of Commissioning; Facilities Net - Average Energy Savings from Retrocommissioning; EIA CBECS 2012; Sustain Dane - Managing Energy Costs in Office Buildings; | Sys Tek - The Real Cost Savings and Benefits of RetroCommissioning; BCXA - Renzi Presentation
| 260 | RET | RetroCommissioning | G | Total FF | Retrocommissioning and energy management activities, focusing on operational savings | 2020 | 2029 | 8 | 6% | 0 | NY TRM V6.1 | BCXA - The Value of Commissioning; Facilities Net - Average Energy Savings from Retrocommissioning; EIA CBECS 2012; Sustain Dane - Managing Energy Costs in Office Buildings; | Sys Tek - The Real Cost Savings and Benefits of RetroCommissioning; BCXA - Renzi Presentation
| 261 | RET | RetroCommissioning | E | Total Electric | Retrocommissioning and energy management activities, focusing on operational savings | 2020 | 2029 | 8 | 6% | 0.33907 | NY TRM V6.1 | BCXA - The Value of Commissioning; Facilities Net - Average Energy Savings from Retrocommissioning; EIA CBECS 2012; Sustain Dane - Managing Energy Costs in Office Buildings; | Sys Tek - The Real Cost Savings and Benefits of RetroCommissioning; BCXA - Renzi Presentation
| 262 | RET | RetroCommissioning | O | Total FF | Retrocommissioning and energy management activities, focusing on operational savings | 2020 | 2029 | 8 | 6% | 0 | NY TRM V6.1 | BCXA - The Value of Commissioning; Facilities Net - Average Energy Savings from Retrocommissioning; EIA CBECS 2012; Sustain Dane - Managing Energy Costs in Office Buildings; | Sys Tek - The Real Cost Savings and Benefits of RetroCommissioning; BCXA - Renzi Presentation
| 263 | RET | RetroCommissioning | E | Total Electric | Retrocommissioning and energy management activities, focusing on operational savings | 2020 | 2029 | 8 | 6% | 0.33907 | NY TRM V6.1 | BCXA - The Value of Commissioning; Facilities Net - Average Energy Savings from Retrocommissioning; EIA CBECS 2012; Sustain Dane - Managing Energy Costs in Office Buildings; | Sys Tek - The Real Cost Savings and Benefits of RetroCommissioning; BCXA - Renzi Presentation
| 264 | RET | RetroCommissioning | Prp | Total FF | Retrocommissioning and energy management activities, focusing on operational savings | 2020 | 2029 | 8 | 6% | 0 | NY TRM V6.1 | BCXA - The Value of Commissioning; Facilities Net - Average Energy Savings from Retrocommissioning; EIA CBECS 2012; Sustain Dane - Managing Energy Costs in Office Buildings; | Sys Tek - The Real Cost Savings and Benefits of RetroCommissioning; BCXA - Renzi Presentation
| 265 | MD | Commissioning | E | Total Electric | Whole building commissioning of new buildings to ensure optimized design, installation and operation of systems. | 2020 | 2029 | 8 | 13% | 0.24845 | NY TRM V6.1 | GeneSysEngineering - Commissioning FAQ; BCXA - The Value of Commissioning; LBL - Commissioning Assessment; EIA CBECS 2012; Sustain Dane - Energy Costs in Office Buildings | BCXA - The Value of Commissioning; LBL - Commissioning Assessment; EIA CBECS 2012;
| 266 | MD | Commissioning | E | Total Electric | Whole building commissioning of new buildings to ensure optimized design, installation and operation of systems. | 2020 | 2029 | 8 | 13% | 0.38697 | NY TRM V6.1 | GeneSysEngineering - Commissioning FAQ; BCXA - The Value of Commissioning; LBL - Commissioning Assessment; EIA CBECS 2012; Sustain Dane - Energy Costs in Office Buildings | BCXA - The Value of Commissioning; LBL - Commissioning Assessment; EIA CBECS 2012;
| 267 | MD | Commissioning | G | Total FF | Whole building commissioning of new buildings to ensure optimized design, installation and operation of systems. | 2020 | 2029 | 8 | 13% | 0 | NY TRM V6.1 | GeneSysEngineering - Commissioning FAQ; BCXA - The Value of Commissioning; LBL - Commissioning Assessment; EIA CBECS 2012; Sustain Dane - Energy Costs in Office Buildings | BCXA - The Value of Commissioning; LBL - Commissioning Assessment; EIA CBECS 2012;
| 268 | MD | Commissioning | E | Total Electric | Whole building commissioning of new buildings to ensure optimized design, installation and operation of systems. | 2020 | 2029 | 8 | 13% | 0.38697 | NY TRM V6.1 | GeneSysEngineering - Commissioning FAQ; BCXA - The Value of Commissioning; LBL - Commissioning Assessment; EIA CBECS 2012; Sustain Dane - Energy Costs in Office Buildings | BCXA - The Value of Commissioning; LBL - Commissioning Assessment; EIA CBECS 2012;
| 269 | MD | Commissioning | O | Total FF | Whole building commissioning of new buildings to ensure optimized design, installation and operation of systems. | 2020 | 2029 | 8 | 13% | 0 | NY TRM V6.1 | GeneSysEngineering - Commissioning FAQ; BCXA - The Value of Commissioning; LBL - Commissioning Assessment; EIA CBECS 2012; Sustain Dane - Energy Costs in Office Buildings | BCXA - The Value of Commissioning; LBL - Commissioning Assessment; EIA CBECS 2012;
| 270 | MD | Commissioning | E | Total Electric | Whole building commissioning of new buildings to ensure optimized design, installation and operation of systems. | 2020 | 2029 | 8 | 13% | 0.38697 | NY TRM V6.1 | GeneSysEngineering - Commissioning FAQ; BCXA - The Value of Commissioning; LBL - Commissioning Assessment; EIA CBECS 2012; Sustain Dane - Energy Costs in Office Buildings | BCXA - The Value of Commissioning; LBL - Commissioning Assessment; EIA CBECS 2012;
| 271 | MD | Commissioning | Prp | Total FF | Whole building commissioning of new buildings to ensure optimized design, installation and operation of systems. | 2020 | 2029 | 8 | 13% | 0 | NY TRM V6.1 | GeneSysEngineering - Commissioning FAQ; BCXA - The Value of Commissioning; LBL - Commissioning Assessment; EIA CBECS 2012; Sustain Dane - Energy Costs in Office Buildings | BCXA - The Value of Commissioning; LBL - Commissioning Assessment; EIA CBECS 2012;
| 272 | MD | Integrated Building Design | E | Total Electric | Reflects comprehensive, optimized design of new buildings addressing all end-uses and interactions between them on a systems basis. Measures include, but are not limited to, improved air barrier performance, minimum IAQ performance, lighting controls, improved lighting power density, improved mechanical equipment efficiency, and demand controlled ventilation. | 2020 | 2029 | 15 | 22% | 0.076091 | NY TRM V6.1 | CALMAC - MASI Integrated Design for New Construction Buildings; Greenbiz - Do Green Buildings Really Save Energy; EIA CBECS 2012; Sustain Dane - Managing Energy Costs in Office Buildings; | Proest - Commercial Construction Costs per Square Foot; Energy Design Resources Design Brief;
| 273 | MD | Integrated Building Design | E | Total Electric | Reflects comprehensive, optimized design of new buildings addressing all end-uses and interactions between them on a systems basis. Measures include, but are not limited to, improved air barrier performance, minimum IAQ performance, lighting controls, improved lighting power density, improved mechanical equipment efficiency, and demand controlled ventilation. | 2020 | 2029 | 15 | 22% | 0.11852 | NY TRM V6.1 | CALMAC - MASI Integrated Design for New Construction Buildings; Greenbiz - Do Green Buildings Really Save Energy; EIA CBECS 2012; Sustain Dane - Managing Energy Costs in Office Buildings; | Proest - Commercial Construction Costs per Square Foot; Energy Design Resources Design Brief;
| 274 | MD | Integrated Building Design | G | Total FF | Reflects comprehensive, optimized design of new buildings addressing all end-uses and interactions between them on a systems basis. Measures include, but are not limited to, improved air barrier performance, minimum IAQ performance, lighting controls, improved lighting power density, improved mechanical equipment efficiency, and demand controlled ventilation. | 2020 | 2029 | 15 | 22% | 0 | NY TRM V6.1 | CALMAC - MASI Integrated Design for New Construction Buildings; Greenbiz - Do Green Buildings Really Save Energy; EIA CBECS 2012; Sustain Dane - Managing Energy Costs in Office Buildings; | Proest - Commercial Construction Costs per Square Foot; Energy Design Resources Design Brief;
| 275 | MD | Integrated Building Design | E | Total Electric | Reflects comprehensive, optimized design of new buildings addressing all end-uses and interactions between them on a systems basis. Measures include, but are not limited to, improved air barrier performance, minimum IAQ performance, lighting controls, improved lighting power density, improved mechanical equipment efficiency, and demand controlled ventilation. | 2020 | 2029 | 15 | 22% | 0.11852 | NY TRM V6.1 | CALMAC - MASI Integrated Design for New Construction Buildings; Greenbiz - Do Green Buildings Really Save Energy; EIA CBECS 2012; Sustain Dane - Managing Energy Costs in Office Buildings; | Proest - Commercial Construction Costs per Square Foot; Energy Design Resources Design Brief;
| 276 | MD | Integrated Building Design | O | Total FF | Reflects comprehensive, optimized design of new buildings addressing all end-uses and interactions between them on a systems basis. Measures include, but are not limited to, improved air barrier performance, minimum IAQ performance, lighting controls, improved lighting power density, improved mechanical equipment efficiency, and demand controlled ventilation. | 2020 | 2029 | 15 | 22% | 0 | NY TRM V6.1 | CALMAC - MASI Integrated Design for New Construction Buildings; Greenbiz - Do Green Buildings Really Save Energy; EIA CBECS 2012; Sustain Dane - Managing Energy Costs in Office Buildings; | Proest - Commercial Construction Costs per Square Foot; Energy Design Resources Design Brief;
| 277 | MD | Integrated Building Design | E | Total Electric | Reflects comprehensive, optimized design of new buildings addressing all end-uses and interactions between them on a systems basis. Measures include, but are not limited to, improved air barrier performance, minimum IAQ performance, lighting controls, improved lighting power density, improved mechanical equipment efficiency, and demand controlled ventilation. | 2020 | 2029 | 15 | 22% | 0.11852 | NY TRM V6.1 | CALMAC - MASI Integrated Design for New Construction Buildings; Greenbiz - Do Green Buildings Really Save Energy; EIA CBECS 2012; Sustain Dane - Managing Energy Costs in Office Buildings; | Proest - Commercial Construction Costs per Square Foot; Energy Design Resources Design Brief;
| 278 | MD | Integrated Building Design | Prp | Total FF | Reflects comprehensive, optimized design of new buildings addressing all end-uses and interactions between them on a systems basis. Measures include, but are not limited to, improved air barrier performance, minimum IAQ performance, lighting controls, improved lighting power density, improved mechanical equipment efficiency, and demand controlled ventilation. | 2020 | 2029 | 15 | 22% | 0 | NY TRM V6.1 | CALMAC - MASI Integrated Design for New Construction Buildings; Greenbiz - Do Green Buildings Really Save Energy; EIA CBECS 2012; Sustain Dane - Managing Energy Costs in Office Buildings; | Proest - Commercial Construction Costs per Square Foot; Energy Design Resources Design Brief;
| 279 | RET | Deep Energy Retrofit | E | Total Electric | Comprehensive Retrofit of existing building aiming for deep savings. | 2020 | 2029 | 15 | 35.25% | 0.4911 | NY TRM V6.1 | RMI Case Studies, EIA CBECS 2012, Sustain Dane Energy Costs in Office Buildings; | Proest - Commercial Construction Costs per Square Foot; Energy Design Resources Design Brief;
| 280 | RET | Deep Energy Retrofit | E | Total Electric | Comprehensive Retrofit of existing building aiming for deep savings. | 2020 | 2029 | 15 | 35.25% | 0.76492 | NY TRM V6.1 | RMI Case Studies, EIA CBECS 2012, Sustain Dane Energy Costs in Office Buildings; | Proest - Commercial Construction Costs per Square Foot; Energy Design Resources Design Brief;
| 281 | RET | Deep Energy Retrofit | G | Total FF | Comprehensive Retrofit of existing building aiming for deep savings. | 2020 | 2029 | 15 | 35.25% | 0 | NY TRM V6.1 | RMI Case Studies, EIA CBECS 2012, Sustain Dane Energy Costs in Office Buildings; | Proest - Commercial Construction Costs per Square Foot; Energy Design Resources Design Brief;
| 282 | RET | Deep Energy Retrofit | E | Total Electric | Comprehensive Retrofit of existing building aiming for deep savings. | 2020 | 2029 | 15 | 35.25% | 0.76492 | NY TRM V6.1 | RMI Case Studies, EIA CBECS 2012, Sustain Dane Energy Costs in Office Buildings; | Proest - Commercial Construction Costs per Square Foot; Energy Design Resources Design Brief;
| 283 | RET | Deep Energy Retrofit | O | Total FF | Comprehensive Retrofit of existing building aiming for deep savings. | 2020 | 2029 | 15 | 35.25% | 0 | NY TRM V6.1 | RMI Case Studies, EIA CBECS 2012, Sustain Dane Energy Costs in Office Buildings; | Proest - Commercial Construction Costs per Square Foot; Energy Design Resources Design Brief;
| 284 | RET | Deep Energy Retrofit | E | Total Electric | Comprehensive Retrofit of existing building aiming for deep savings. | 2020 | 2029 | 15 | 35.25% | 0.76492 | NY TRM V6.1 | RMI Case Studies, EIA CBECS 2012, Sustain Dane Energy Costs in Office Buildings; | Proest - Commercial Construction Costs per Square Foot; Energy Design Resources Design Brief;
| 285 | RET | Deep Energy Retrofit | Prp | Total FF | Comprehensive Retrofit of existing building aiming for deep savings. | 2020 | 2029 | 15 | 35.25% | 0 | NY TRM V6.1 | RMI Case Studies, EIA CBECS 2012, Sustain Dane Energy Costs in Office Buildings; | Proest - Commercial Construction Costs per Square Foot; Energy Design Resources Design Brief;
| 286 | MD | Energy Management System - MD | E | Total Electric | Install an Energy Management System (EMS) in new construction projects. An EMS consists of computer aided tools and sensors used to monitor and optimize energy consumption in HVAC, lighting, and other major end uses. | 2020 | 2029 | 15 | 17.5% | 0.56269 | NY TRM V6.1 | EIA CBECS 2012; Sustain Dane Energy Costs in Office Buildings; Questline;Wendy Messenger, Building Management Systems | Ready.one - Energy Management per Square Foot
| 287 | MD | Energy Management System - MD | E | Total Electric | Install an Energy Management System (EMS) in new construction projects. An EMS consists of computer aided tools and sensors used to monitor and optimize energy consumption in HVAC, lighting, and other major end uses. | 2020 | 2029 | 15 | 17.5% | 0.87642 | NY TRM V6.1 | EIA CBECS 2012; Sustain Dane Energy Costs in Office Buildings; Questline;Wendy Messenger, Building Management Systems | Ready.one - Energy Management per Square Foot
| 288 | MD | Energy Management System - MD | G | Total FF | Install an Energy Management System (EMS) in new construction projects. An EMS consists of computer aided tools and sensors used to monitor and optimize energy consumption in HVAC, lighting, and other major end uses. | 2020 | 2029 | 15 | 17.5% | 0 | NY TRM V6.1 | EIA CBECS 2012; Sustain Dane Energy Costs in Office Buildings; Questline;Wendy Messenger, Building Management Systems | Ready.one - Energy Management per Square Foot
| 289 | MD | Energy Management System - MD | E | Total Electric | Install an Energy Management System (EMS) in new construction projects. An EMS consists of computer aided tools and sensors used to monitor and optimize energy consumption in HVAC, lighting, and other major end uses. | 2020 | 2029 | 15 | 17.5% | 0.87642 | NY TRM V6.1 | EIA CBECS 2012; Sustain Dane Energy Costs in Office Buildings; Questline;Wendy Messenger, Building Management Systems | Ready.one - Energy Management per Square Foot
| 290 | MD | Energy Management System - MD | O | Total FF | Install an Energy Management System (EMS) in new construction projects. An EMS consists of computer aided tools and sensors used to monitor and optimize energy consumption in HVAC, lighting, and other major end uses. | 2020 | 2029 | 15 | 17.5% | 0 | NY TRM V6.1 | EIA CBECS 2012; Sustain Dane Energy Costs in Office Buildings; Questline;Wendy Messenger, Building Management Systems | Ready.one - Energy Management per Square Foot
| 291 | MD | Energy Management System - MD | E | Total Electric | Install an Energy Management System (EMS) in new construction projects. An EMS consists of computer aided tools and sensors used to monitor and optimize energy consumption in HVAC, lighting, and other major end uses. | 2020 | 2029 | 15 | 17.5% | 0.87642 | NY TRM V6.1 | EIA CBECS 2012; Sustain Dane Energy Costs in Office Buildings; Questline;Wendy Messenger, Building Management Systems | Ready.one - Energy Management per Square Foot
| 292 | MD | Energy Management System - MD | Prp | Total FF | Install an Energy Management System (EMS) in new construction projects. An EMS consists of computer aided tools and sensors used to monitor and optimize energy consumption in HVAC, lighting, and other major end uses. | 2020 | 2029 | 15 | 17.5% | 0 | NY TRM V6.1 | EIA CBECS 2012; Sustain Dane Energy Costs in Office Buildings; Questline;Wendy Messenger, Building Management Systems | Ready.one - Energy Management per Square Foot
| 286 | RET | Energy Management System - RET | E | Total Electric | Install an Energy Management System (EMS) in new construction projects. An EMS consists of computer aided tools and sensors used to monitor and optimize energy consumption in HVAC, lighting, and other major end uses. | 2020 | 2029 | 15 | 22% | 0.4476 | NY TRM V6.1 | EIA CBECS 2012; Sustain Dane Energy Costs in Office Buildings; Questline;Wendy Messenger, Building Management Systems | Ready.one - Energy Management per Square Foot
| 287 | RET | Energy Management System - RET | E | Total Electric | Install an Energy Management System (EMS) in new construction projects. An EMS consists of computer aided tools and sensors used to monitor and optimize energy consumption in HVAC, lighting, and other major end uses. | 2020 | 2029 | 15 | 22% | 1.3943 | NY TRM V6.1 | EIA CBECS 2012; Sustain Dane Energy Costs in Office Buildings; Questline;Wendy Messenger, Building Management Systems | Ready.one - Energy Management per Square Foot
| 288 | RET | Energy Management System - RET | G | Total FF | Install an Energy Management System (EMS) in new construction projects. An EMS consists of computer aided tools and sensors used to monitor and optimize energy consumption in HVAC, lighting, and other major end uses. | 2020 | 2029 | 15 | 22% | 0 | NY TRM V6.1 | EIA CBECS 2012; Sustain Dane Energy Costs in Office Buildings; Questline;Wendy Messenger, Building Management Systems | Ready.one - Energy Management per Square Foot
| 289 | RET | Energy Management System - RET | E | Total Electric | Install an Energy Management System (EMS) in new construction projects. An EMS consists of computer aided tools and sensors used to monitor and optimize energy consumption in HVAC, lighting, and other major end uses. | 2020 | 2029 | 15 | 22% | 1.3943 | NY TRM V6.1 | EIA CBECS 2012; Sustain Dane Energy Costs in Office Buildings; Questline;Wendy Messenger, Building Management Systems | Ready.one - Energy Management per Square Foot
| 290 | RET | Energy Management System - RET | O | Total FF | Install an Energy Management System (EMS) in new construction projects. An EMS consists of computer aided tools and sensors used to monitor and optimize energy consumption in HVAC, lighting, and other major end uses. | 2020 | 2029 | 15 | 22% | 0 | NY TRM V6.1 | EIA CBECS 2012; Sustain Dane Energy Costs in Office Buildings; Questline;Wendy Messenger, Building Management Systems | Ready.one - Energy Management per Square Foot
| 291 | RET | Energy Management System - RET | E | Total Electric | Install an Energy Management System (EMS) in new construction projects. An EMS consists of computer aided tools and sensors used to monitor and optimize energy consumption in HVAC, lighting, and other major end uses. | 2020 | 2029 | 15 | 22% | 1.3943 | NY TRM V6.1 | EIA CBECS 2012; Sustain Dane Energy Costs in Office Buildings; Questline;Wendy Messenger, Building Management Systems | Ready.one - Energy Management per Square Foot
| 292 | RET | Energy Management System - RET | Prp | Total FF | Install an Energy Management System (EMS) in new construction projects. An EMS consists of computer aided tools and sensors used to monitor and optimize energy consumption in HVAC, lighting, and other major end uses. | 2020 | 2029 | 15 | 22% | 0 | NY TRM V6.1 | EIA CBECS 2012; Sustain Dane Energy Costs in Office Buildings; Questline;Wendy Messenger, Building Management Systems | Ready.one - Energy Management per Square Foot
| 293 | RET | VFDs on HVAC Pumps | E | Other | Installation of a variable speed drives on HVAC pumps to vary the speed of the motor in a HVAC application with a diversified load. | 2020 | 2029 | 5 | 52% | 0.2025 | NY TRM V6.1 | NY TRM V6.1 | MN TRM 2018, NY TRM V6.1
| 294 | RET | ECM Circulators | E | Other | Electronically commutated (EC) circulators (pumps) are high-efficiency brushless DC motors. They are typically fractional horsepower motors that enjoy several benefits over the more common permanent split capacitor (PSC) fractional horsepower motor. Assumed DHW circulator, heating water circulators, and cooling water circulator applications. | 2020 | 2029 | 15 | 84.72% | 0.63849 | NY TRM V6.1 | MN TRM 2018 | MN TRM 2018
| 295 | MD | Motors | E | Other | This measure includes one-for-one replacement of working or failed/near-failure 1-200 hp motors with motors that meet or exceed NEMA Premium Efficiency levels in industrial and non-industrial applications, as well as installation of motors in new construction. For replacement of working motors, the new motor efficiency must be at least NEMA Premium Efficiency. For replacement of failed/near-failure motors or new construction, the new motor efficiency must exceed NEMA Premium Efficiency. | 2020 | 2029 | 15 | 1.105% | 0.91413 | NY TRM V6.1 | NY TRM V6.1, MN TRM 2018, NEMA, EPACT | Online Shopping Search
| 295 | RET | Motors | E | Other | This measure includes one-for-one replacement of working or failed/near-failure 1-200 hp motors with motors that meet or exceed NEMA Premium Efficiency levels in industrial and non-industrial applications, as well as installation of motors in new construction. For replacement of working motors, the new motor efficiency must be at least NEMA Premium Efficiency. For replacement of failed/near-failure motors or new construction, the new motor efficiency must exceed NEMA Premium Efficiency. | 2020 | 2029 | 15 | 3.315% | 1.7874 | NY TRM V6.1 | NY TRM V6.1, MN TRM 2018, NEMA, EPACT | Online Shopping Search
| 296 | RET | Exterior Area Lighting | E | Exterior Lighting | installation of an LED outdoor pole/arm- or wallmounted luminaire or retrofit kit for parking lot, street, or general area illumination in place of a high-intensity discharge light source | 2020 | 2029 | 11.4155 | 77.6% | 0.23509 | NY TRM V6.1 | MN TRM 2018 | MN TRM 2018
| 296 | MD | Exterior Area Lighting | E | Exterior Lighting | installation of an LED outdoor pole/arm- or wallmounted luminaire or retrofit kit for parking lot, street, or general area illumination in place of a high-intensity discharge light source | 2020 | 2029 | 11.4155 | 77.6% | 0.23509 | NY TRM V6.1 | MN TRM 2018 | MN TRM 2018
| 297 | RET | Street Lighting | E | Exterior Lighting | installation of an LED outdoor pole/arm- or wallmounted luminaire or retrofit kit for parking lot, street, or general area illumination in place of a high-intensity discharge light source | 2020 | 2029 | 11.4155 | 65% | 0.2 | NY TRM V6.1 | MN TRM 2018 | MN TRM 2018
| 297 | MD | Street Lighting | E | Exterior Lighting | installation of an LED outdoor pole/arm- or wallmounted luminaire or retrofit kit for parking lot, street, or general area illumination in place of a high-intensity discharge light source | 2020 | 2029 | 11.4155 | 65% | 0.2 | NY TRM V6.1 | MN TRM 2018 | MN TRM 2018
| 298 | RET | Exterior Lighting Controls | E | Exterior Lighting | Optimized exterior lighting controls | 2020 | 2029 | 8 | 30% | 0.17 | NY TRM V6.1 | MN TRM 2018 | MN TRM 2018
| 299 | MD | Improved Exterior Lighting Design | E | Exterior Lighting | Reduced light levels and better outdoor lighting design. Includes reduced wattage lamps, better spacing, and use of cut-offs and reflectors to better control light and minimize glare. | 2020 | 2029 | 15 | 42% | 0.23 | NY TRM V6.1 | NEEP Mid Atlantic TRM | MN TRM 2018
| 300 | RET | Interior Lighting Controls | E | Interior Lighting | Installation of occupancy sensors and/or daylight sensor lighting controls in perimeter building spaces (open spaces within 10' to 15' of windows) or other areas that have access to daylight infiltration. | 2020 | 2029 | 8 | 27.5% | 0.24389 | NY TRM V6.1 | NY TRM V6.1 | MN TRM 2018
| 301 | RET | Interior Lighting Controls | E | Interior Lighting | Installation of occupancy sensors and/or daylight sensor lighting controls in perimeter building spaces (open spaces within 10' to 15' of windows) or other areas that have access to daylight infiltration. | 2020 | 2029 | 8 | 20.77% | 0.32289 | NY TRM V6.1 | NY TRM V6.1 | MN TRM 2018
| 302 | RET | Interior Lighting Controls with Gas Secondary Fuel | E | Interior Lighting | Installation of occupancy sensors and/or daylight sensor lighting controls in perimeter building spaces (open spaces within 10' to 15' of windows) or other areas that have access to daylight infiltration. | 2020 | 2029 | 8 | 28.57% | 0.23474 | NY TRM V6.1 | NY TRM V6.1 | MN TRM 2018
| 303 | RET | Interior Lighting Controls with Oil Secondary Fuel | E | Interior Lighting | Installation of occupancy sensors and/or daylight sensor lighting controls in perimeter building spaces (open spaces within 10' to 15' of windows) or other areas that have access to daylight infiltration. | 2020 | 2029 | 8 | 28.57% | 0.23474 | NY TRM V6.1 | NY TRM V6.1 | MN TRM 2018
| 304 | RET | Interior Lighting Controls with Propane Secondary Fuel | E | Interior Lighting | Installation of occupancy sensors and/or daylight sensor lighting controls in perimeter building spaces (open spaces within 10' to 15' of windows) or other areas that have access to daylight infiltration. | 2020 | 2029 | 8 | 28.57% | 0.23474 | NY TRM V6.1 | NY TRM V6.1 | MN TRM 2018
| 305 | RET | Exit Sign Retrofit | E | Interior Lighting | Replace a non-LED exit sign with an LED sign (or replace the lights therein) | 2020 | 2029 | 16 | 96.79% | 0.25611 | NY TRM V6.1 | NY TRM V6.1 | MN TRM 2018
| 306 | RET | Exit Sign Retrofit | E | Interior Lighting | Replace a non-LED exit sign with an LED sign (or replace the lights therein) | 2020 | 2029 | 16 | 83.91% | 0.2954 | NY TRM V6.1 | NY TRM V6.1 | MN TRM 2018
| 307 | RET | Exit Sign Retrofit with Gas Secondary Fuel | E | Interior Lighting | Replace a non-LED exit sign with an LED sign (or replace the lights therein) | 2020 | 2029 | 16 | 102.6% | 0.24162 | NY TRM V6.1 | NY TRM V6.1 | MN TRM 2018
| 308 | RET | Exit Sign Retrofit with Oil Secondary Fuel | E | Interior Lighting | Replace a non-LED exit sign with an LED sign (or replace the lights therein) | 2020 | 2029 | 16 | 102.6% | 0.24162 | NY TRM V6.1 | NY TRM V6.1 | MN TRM 2018
| 309 | RET | Exit Sign Retrofit with Propane Secondary Fuel | E | Interior Lighting | Replace a non-LED exit sign with an LED sign (or replace the lights therein) | 2020 | 2029 | 16 | 102.6% | 0.24162 | NY TRM V6.1 | NY TRM V6.1 | MN TRM 2018
| 310 | RET | LED High-bay and Low-bay Systems | E | Interior Lighting | LED high bay fixtures offer increased efficiency with nearly equivalent light output as compared to linear fluorescent high bay systems. Integrated LED high bays also offer advanced controllability leading to an even greater increase in efficiency. | 2020 | 2029 | 19.216 | 41.83% | 0.87199 | NY TRM V6.1 | NY TRM V6.1 | MN TRM 2018
| 311 | RET | LED High-bay and Low-bay Systems | E | Interior Lighting | LED high bay fixtures offer increased efficiency with nearly equivalent light output as compared to linear fluorescent high bay systems. Integrated LED high bays also offer advanced controllability leading to an even greater increase in efficiency. | 2020 | 2029 | 19.216 | 31.6% | 1.1544 | NY TRM V6.1 | NY TRM V6.1 | MN TRM 2018
| 312 | RET | LED High-bay and Low-bay Systems with Gas Secondary Fuel | E | Interior Lighting | LED high bay fixtures offer increased efficiency with nearly equivalent light output as compared to linear fluorescent high bay systems. Integrated LED high bays also offer advanced controllability leading to an even greater increase in efficiency. | 2020 | 2029 | 19.216 | 43.47% | 0.83926 | NY TRM V6.1 | NY TRM V6.1 | MN TRM 2018
| 313 | RET | LED High-bay and Low-bay Systems with Oil Secondary Fuel | E | Interior Lighting | LED high bay fixtures offer increased efficiency with nearly equivalent light output as compared to linear fluorescent high bay systems. Integrated LED high bays also offer advanced controllability leading to an even greater increase in efficiency. | 2020 | 2029 | 19.216 | 43.47% | 0.83926 | NY TRM V6.1 | NY TRM V6.1 | MN TRM 2018
| 314 | RET | LED High-bay and Low-bay Systems with Propane Secondary Fuel | E | Interior Lighting | LED high bay fixtures offer increased efficiency with nearly equivalent light output as compared to linear fluorescent high bay systems. Integrated LED high bays also offer advanced controllability leading to an even greater increase in efficiency. | 2020 | 2029 | 19.216 | 43.47% | 0.83926 | NY TRM V6.1 | NY TRM V6.1 | MN TRM 2018
| 310 | MD | LED High-bay and Low-bay Systems | E | Interior Lighting | LED high bay fixtures offer increased efficiency with nearly equivalent light output as compared to linear fluorescent high bay systems. Integrated LED high bays also offer advanced controllability leading to an even greater increase in efficiency. | 2020 | 2029 | 19.216 | 41.83% | 0.87199 | NY TRM V6.1 | NY TRM V6.1 | MN TRM 2018
| 311 | MD | LED High-bay and Low-bay Systems | E | Interior Lighting | LED high bay fixtures offer increased efficiency with nearly equivalent light output as compared to linear fluorescent high bay systems. Integrated LED high bays also offer advanced controllability leading to an even greater increase in efficiency. | 2020 | 2029 | 19.216 | 31.6% | 1.1544 | NY TRM V6.1 | NY TRM V6.1 | MN TRM 2018
| 312 | MD | LED High-bay and Low-bay Systems with Gas Secondary Fuel | E | Interior Lighting | LED high bay fixtures offer increased efficiency with nearly equivalent light output as compared to linear fluorescent high bay systems. Integrated LED high bays also offer advanced controllability leading to an even greater increase in efficiency. | 2020 | 2029 | 19.216 | 43.47% | 0.83926 | NY TRM V6.1 | NY TRM V6.1 | MN TRM 2018
| 313 | MD | LED High-bay and Low-bay Systems with Oil Secondary Fuel | E | Interior Lighting | LED high bay fixtures offer increased efficiency with nearly equivalent light output as compared to linear fluorescent high bay systems. Integrated LED high bays also offer advanced controllability leading to an even greater increase in efficiency. | 2020 | 2029 | 19.216 | 43.47% | 0.83926 | NY TRM V6.1 | NY TRM V6.1 | MN TRM 2018
| 314 | MD | LED High-bay and Low-bay Systems with Propane Secondary Fuel | E | Interior Lighting | LED high bay fixtures offer increased efficiency with nearly equivalent light output as compared to linear fluorescent high bay systems. Integrated LED high bays also offer advanced controllability leading to an even greater increase in efficiency. | 2020 | 2029 | 19.216 | 43.47% | 0.83926 | NY TRM V6.1 | NY TRM V6.1 | MN TRM 2018
| 315 | RET | Replace Screw-in lamps with LEDs | E | Interior Lighting | Replace incandescent/halogen screw-in lamps with LED lamps. | 2020 | 2021 | 2 | 71.87% | 0.078925 | NY TRM V6.1 | NY TRM V6.1 | MN TRM 2018
| 316 | RET | Replace Screw-in lamps with LEDs | E | Interior Lighting | Replace incandescent/halogen screw-in lamps with LED lamps. | 2020 | 2021 | 2 | 62.31% | 0.091032 | NY TRM V6.1 | NY TRM V6.1 | MN TRM 2018
| 317 | RET | Replace Screw-in lamps with LEDs with Gas Secondary Fuel | E | Interior Lighting | Replace incandescent/halogen screw-in lamps with LED lamps. | 2020 | 2021 | 2 | 76.18% | 0.074457 | NY TRM V6.1 | NY TRM V6.1 | MN TRM 2018
| 318 | RET | Replace Screw-in lamps with LEDs with Oil Secondary Fuel | E | Interior Lighting | Replace incandescent/halogen screw-in lamps with LED lamps. | 2020 | 2021 | 2 | 76.18% | 0.074457 | NY TRM V6.1 | NY TRM V6.1 | MN TRM 2018
| 319 | RET | Replace Screw-in lamps with LEDs with Propane Secondary Fuel | E | Interior Lighting | Replace incandescent/halogen screw-in lamps with LED lamps. | 2020 | 2021 | 2 | 76.18% | 0.074457 | NY TRM V6.1 | NY TRM V6.1 | MN TRM 2018
| 315 | MD | Replace Screw-in lamps with LEDs | E | Interior Lighting | Replace incandescent/halogen screw-in lamps with LED lamps. | 2020 | 2021 | 2 | 71.87% | 0.078925 | NY TRM V6.1 | NY TRM V6.1 | MN TRM 2018
| 316 | MD | Replace Screw-in lamps with LEDs | E | Interior Lighting | Replace incandescent/halogen screw-in lamps with LED lamps. | 2020 | 2021 | 2 | 62.31% | 0.091032 | NY TRM V6.1 | NY TRM V6.1 | MN TRM 2018
| 317 | MD | Replace Screw-in lamps with LEDs with Gas Secondary Fuel | E | Interior Lighting | Replace incandescent/halogen screw-in lamps with LED lamps. | 2020 | 2021 | 2 | 76.18% | 0.074457 | NY TRM V6.1 | NY TRM V6.1 | MN TRM 2018
| 318 | MD | Replace Screw-in lamps with LEDs with Oil Secondary Fuel | E | Interior Lighting | Replace incandescent/halogen screw-in lamps with LED lamps. | 2020 | 2021 | 2 | 76.18% | 0.074457 | NY TRM V6.1 | NY TRM V6.1 | MN TRM 2018
| 319 | MD | Replace Screw-in lamps with LEDs with Propane Secondary Fuel | E | Interior Lighting | Replace incandescent/halogen screw-in lamps with LED lamps. | 2020 | 2021 | 2 | 76.18% | 0.074457 | NY TRM V6.1 | NY TRM V6.1 | MN TRM 2018
| 320 | RET | LED Linear Fixtures | E | Interior Lighting | LED linear fixtures are an energy efficient alternative to linear fluorescent fixtures. The LED integrated fixtures offer similar light output with a reduction of energy consumption. Integrated LED fixtures also offer controllability beyond capabilities of linear fluorescent technology and integration with many complex control systems. | 2020 | 2029 | 16.5948 | 51.25% | 1.2998 | NY TRM V6.1 | NY TRM V6.1 | MN TRM 2018
| 321 | RET | LED Linear Fixtures | E | Interior Lighting | LED linear fixtures are an energy efficient alternative to linear fluorescent fixtures. The LED integrated fixtures offer similar light output with a reduction of energy consumption. Integrated LED fixtures also offer controllability beyond capabilities of linear fluorescent technology and integration with many complex control systems. | 2020 | 2029 | 16.5948 | 44.44% | 1.4992 | NY TRM V6.1 | NY TRM V6.1 | MN TRM 2018
| 322 | RET | LED Linear Fixtures with Gas Secondary Fuel | E | Interior Lighting | LED linear fixtures are an energy efficient alternative to linear fluorescent fixtures. The LED integrated fixtures offer similar light output with a reduction of energy consumption. Integrated LED fixtures also offer controllability beyond capabilities of linear fluorescent technology and integration with many complex control systems. | 2020 | 2029 | 16.5948 | 54.33% | 1.2262 | NY TRM V6.1 | NY TRM V6.1 | MN TRM 2018
| 323 | RET | LED Linear Fixtures with Oil Secondary Fuel | E | Interior Lighting | LED linear fixtures are an energy efficient alternative to linear fluorescent fixtures. The LED integrated fixtures offer similar light output with a reduction of energy consumption. Integrated LED fixtures also offer controllability beyond capabilities of linear fluorescent technology and integration with many complex control systems. | 2020 | 2029 | 16.5948 | 54.33% | 1.2262 | NY TRM V6.1 | NY TRM V6.1 | MN TRM 2018
| 324 | RET | LED Linear Fixtures with Propane Secondary Fuel | E | Interior Lighting | LED linear fixtures are an energy efficient alternative to linear fluorescent fixtures. The LED integrated fixtures offer similar light output with a reduction of energy consumption. Integrated LED fixtures also offer controllability beyond capabilities of linear fluorescent technology and integration with many complex control systems. | 2020 | 2029 | 16.5948 | 54.33% | 1.2262 | NY TRM V6.1 | NY TRM V6.1 | MN TRM 2018
| 320 | MD | LED Linear Fixtures | E | Interior Lighting | LED linear fixtures are an energy efficient alternative to linear fluorescent fixtures. The LED integrated fixtures offer similar light output with a reduction of energy consumption. Integrated LED fixtures also offer controllability beyond capabilities of linear fluorescent technology and integration with many complex control systems. | 2020 | 2029 | 16.5948 | 51.25% | 0.85787 | NY TRM V6.1 | NY TRM V6.1 | MN TRM 2018
| 321 | MD | LED Linear Fixtures | E | Interior Lighting | LED linear fixtures are an energy efficient alternative to linear fluorescent fixtures. The LED integrated fixtures offer similar light output with a reduction of energy consumption. Integrated LED fixtures also offer controllability beyond capabilities of linear fluorescent technology and integration with many complex control systems. | 2020 | 2029 | 16.5948 | 44.44% | 0.98947 | NY TRM V6.1 | NY TRM V6.1 | MN TRM 2018
| 322 | MD | LED Linear Fixtures with Gas Secondary Fuel | E | Interior Lighting | LED linear fixtures are an energy efficient alternative to linear fluorescent fixtures. The LED integrated fixtures offer similar light output with a reduction of energy consumption. Integrated LED fixtures also offer controllability beyond capabilities of linear fluorescent technology and integration with many complex control systems. | 2020 | 2029 | 16.5948 | 54.33% | 0.80931 | NY TRM V6.1 | NY TRM V6.1 | MN TRM 2018
| 323 | MD | LED Linear Fixtures with Oil Secondary Fuel | E | Interior Lighting | LED linear fixtures are an energy efficient alternative to linear fluorescent fixtures. The LED integrated fixtures offer similar light output with a reduction of energy consumption. Integrated LED fixtures also offer controllability beyond capabilities of linear fluorescent technology and integration with many complex control systems. | 2020 | 2029 | 16.5948 | 54.33% | 0.80931 | NY TRM V6.1 | NY TRM V6.1 | MN TRM 2018
| 324 | MD | LED Linear Fixtures with Propane Secondary Fuel | E | Interior Lighting | LED linear fixtures are an energy efficient alternative to linear fluorescent fixtures. The LED integrated fixtures offer similar light output with a reduction of energy consumption. Integrated LED fixtures also offer controllability beyond capabilities of linear fluorescent technology and integration with many complex control systems. | 2020 | 2029 | 16.5948 | 54.33% | 0.80931 | NY TRM V6.1 | NY TRM V6.1 | MN TRM 2018
| 325 | RET | LED Tube Replacement Lamps | E | Interior Lighting | LED Tube replacement lamps offer an energy efficient alternative to traditional linear fluorescent lamps. These are available in three types: Underwriters Laboratory (UL) Type A (direct replacement), UL Type B (hard wired), or UL Type C (remote driver). The three variations allow for a retrofit in nearly every linear fluorescent application. Type A tubes contain an internal driver that allows the tube to operate directly from an existing fluorescent ballast. Type B tubes contain an integrated driver that is designed to be powered directly from line voltage supplied to the existing fluorescent fixture. Type C tubes are designed to be powered from a remote driver. | 2020 | 2029 | 11.3 | 56.9% | 0.11584 | NY TRM V6.1 | NY TRM V6.1 | MN TRM 2018
| 326 | RET | LED Tube Replacement Lamps | E | Interior Lighting | LED Tube replacement lamps offer an energy efficient alternative to traditional linear fluorescent lamps. These are available in three types: Underwriters Laboratory (UL) Type A (direct replacement), UL Type B (hard wired), or UL Type C (remote driver). The three variations allow for a retrofit in nearly every linear fluorescent application. Type A tubes contain an internal driver that allows the tube to operate directly from an existing fluorescent ballast. Type B tubes contain an integrated driver that is designed to be powered directly from line voltage supplied to the existing fluorescent fixture. Type C tubes are designed to be powered from a remote driver. | 2020 | 2029 | 11.3 | 49.34% | 0.13361 | NY TRM V6.1 | NY TRM V6.1 | MN TRM 2018
| 327 | RET | LED Tube Replacement Lamps with Gas Secondary Fuel | E | Interior Lighting | LED Tube replacement lamps offer an energy efficient alternative to traditional linear fluorescent lamps. These are available in three types: Underwriters Laboratory (UL) Type A (direct replacement), UL Type B (hard wired), or UL Type C (remote driver). The three variations allow for a retrofit in nearly every linear fluorescent application. Type A tubes contain an internal driver that allows the tube to operate directly from an existing fluorescent ballast. Type B tubes contain an integrated driver that is designed to be powered directly from line voltage supplied to the existing fluorescent fixture. Type C tubes are designed to be powered from a remote driver. | 2020 | 2029 | 11.3 | 60.32% | 0.10928 | NY TRM V6.1 | NY TRM V6.1 | MN TRM 2018
| 328 | RET | LED Tube Replacement Lamps with Oil Secondary Fuel | E | Interior Lighting | LED Tube replacement lamps offer an energy efficient alternative to traditional linear fluorescent lamps. These are available in three types: Underwriters Laboratory (UL) Type A (direct replacement), UL Type B (hard wired), or UL Type C (remote driver). The three variations allow for a retrofit in nearly every linear fluorescent application. Type A tubes contain an internal driver that allows the tube to operate directly from an existing fluorescent ballast. Type B tubes contain an integrated driver that is designed to be powered directly from line voltage supplied to the existing fluorescent fixture. Type C tubes are designed to be powered from a remote driver. | 2020 | 2029 | 11.3 | 60.32% | 0.10928 | NY TRM V6.1 | NY TRM V6.1 | MN TRM 2018
| 329 | RET | LED Tube Replacement Lamps with Propane Secondary Fuel | E | Interior Lighting | LED Tube replacement lamps offer an energy efficient alternative to traditional linear fluorescent lamps. These are available in three types: Underwriters Laboratory (UL) Type A (direct replacement), UL Type B (hard wired), or UL Type C (remote driver). The three variations allow for a retrofit in nearly every linear fluorescent application. Type A tubes contain an internal driver that allows the tube to operate directly from an existing fluorescent ballast. Type B tubes contain an integrated driver that is designed to be powered directly from line voltage supplied to the existing fluorescent fixture. Type C tubes are designed to be powered from a remote driver. | 2020 | 2029 | 11.3 | 60.32% | 0.10928 | NY TRM V6.1 | NY TRM V6.1 | MN TRM 2018
| 325 | MD | LED Tube Replacement Lamps | E | Interior Lighting | LED Tube replacement lamps offer an energy efficient alternative to traditional linear fluorescent lamps. These are available in three types: Underwriters Laboratory (UL) Type A (direct replacement), UL Type B (hard wired), or UL Type C (remote driver). The three variations allow for a retrofit in nearly every linear fluorescent application. Type A tubes contain an internal driver that allows the tube to operate directly from an existing fluorescent ballast. Type B tubes contain an integrated driver that is designed to be powered directly from line voltage supplied to the existing fluorescent fixture. Type C tubes are designed to be powered from a remote driver. | 2020 | 2029 | 11.3 | 56.9% | 0.11584 | NY TRM V6.1 | NY TRM V6.1 | MN TRM 2018
| 326 | MD | LED Tube Replacement Lamps | E | Interior Lighting | LED Tube replacement lamps offer an energy efficient alternative to traditional linear fluorescent lamps. These are available in three types: Underwriters Laboratory (UL) Type A (direct replacement), UL Type B (hard wired), or UL Type C (remote driver). The three variations allow for a retrofit in nearly every linear fluorescent application. Type A tubes contain an internal driver that allows the tube to operate directly from an existing fluorescent ballast. Type B tubes contain an integrated driver that is designed to be powered directly from line voltage supplied to the existing fluorescent fixture. Type C tubes are designed to be powered from a remote driver. | 2020 | 2029 | 11.3 | 49.34% | 0.13361 | NY TRM V6.1 | NY TRM V6.1 | MN TRM 2018
| 327 | MD | LED Tube Replacement Lamps with Gas Secondary Fuel | E | Interior Lighting | LED Tube replacement lamps offer an energy efficient alternative to traditional linear fluorescent lamps. These are available in three types: Underwriters Laboratory (UL) Type A (direct replacement), UL Type B (hard wired), or UL Type C (remote driver). The three variations allow for a retrofit in nearly every linear fluorescent application. Type A tubes contain an internal driver that allows the tube to operate directly from an existing fluorescent ballast. Type B tubes contain an integrated driver that is designed to be powered directly from line voltage supplied to the existing fluorescent fixture. Type C tubes are designed to be powered from a remote driver. | 2020 | 2029 | 11.3 | 60.32% | 0.10928 | NY TRM V6.1 | NY TRM V6.1 | MN TRM 2018
| 328 | MD | LED Tube Replacement Lamps with Oil Secondary Fuel | E | Interior Lighting | LED Tube replacement lamps offer an energy efficient alternative to traditional linear fluorescent lamps. These are available in three types: Underwriters Laboratory (UL) Type A (direct replacement), UL Type B (hard wired), or UL Type C (remote driver). The three variations allow for a retrofit in nearly every linear fluorescent application. Type A tubes contain an internal driver that allows the tube to operate directly from an existing fluorescent ballast. Type B tubes contain an integrated driver that is designed to be powered directly from line voltage supplied to the existing fluorescent fixture. Type C tubes are designed to be powered from a remote driver. | 2020 | 2029 | 11.3 | 60.32% | 0.10928 | NY TRM V6.1 | NY TRM V6.1 | MN TRM 2018
| 329 | MD | LED Tube Replacement Lamps with Propane Secondary Fuel | E | Interior Lighting | LED Tube replacement lamps offer an energy efficient alternative to traditional linear fluorescent lamps. These are available in three types: Underwriters Laboratory (UL) Type A (direct replacement), UL Type B (hard wired), or UL Type C (remote driver). The three variations allow for a retrofit in nearly every linear fluorescent application. Type A tubes contain an internal driver that allows the tube to operate directly from an existing fluorescent ballast. Type B tubes contain an integrated driver that is designed to be powered directly from line voltage supplied to the existing fluorescent fixture. Type C tubes are designed to be powered from a remote driver. | 2020 | 2029 | 11.3 | 60.32% | 0.10928 | NY TRM V6.1 | NY TRM V6.1 | MN TRM 2018
| 330 | RET | Replace Pin-base CFLs w/ LEDs | E | Interior Lighting | Replace CFL pin-base lamps, commonly referred to as Dulux, Biax, or PL lamps, with LED pin-base lamps. These lamps plug into the existing fixture and can be used with the existing ballast and socket. | 2020 | 2029 | 11.3 | 38.33% | 0.64936 | NY TRM V6.1 | NY TRM V6.1 | MN TRM 2018
| 331 | RET | Replace Pin-base CFLs w/ LEDs | E | Interior Lighting | Replace CFL pin-base lamps, commonly referred to as Dulux, Biax, or PL lamps, with LED pin-base lamps. These lamps plug into the existing fixture and can be used with the existing ballast and socket. | 2020 | 2029 | 11.3 | 33.24% | 0.74897 | NY TRM V6.1 | NY TRM V6.1 | MN TRM 2018
| 332 | RET | Replace Pin-base CFLs w/ LEDs with Gas Secondary Fuel | E | Interior Lighting | Replace CFL pin-base lamps, commonly referred to as Dulux, Biax, or PL lamps, with LED pin-base lamps. These lamps plug into the existing fixture and can be used with the existing ballast and socket. | 2020 | 2029 | 11.3 | 40.63% | 0.6126 | NY TRM V6.1 | NY TRM V6.1 | MN TRM 2018
| 333 | RET | Replace Pin-base CFLs w/ LEDs with Oil Secondary Fuel | E | Interior Lighting | Replace CFL pin-base lamps, commonly referred to as Dulux, Biax, or PL lamps, with LED pin-base lamps. These lamps plug into the existing fixture and can be used with the existing ballast and socket. | 2020 | 2029 | 11.3 | 40.63% | 0.6126 | NY TRM V6.1 | NY TRM V6.1 | MN TRM 2018
| 334 | RET | Replace Pin-base CFLs w/ LEDs with Propane Secondary Fuel | E | Interior Lighting | Replace CFL pin-base lamps, commonly referred to as Dulux, Biax, or PL lamps, with LED pin-base lamps. These lamps plug into the existing fixture and can be used with the existing ballast and socket. | 2020 | 2029 | 11.3 | 40.63% | 0.6126 | NY TRM V6.1 | NY TRM V6.1 | MN TRM 2018
| 330 | MD | Replace Pin-base CFLs w/ LEDs | E | Interior Lighting | Replace CFL pin-base lamps, commonly referred to as Dulux, Biax, or PL lamps, with LED pin-base lamps. These lamps plug into the existing fixture and can be used with the existing ballast and socket. | 2020 | 2029 | 11.3 | 38.33% | 0.64936 | NY TRM V6.1 | NY TRM V6.1 | MN TRM 2018
| 331 | MD | Replace Pin-base CFLs w/ LEDs | E | Interior Lighting | Replace CFL pin-base lamps, commonly referred to as Dulux, Biax, or PL lamps, with LED pin-base lamps. These lamps plug into the existing fixture and can be used with the existing ballast and socket. | 2020 | 2029 | 11.3 | 33.24% | 0.74897 | NY TRM V6.1 | NY TRM V6.1 | MN TRM 2018
| 332 | MD | Replace Pin-base CFLs w/ LEDs with Gas Secondary Fuel | E | Interior Lighting | Replace CFL pin-base lamps, commonly referred to as Dulux, Biax, or PL lamps, with LED pin-base lamps. These lamps plug into the existing fixture and can be used with the existing ballast and socket. | 2020 | 2029 | 11.3 | 40.63% | 0.6126 | NY TRM V6.1 | NY TRM V6.1 | MN TRM 2018
| 333 | MD | Replace Pin-base CFLs w/ LEDs with Oil Secondary Fuel | E | Interior Lighting | Replace CFL pin-base lamps, commonly referred to as Dulux, Biax, or PL lamps, with LED pin-base lamps. These lamps plug into the existing fixture and can be used with the existing ballast and socket. | 2020 | 2029 | 11.3 | 40.63% | 0.6126 | NY TRM V6.1 | NY TRM V6.1 | MN TRM 2018
| 334 | MD | Replace Pin-base CFLs w/ LEDs with Propane Secondary Fuel | E | Interior Lighting | Replace CFL pin-base lamps, commonly referred to as Dulux, Biax, or PL lamps, with LED pin-base lamps. These lamps plug into the existing fixture and can be used with the existing ballast and socket. | 2020 | 2029 | 11.3 | 40.63% | 0.6126 | NY TRM V6.1 | NY TRM V6.1 | MN TRM 2018
| 335 | RET | Refrigerator/Freezer Case LEDs | E | Interior Lighting | Replace existing vertical and horizontal fluorescent refrigerated case lighting with more efficient LED lighting | 2020 | 2029 | 16 | 89.59% | 0.36707 | NY TRM V6.1 | NY TRM V6.1 | MN TRM 2018
| 335 | MD | Refrigerator/Freezer Case LEDs | E | Interior Lighting | Replace existing vertical and horizontal fluorescent refrigerated case lighting with more efficient LED lighting | 2020 | 2029 | 16 | 89.59% | 0.36707 | NY TRM V6.1 | NY TRM V6.1 | MN TRM 2018
| 336 | RET | Refrigerator/Freezer Case Occupancy Controls | E | Interior Lighting | This measure involves installing occupancy controls for refrigerated cases with internal LED lighting. Without occupancy sensors, case lighting typically runs at 100% power on a continuous basis. Installing sensors allows lights to turn fully on only when motion is detected in the store aisle. When no motion is detected for a preset period of time, the lights automatically dim to a lower power state, generating substantial energy savings. | 2020 | 2029 | 8 | 43.85% | 0.58577 | NY TRM V6.1 | MN TRM 2018, NY TRM V6.1 | MN TRM 2018
| 337 | RET | Stair Occupancy Sensor | E | Interior Lighting | Replace fluorescent stairwell fixtures with fluorescent or LED stairwell fixtures with integral occupancy sensors and step-dimming ballasts, allowing for automatic adjustment of light output based on stairwell occupancy. | 2020 | 2029 | 15 | 94.82% | 0.41212 | NY TRM V6.1 | NY TRM V6.1, NY Commercial Data Collection, MN TRM 2018 | MN TRM 2018
| 338 | RET | Stair Occupancy Sensor | E | Interior Lighting | Replace fluorescent stairwell fixtures with fluorescent or LED stairwell fixtures with integral occupancy sensors and step-dimming ballasts, allowing for automatic adjustment of light output based on stairwell occupancy. | 2020 | 2029 | 15 | 82.21% | 0.47534 | NY TRM V6.1 | NY TRM V6.1, NY Commercial Data Collection, MN TRM 2018 | MN TRM 2018
| 339 | RET | Stair Occupancy Sensor with Gas Secondary Fuel | E | Interior Lighting | Replace fluorescent stairwell fixtures with fluorescent or LED stairwell fixtures with integral occupancy sensors and step-dimming ballasts, allowing for automatic adjustment of light output based on stairwell occupancy. | 2020 | 2029 | 15 | 100.5% | 0.38879 | NY TRM V6.1 | NY TRM V6.1, NY Commercial Data Collection, MN TRM 2018 | MN TRM 2018
| 340 | RET | Stair Occupancy Sensor with Oil Secondary Fuel | E | Interior Lighting | Replace fluorescent stairwell fixtures with fluorescent or LED stairwell fixtures with integral occupancy sensors and step-dimming ballasts, allowing for automatic adjustment of light output based on stairwell occupancy. | 2020 | 2029 | 15 | 100.5% | 0.38879 | NY TRM V6.1 | NY TRM V6.1, NY Commercial Data Collection, MN TRM 2018 | MN TRM 2018
| 341 | RET | Stair Occupancy Sensor with Propane Secondary Fuel | E | Interior Lighting | Replace fluorescent stairwell fixtures with fluorescent or LED stairwell fixtures with integral occupancy sensors and step-dimming ballasts, allowing for automatic adjustment of light output based on stairwell occupancy. | 2020 | 2029 | 15 | 100.5% | 0.38879 | NY TRM V6.1 | NY TRM V6.1, NY Commercial Data Collection, MN TRM 2018 | MN TRM 2018
| 337 | MD | Stair Occupancy Sensor | E | Interior Lighting | Replace fluorescent stairwell fixtures with fluorescent or LED stairwell fixtures with integral occupancy sensors and step-dimming ballasts, allowing for automatic adjustment of light output based on stairwell occupancy. | 2020 | 2029 | 15 | 94.82% | 0.41212 | NY TRM V6.1 | NY TRM V6.1, NY Commercial Data Collection, MN TRM 2018 | MN TRM 2018
| 338 | MD | Stair Occupancy Sensor | E | Interior Lighting | Replace fluorescent stairwell fixtures with fluorescent or LED stairwell fixtures with integral occupancy sensors and step-dimming ballasts, allowing for automatic adjustment of light output based on stairwell occupancy. | 2020 | 2029 | 15 | 82.21% | 0.47534 | NY TRM V6.1 | NY TRM V6.1, NY Commercial Data Collection, MN TRM 2018 | MN TRM 2018
| 339 | MD | Stair Occupancy Sensor with Gas Secondary Fuel | E | Interior Lighting | Replace fluorescent stairwell fixtures with fluorescent or LED stairwell fixtures with integral occupancy sensors and step-dimming ballasts, allowing for automatic adjustment of light output based on stairwell occupancy. | 2020 | 2029 | 15 | 100.5% | 0.38879 | NY TRM V6.1 | NY TRM V6.1, NY Commercial Data Collection, MN TRM 2018 | MN TRM 2018
| 340 | MD | Stair Occupancy Sensor with Oil Secondary Fuel | E | Interior Lighting | Replace fluorescent stairwell fixtures with fluorescent or LED stairwell fixtures with integral occupancy sensors and step-dimming ballasts, allowing for automatic adjustment of light output based on stairwell occupancy. | 2020 | 2029 | 15 | 100.5% | 0.38879 | NY TRM V6.1 | NY TRM V6.1, NY Commercial Data Collection, MN TRM 2018 | MN TRM 2018
| 341 | MD | Stair Occupancy Sensor with Propane Secondary Fuel | E | Interior Lighting | Replace fluorescent stairwell fixtures with fluorescent or LED stairwell fixtures with integral occupancy sensors and step-dimming ballasts, allowing for automatic adjustment of light output based on stairwell occupancy. | 2020 | 2029 | 15 | 100.5% | 0.38879 | NY TRM V6.1 | NY TRM V6.1, NY Commercial Data Collection, MN TRM 2018 | MN TRM 2018
| 342 | RET | Interior Delamping | E | Interior Lighting | Remove fluorescent lamps from multi-lamp fixtures in overlit areas | 2020 | 2029 | 15 | 10% | 0.12 | NY TRM V6.1 | NY TRM V6.1, NY Commercial Data Collection, MN TRM 2018 | MN TRM 2018
| 343 | RET | Interior Delamping | E | Interior Lighting | Remove fluorescent lamps from multi-lamp fixtures in overlit areas | 2020 | 2029 | 15 | 8.67% | 0.12 | NY TRM V6.1 | NY TRM V6.1, NY Commercial Data Collection, MN TRM 2018 | MN TRM 2018
| 344 | RET | Interior Delamping with Gas Secondary Fuel | E | Interior Lighting | Remove fluorescent lamps from multi-lamp fixtures in overlit areas | 2020 | 2029 | 15 | 10.6% | 0.12 | NY TRM V6.1 | NY TRM V6.1, NY Commercial Data Collection, MN TRM 2018 | MN TRM 2018
| 345 | RET | Interior Delamping with Oil Secondary Fuel | E | Interior Lighting | Remove fluorescent lamps from multi-lamp fixtures in overlit areas | 2020 | 2029 | 15 | 10.6% | 0.12 | NY TRM V6.1 | NY TRM V6.1, NY Commercial Data Collection, MN TRM 2018 | MN TRM 2018
| 346 | RET | Interior Delamping with Propane Secondary Fuel | E | Interior Lighting | Remove fluorescent lamps from multi-lamp fixtures in overlit areas | 2020 | 2029 | 15 | 10.6% | 0.12 | NY TRM V6.1 | NY TRM V6.1, NY Commercial Data Collection, MN TRM 2018 | MN TRM 2018
| 347 | MD | Interior Lighting Design | E | Interior Lighting | Emerging technologies (e.g., LEDs, advanced controls) combined with emphasis on increased overall system efficiency. | 2020 | 2029 | 15 | 53% | 0.28 | NY TRM V6.1 | NY TRM V6.1, NY Commercial Data Collection | MN TRM 2018
| 348 | MD | Interior Lighting Design | E | Interior Lighting | Emerging technologies (e.g., LEDs, advanced controls) combined with emphasis on increased overall system efficiency. | 2020 | 2029 | 15 | 45.95% | 0.28 | NY TRM V6.1 | NY TRM V6.1, NY Commercial Data Collection | MN TRM 2018
| 349 | MD | Interior Lighting Design with Gas Secondary Fuel | E | Interior Lighting | Emerging technologies (e.g., LEDs, advanced controls) combined with emphasis on increased overall system efficiency. | 2020 | 2029 | 15 | 56.18% | 0.28 | NY TRM V6.1 | NY TRM V6.1, NY Commercial Data Collection | MN TRM 2018
| 350 | MD | Interior Lighting Design with Oil Secondary Fuel | E | Interior Lighting | Emerging technologies (e.g., LEDs, advanced controls) combined with emphasis on increased overall system efficiency. | 2020 | 2029 | 15 | 56.18% | 0.28 | NY TRM V6.1 | NY TRM V6.1, NY Commercial Data Collection | MN TRM 2018
| 351 | MD | Interior Lighting Design with Propane Secondary Fuel | E | Interior Lighting | Emerging technologies (e.g., LEDs, advanced controls) combined with emphasis on increased overall system efficiency. | 2020 | 2029 | 15 | 56.18% | 0.28 | NY TRM V6.1 | NY TRM V6.1, NY Commercial Data Collection | MN TRM 2018

## Table E2
Table E2. Measure Applicability - Downstate
Return to List of Tables
| Meas | Measure Name | Primary Fuel End Use | Small Office | Large Office | Education | Grocery | Hospital | Food Service | Health Service | Lodging | Small Retail | Large Retail | Warehouse
| 1 | Room Air Conditioner_Com, E - Cool | E, Cooling | 0.19053 | 0.017692 | 0.12287 | 0.058258 | 0.024631 | 0.05808 | 0.056043 | 0.42537 | 0.083875 | 0.015982 | 0.033465
| 2 | Fast Acting Doors_Com, E - Cool | E, Cooling | 0 | 0 | 0 | 0 | 0 | 0 | 0 | 0 | 0 | 0 | 0.8
| 3 | Chiller Systems_Com, E - Cool | E, Cooling | 0 | 0.8162 | 0.19069 | 0.05 | 0.94413 | 0.05 | 0.12348 | 0.092427 | 0 | 0.086225 | 0
| 4 | Chiller Tuneup_Com, E - Cool | E, Cooling | 0 | 0.8162 | 0.19069 | 0.05 | 0.94413 | 0.05 | 0.12348 | 0.092427 | 0 | 0.086225 | 0
| 5 | Computer Room Air Conditioner_Com, E - Cool | E, Cooling | 0.1 | 0.15 | 0.05 | 0 | 0.05 | 0 | 0.1 | 0.02 | 0.01 | 0.03 | 0
| 6 | Mini Split Ductless AC_Com, E - Cool | E, Cooling | 0.19053 | 0.017692 | 0.12287 | 0.058258 | 0.024631 | 0.05808 | 0.056043 | 0.42537 | 0.083875 | 0.015982 | 0.033465
| 7 | Eff Unitary AC_Com, E - Cool | E, Cooling | 0.63582 | 0.13725 | 0.42191 | 0.8656 | 0.02581 | 0.79597 | 0.6097 | 0.33948 | 0.7742 | 0.74824 | 0.71297
| 8 | PTAC_Com, E - Cool | E, Cooling | 0.19053 | 0.017692 | 0.12287 | 0.058258 | 0.024631 | 0.05808 | 0.056043 | 0.42537 | 0.083875 | 0.015982 | 0.033465
| 9 | Unitary Equipment Economizer_Com, E - Cool | E, Cooling | 0.80947 | 0.16611 | 0.68644 | 0.94174 | 0.031236 | 0.94192 | 0.82048 | 0.4822 | 0.91613 | 0.89779 | 0.96654
| 10 | Guest Room EM_Com, E - Cool [Building w Elec Heat] | E, Cooling | 0 | 0 | 0 | 0 | 0 | 0 | 0 | 0.26617 | 0 | 0 | 0
| 11 | Guest Room EM_Com, E - Heat [Building w Elec Heat] | E, Space Heating | 0 | 0 | 0 | 0 | 0 | 0 | 0 | 1 | 0 | 0 | 0
| 12 | Guest Room EM_Com, E - Cool [Building w Gas Heat] | E, Cooling | 0 | 0 | 0 | 0 | 0 | 0 | 0 | 0.54352 | 0 | 0 | 0
| 13 | Guest Room EM_Com, G - Heat [Building w Gas Heat] | G, Space Heating | 0 | 0 | 0 | 0 | 0 | 0 | 0 | 1 | 0 | 0 | 0
| 14 | Guest Room EM_Com, E - Cool [Building w Oil Heat] | E, Cooling | 0 | 0 | 0 | 0 | 0 | 0 | 0 | 0.14624 | 0 | 0 | 0
| 15 | Guest Room EM_Com, O - Heat [Building w Oil Heat] | O, Space Heating | 0 | 0 | 0 | 0 | 0 | 0 | 0 | 0.95908 | 0 | 0 | 0
| 16 | Guest Room EM_Com, E - Cool [Building w Propane Heat] | E, Cooling | 0 | 0 | 0 | 0 | 0 | 0 | 0 | 0.044071 | 0 | 0 | 0
| 17 | Guest Room EM_Com, P - Heat [Building w Propane Heat] | Prp, Space Heating | 0 | 0 | 0 | 0 | 0 | 0 | 0 | 0.040918 | 0 | 0 | 0
| 18 | AC Tuneup_Com, E - Cool [ASHP] | E, Cooling | 0.17364 | 0.028858 | 0.26453 | 0.076142 | 0.0054265 | 0.14595 | 0.21078 | 0.14272 | 0.14193 | 0.14955 | 0.25356
| 19 | AC Tuneup_Com, E - Heat [ASHP] | E, Space Heating | 0.55262 | 0.27269 | 0.5356 | 0.59913 | 0.45079 | 0.73382 | 0.83779 | 0.77697 | 0.72809 | 0.24508 | 0.93113
| 20 | AC Tuneup_Com, E - Cool [Unitary AC] | E, Cooling | 0.63582 | 0.13725 | 0.42191 | 0.8656 | 0.02581 | 0.79597 | 0.6097 | 0.33948 | 0.7742 | 0.74824 | 0.71297
| 21 | DCV_Com, E - Cool [Building w Elec Heat] | E, Cooling | 0.10773 | 0.13073 | 0.11673 | 0.12533 | 0.12981 | 0.12535 | 0.12563 | 0.076474 | 0.12192 | 0.13096 | 0.12863
| 22 | DCV_Com, E - Heat [Building w Elec Heat] | E, Space Heating | 0.33021 | 0.19977 | 0.34385 | 0.34958 | 0.22539 | 0 | 0.45429 | 0.44635 | 0.44662 | 0.14669 | 0.48118
| 23 | DCV_Com, E - Vent [Building w Elec Heat] | E, Ventilation | 0.13308 | 0.13308 | 0.13308 | 0.13308 | 0.13308 | 0 | 0.13308 | 0.13308 | 0.13308 | 0.13308 | 0.13308
| 24 | DCV_Com, E - Cool [Building w Gas Heat] | E, Cooling | 0.21998 | 0.26695 | 0.23837 | 0.25593 | 0.26507 | 0.25598 | 0.25653 | 0.15616 | 0.24897 | 0.26742 | 0.26267
| 25 | DCV_Com, G - Heat [Building w Gas Heat] | G, Space Heating | 0.46882 | 0.48514 | 0.49223 | 0.3952 | 0.5 | 0 | 0.4553 | 0.46977 | 0.39213 | 0.43485 | 0.33056
| 26 | DCV_Com, E - Vent [Building w Gas Heat] | E, Ventilation | 0.27176 | 0.27176 | 0.27176 | 0.27176 | 0.27176 | 0 | 0.27176 | 0.27176 | 0.27176 | 0.27176 | 0.27176
| 27 | DCV_Com, E - Cool [Building w Oil Heat] | E, Cooling | 0.059187 | 0.071825 | 0.064135 | 0.068859 | 0.071318 | 0.068872 | 0.069021 | 0.042016 | 0.066986 | 0.071951 | 0.070672
| 28 | DCV_Com, O - Heat [Building w Oil Heat] | O, Space Heating | 0.5 | 0.38585 | 0.5 | 0.4738 | 0.4986 | 0 | 0.48353 | 0.47954 | 0.4281 | 0.42421 | 0.32386
| 29 | DCV_Com, E - Vent [Building w Oil Heat] | E, Ventilation | 0.073119 | 0.073119 | 0.073119 | 0.073119 | 0.073119 | 0 | 0.073119 | 0.073119 | 0.073119 | 0.073119 | 0.073119
| 30 | DCV_Com, E - Cool [Building w Propane Heat] | E, Cooling | 0.017837 | 0.021646 | 0.019328 | 0.020752 | 0.021493 | 0.020756 | 0.020801 | 0.012662 | 0.020187 | 0.021684 | 0.021298
| 31 | DCV_Com, P - Heat [Building w Propane Heat] | Prp, Space Heating | 0 | 0.012374 | 0 | 0.018391 | 0.0014008 | 0 | 0.012579 | 0.007682 | 0.035104 | 0.069798 | 0.12851
| 32 | DCV_Com, E - Vent [Building w Propane Heat] | E, Ventilation | 0.022036 | 0.022036 | 0.022036 | 0.022036 | 0.022036 | 0 | 0.022036 | 0.022036 | 0.022036 | 0.022036 | 0.022036
| 33 | Controls for Unitary AC_Com, E - Cool | E, Cooling | 0.63582 | 0.13725 | 0.42191 | 0.8656 | 0.02581 | 0.79597 | 0.6097 | 0.33948 | 0.7742 | 0.74824 | 0.71297
| 34 | Optimized Unitary AC Sys_Com, E - Cool [Building w Elec Heat] | E, Cooling | 0.16924 | 0.036533 | 0.1123 | 0.23039 | 0.0068697 | 0.21186 | 0.16228 | 0.090359 | 0.20607 | 0.19916 | 0.18977
| 35 | Optimized Unitary AC Sys_Com, E - Heat [Building w Elec Heat] | E, Space Heating | 0.66042 | 0.39954 | 0.6877 | 0.69917 | 0.45079 | 0.86365 | 0.90858 | 0.89271 | 0.89324 | 0.29338 | 0.96236
| 36 | Optimized Unitary AC Sys_Com, E - Cool [Building w Gas Heat] | E, Cooling | 0.34559 | 0.074601 | 0.22932 | 0.47047 | 0.014028 | 0.43263 | 0.33138 | 0.18452 | 0.42079 | 0.40669 | 0.38752
| 37 | Optimized Unitary AC Sys_Com, G - Heat [Building w Gas Heat] | G, Space Heating | 0.93765 | 0.97028 | 0.98447 | 0.79039 | 1 | 0.88781 | 0.91061 | 0.93954 | 0.78427 | 0.86969 | 0.66112
| 38 | Optimized Unitary AC Sys_Com, E - Cool [Building w Oil Heat] | E, Cooling | 0.092982 | 0.020072 | 0.061699 | 0.12658 | 0.0037744 | 0.1164 | 0.089161 | 0.049645 | 0.11322 | 0.10942 | 0.10426
| 39 | Optimized Unitary AC Sys_Com, O - Heat [Building w Oil Heat] | O, Space Heating | 1 | 0.77171 | 1 | 0.9476 | 0.9972 | 0.90325 | 0.96706 | 0.95908 | 0.85619 | 0.84843 | 0.64771
| 40 | Optimized Unitary AC Sys_Com, E - Cool [Building w Propane Heat] | E, Cooling | 0.028022 | 0.006049 | 0.018594 | 0.038148 | 0.0011375 | 0.035079 | 0.02687 | 0.014961 | 0.03412 | 0.032976 | 0.031422
| 41 | Optimized Unitary AC Sys_Com, P - Heat [Building w Propane Heat] | Prp, Space Heating | 0 | 0.024747 | 0 | 0.036782 | 0.0028016 | 0.056026 | 0.025158 | 0.015364 | 0.070209 | 0.1396 | 0.25702
| 42 | Optimized Chiller Sys_Com, E - Cool | E, Cooling | 0 | 0.8162 | 0.19069 | 0.05 | 0.94413 | 0.05 | 0.12348 | 0.092427 | 0 | 0.086225 | 0
| 43 | Cool Roof_Com, E - Cool [Building w Elec Heat] | E, Cooling | 0.26617 | 0.26617 | 0.26617 | 0.26617 | 0.26617 | 0.26617 | 0.26617 | 0.26617 | 0.26617 | 0.26617 | 0.26617
| 44 | Cool Roof_Com, E - Heat [Building w Elec Heat] | E, Space Heating | 1 | 1 | 1 | 1 | 1 | 1 | 1 | 1 | 1 | 1 | 1
| 45 | Cool Roof_Com, E - Cool [Building w Gas Heat] | E, Cooling | 0.54352 | 0.54352 | 0.54352 | 0.54352 | 0.54352 | 0.54352 | 0.54352 | 0.54352 | 0.54352 | 0.54352 | 0.54352
| 46 | Cool Roof_Com, G - Heat [Building w Gas Heat] | G, Space Heating | 1 | 1 | 1 | 1 | 1 | 1 | 1 | 1 | 1 | 1 | 1
| 47 | Cool Roof_Com, E - Cool [Building w Oil Heat] | E, Cooling | 0.14624 | 0.14624 | 0.14624 | 0.14624 | 0.14624 | 0.14624 | 0.14624 | 0.14624 | 0.14624 | 0.14624 | 0.14624
| 48 | Cool Roof_Com, O - Heat [Building w Oil Heat] | O, Space Heating | 1 | 0.77171 | 1 | 0.9476 | 0.9972 | 0.90325 | 0.96706 | 0.95908 | 0.85619 | 0.84843 | 0.64771
| 49 | Cool Roof_Com, E - Cool [Building w Propane Heat] | E, Cooling | 0.044071 | 0.044071 | 0.044071 | 0.044071 | 0.044071 | 0.044071 | 0.044071 | 0.044071 | 0.044071 | 0.044071 | 0.044071
| 50 | Cool Roof_Com, P - Heat [Building w Propane Heat] | Prp, Space Heating | 0 | 0.22829 | 0 | 0.0524 | 0.0028016 | 0.096751 | 0.032942 | 0.040918 | 0.14381 | 0.15157 | 0.35229
| 51 | GSHP_Com, E - Cool | E, Cooling | 0.17364 | 0.028858 | 0.26453 | 0.076142 | 0.0054265 | 0.14595 | 0.21078 | 0.14272 | 0.14193 | 0.14955 | 0.25356
| 52 | GSHP_Com, E - Heat | E, Space Heating | 0.55262 | 0.27269 | 0.5356 | 0.59913 | 0.45079 | 0.73382 | 0.83779 | 0.77697 | 0.72809 | 0.24508 | 0.93113
| 55 | Unitary HP_Com, E - Cool | E, Cooling | 0.17364 | 0.028858 | 0.26453 | 0.076142 | 0.0054265 | 0.14595 | 0.21078 | 0.14272 | 0.14193 | 0.14955 | 0.25356
| 56 | Unitary HP_Com, E - Heat | E, Space Heating | 0.55262 | 0.27269 | 0.5356 | 0.59913 | 0.45079 | 0.73382 | 0.83779 | 0.77697 | 0.72809 | 0.24508 | 0.93113
| 57 | PTHP_Com, E - Cool | E, Cooling | 0.19053 | 0.017692 | 0.12287 | 0.058258 | 0.024631 | 0.05808 | 0.056043 | 0.42537 | 0.083875 | 0.015982 | 0.033465
| 58 | PTHP_Com, E - Heat | E, Space Heating | 0.44738 | 0.72731 | 0.4644 | 0.40087 | 0.41685 | 0.26618 | 0.16221 | 0.22303 | 0.27191 | 0.75492 | 0.068868
| 59 | Minisplit Ductless HP_Com, E - Cool | E, Cooling | 0.19053 | 0.017692 | 0.12287 | 0.058258 | 0.024631 | 0.05808 | 0.056043 | 0.42537 | 0.083875 | 0.015982 | 0.033465
| 60 | Minisplit Ductless HP_Com, E - Heat | E, Space Heating | 0.44738 | 0.72731 | 0.4644 | 0.40087 | 0.41685 | 0.26618 | 0.16221 | 0.22303 | 0.27191 | 0.75492 | 0.068868
| 61 | Programmable TStat_Com, E - Cool [Building w Elec Heat] | E, Cooling | 0.26617 | 0.048923 | 0.21541 | 0.26617 | 0.01487 | 0.26617 | 0.2333 | 0.24157 | 0.26617 | 0.24322 | 0.26617
| 62 | Programmable TStat_Com, E - Heat [Building w Elec Heat] | E, Space Heating | 0.37802 | 0.10142 | 0.09214 | 0.86741 | 0.2428 | 0.63286 | 0.62578 | 0.30956 | 0.65792 | 0.4082 | 0.91
| 63 | Programmable TStat_Com, E - Cool [Building w Gas Heat] | E, Cooling | 0.54352 | 0.099902 | 0.43988 | 0.54352 | 0.030365 | 0.54352 | 0.47641 | 0.49329 | 0.54352 | 0.49666 | 0.54352
| 64 | Programmable TStat_Com, G - Heat [Building w Gas Heat] | G, Space Heating | 0.37802 | 0.10142 | 0.09214 | 0.86741 | 0.2428 | 0.63286 | 0.62578 | 0.30956 | 0.65792 | 0.4082 | 0.91
| 65 | Programmable TStat_Com, E - Cool [Building w Propane Heat] | E, Cooling | 0.14624 | 0.026879 | 0.11835 | 0.14624 | 0.00817 | 0.14624 | 0.12818 | 0.13272 | 0.14624 | 0.13363 | 0.14624
| 66 | Programmable TStat_Com, P - Heat [Building w Propane Heat] | Prp, Space Heating | 0 | 0.023152 | 0 | 0.045453 | 0.00068022 | 0.06123 | 0.020615 | 0.012667 | 0.094613 | 0.061871 | 0.32058
| 67 | Programmable TStat_Com, E - Cool [Building w Oil Heat] | E, Cooling | 0.044071 | 0.0081005 | 0.035667 | 0.044071 | 0.0024622 | 0.044071 | 0.03863 | 0.039998 | 0.044071 | 0.040271 | 0.044071
| 68 | Programmable TStat_Com, O - Heat [Building w Oil Heat] | O, Space Heating | 0.37802 | 0.078263 | 0.09214 | 0.82196 | 0.24212 | 0.57163 | 0.60517 | 0.2969 | 0.56331 | 0.34632 | 0.58942
| 69 | Smart TStat_Com, E - Cool [Building w Elec Heat] | E, Cooling | 0.26617 | 0.048923 | 0.21541 | 0.26617 | 0.01487 | 0.26617 | 0.2333 | 0.24157 | 0.26617 | 0.24322 | 0.26617
| 70 | Smart TStat_Com, E - Heat [Building w Elec Heat] | E, Space Heating | 0.37802 | 0.10142 | 0.09214 | 0.86741 | 0.2428 | 0.63286 | 0.62578 | 0.30956 | 0.65792 | 0.4082 | 0.91
| 71 | Smart TStat_Com, E - Cool [Building w Gas Heat] | E, Cooling | 0.54352 | 0.099902 | 0.43988 | 0.54352 | 0.030365 | 0.54352 | 0.47641 | 0.49329 | 0.54352 | 0.49666 | 0.54352
| 72 | Smart TStat_Com, G - Heat [Building w Gas Heat] | G, Space Heating | 0.37802 | 0.10142 | 0.09214 | 0.86741 | 0.2428 | 0.63286 | 0.62578 | 0.30956 | 0.65792 | 0.4082 | 0.91
| 73 | Smart TStat_Com, E - Cool [Building w Propane Heat] | E, Cooling | 0.14624 | 0.026879 | 0.11835 | 0.14624 | 0.00817 | 0.14624 | 0.12818 | 0.13272 | 0.14624 | 0.13363 | 0.14624
| 74 | Smart TStat_Com, P - Heat [Building w Propane Heat] | Prp, Space Heating | 0 | 0.023152 | 0 | 0.045453 | 0.00068022 | 0.06123 | 0.020615 | 0.012667 | 0.094613 | 0.061871 | 0.32058
| 75 | Smart TStat_Com, E - Cool [Building w Oil Heat] | E, Cooling | 0.044071 | 0.0081005 | 0.035667 | 0.044071 | 0.0024622 | 0.044071 | 0.03863 | 0.039998 | 0.044071 | 0.040271 | 0.044071
| 76 | Smart TStat_Com, O - Heat [Building w Oil Heat] | O, Space Heating | 0.37802 | 0.078263 | 0.09214 | 0.82196 | 0.24212 | 0.57163 | 0.60517 | 0.2969 | 0.56331 | 0.34632 | 0.58942
| 77 | Boiler Blowdown Controls_Com, G - Heat | G, Space Heating | 0.62198 | 0.89858 | 0.90786 | 0.13259 | 0.7572 | 0.36714 | 0.37422 | 0.69044 | 0.34208 | 0.5918 | 0.089996
| 78 | Boiler Blowdown Controls_Com, O - Heat | O, Space Heating | 0.34869 | 0.016996 | 0.083297 | 0.45386 | 0.021625 | 0.29678 | 0.24382 | 0.1951 | 0.45374 | 0.14126 | 0.24741
| 79 | Boiler Blowdown Controls_Com, P - Heat | Prp, Space Heating | 0 | 0.021396 | 0 | 0.011382 | 0 | 0.034046 | 0.018653 | 0.0097546 | 0.038427 | 0.12475 | 0.15626
| 80 | Boiler Modifications_Com, G - Heat | G, Space Heating | 0.62198 | 0.89858 | 0.90786 | 0.13259 | 0.7572 | 0.36714 | 0.37422 | 0.69044 | 0.34208 | 0.5918 | 0.089996
| 81 | Boiler Modifications_Com, O - Heat | O, Space Heating | 0.34869 | 0.016996 | 0.083297 | 0.45386 | 0.021625 | 0.29678 | 0.24382 | 0.1951 | 0.45374 | 0.14126 | 0.24741
| 82 | Boiler Modifications_Com, P - Heat | Prp, Space Heating | 0 | 0.021396 | 0 | 0.011382 | 0 | 0.034046 | 0.018653 | 0.0097546 | 0.038427 | 0.12475 | 0.15626
| 83 | Boilers_Com, G - Heat | G, Space Heating | 0.62198 | 0.89858 | 0.90786 | 0.13259 | 0.7572 | 0.36714 | 0.37422 | 0.69044 | 0.34208 | 0.5918 | 0.089996
| 84 | Boilers_Com, O - Heat | O, Space Heating | 0.34869 | 0.016996 | 0.083297 | 0.45386 | 0.021625 | 0.29678 | 0.24382 | 0.1951 | 0.45374 | 0.14126 | 0.24741
| 85 | Boilers_Com, P - Heat | Prp, Space Heating | 0 | 0.021396 | 0 | 0.011382 | 0 | 0.034046 | 0.018653 | 0.0097546 | 0.038427 | 0.12475 | 0.15626
| 86 | Furnace_Com, G - Heat | G, Space Heating | 0.31567 | 0.071693 | 0.076608 | 0.65781 | 0.2428 | 0.52067 | 0.53639 | 0.24911 | 0.44219 | 0.27789 | 0.57113
| 87 | Furnace_Com, O - Heat | O, Space Heating | 0.65131 | 0.75471 | 0.9167 | 0.49374 | 0.97557 | 0.60647 | 0.72323 | 0.76399 | 0.40245 | 0.70716 | 0.4003
| 88 | Furnace_Com, P - Heat | Prp, Space Heating | 0 | 0.0033509 | 0 | 0.0254 | 0.0028016 | 0.02198 | 0.0065043 | 0.0056094 | 0.031782 | 0.01485 | 0.10076
| 89 | Unit Heater_Com, G - Heat | G, Space Heating | 0.056683 | 0.026462 | 0.012164 | 0.19589 | 0 | 0.11064 | 0.086983 | 0.060457 | 0.19166 | 0.11945 | 0.29726
| 90 | Unit Heater_Com, P - Heat | Prp, Space Heating | 0 | 0.086639 | 0 | 0.015618 | 0 | 0.040725 | 0 | 0.025378 | 0.070983 | 0.011977 | 0.095271
| 91 | Destratification Fans_Com, G - Heat | G, Space Heating | 0 | 0 | 0.2 | 0.25 | 0 | 0.5 | 0 | 0.25 | 0 | 0.5 | 1
| 92 | Destratification Fans_Com, O - Heat | O, Space Heating | 0 | 0 | 0.2 | 0.2369 | 0 | 0.45162 | 0 | 0.23977 | 0 | 0.42421 | 0.64771
| 93 | Destratification Fans_Com, P - Heat | Prp, Space Heating | 0 | 0 | 0 | 0.0131 | 0 | 0.048375 | 0 | 0.010229 | 0 | 0.075786 | 0.35229
| 94 | Energy Recovery Ventilator_Com, G - Heat | G, Space Heating | 0.4 | 0.4 | 0.4 | 0.4 | 0.4 | 0 | 0.4 | 0.4 | 0.4 | 0.4 | 0.4
| 95 | Energy Recovery Ventilator_Com, O - Heat | O, Space Heating | 0.4 | 0.30868 | 0.4 | 0.37904 | 0.39888 | 0 | 0.38682 | 0.38363 | 0.34248 | 0.33937 | 0.25908
| 96 | Energy Recovery Ventilator_Com, P - Heat | Prp, Space Heating | 0 | 0.091316 | 0 | 0.02096 | 0.0011206 | 0 | 0.013177 | 0.016367 | 0.057522 | 0.060629 | 0.14092
| 97 | Forced Air Heating Maintenance_Com, G - Heat | G, Space Heating | 0.31567 | 0.071693 | 0.076608 | 0.65781 | 0.2428 | 0.52067 | 0.53639 | 0.24911 | 0.44219 | 0.27789 | 0.57113
| 98 | Forced Air Heating Maintenance_Com, O - Heat | O, Space Heating | 0.65131 | 0.75471 | 0.9167 | 0.49374 | 0.97557 | 0.60647 | 0.72323 | 0.76399 | 0.40245 | 0.70716 | 0.4003
| 99 | Forced Air Heating Maintenance_Com, P - Heat | Prp, Space Heating | 0 | 0.0033509 | 0 | 0.0254 | 0.0028016 | 0.02198 | 0.0065043 | 0.0056094 | 0.031782 | 0.01485 | 0.10076
| 100 | Infrared Heater_Com, G - Heat | G, Space Heating | 0.0056708 | 0.0032606 | 0.0033688 | 0.013723 | 0 | 0.0015519 | 0.0024093 | 0 | 0.02407 | 0.010856 | 0.041619
| 101 | Infrared Heater_Com, P - Heat | Prp, Space Heating | 0 | 0.1169 | 0 | 0 | 0 | 0 | 0.0077847 | 0.00017574 | 0.0026133 | 0 | 0
| 102 | Steam Trap Maintenance_Com, G - Heat | G, Space Heating | 0.12183 | 0.17602 | 0.17783 | 0.025971 | 0.14832 | 0.071917 | 0.073303 | 0.13525 | 0.067007 | 0.11592 | 0.017629
| 103 | Steam Trap Maintenance_Com, O - Heat | O, Space Heating | 0.060809 | 0.002964 | 0.014527 | 0.07915 | 0.0037713 | 0.051756 | 0.042522 | 0.034024 | 0.07913 | 0.024636 | 0.043148
| 104 | Steam Trap Maintenance_Com, P - Heat | Prp, Space Heating | 0 | 0 | 0 | 0 | 0 | 0 | 0 | 0 | 0 | 0 | 0
| 105 | Windows_Com, E - Cool [Building w Elec Heat] | E, Cooling | 0.26617 | 0.26617 | 0.26617 | 0.26617 | 0.26617 | 0.26617 | 0.26617 | 0.26617 | 0.26617 | 0.26617 | 0.26617
| 106 | Windows_Com, E - Heat [Building w Elec Heat] | E, Space Heating | 1 | 1 | 1 | 1 | 1 | 1 | 1 | 1 | 1 | 1 | 1
| 107 | Windows_Com, E - Cool [Building w Gas Heat] | E, Cooling | 0.54352 | 0.54352 | 0.54352 | 0.54352 | 0.54352 | 0.54352 | 0.54352 | 0.54352 | 0.54352 | 0.54352 | 0.54352
| 108 | Windows_Com, G - Heat [Building w Gas Heat] | G, Space Heating | 1 | 1 | 1 | 1 | 1 | 1 | 1 | 1 | 1 | 1 | 1
| 109 | Windows_Com, E - Cool [Building w Oil Heat] | E, Cooling | 0.14624 | 0.14624 | 0.14624 | 0.14624 | 0.14624 | 0.14624 | 0.14624 | 0.14624 | 0.14624 | 0.14624 | 0.14624
| 110 | Windows_Com, O - Heat [Building w Oil Heat] | O, Space Heating | 1 | 0.77171 | 1 | 0.9476 | 0.9972 | 0.90325 | 0.96706 | 0.95908 | 0.85619 | 0.84843 | 0.64771
| 111 | Windows_Com, E - Cool [Building w Propane Heat] | E, Cooling | 0.044071 | 0.044071 | 0.044071 | 0.044071 | 0.044071 | 0.044071 | 0.044071 | 0.044071 | 0.044071 | 0.044071 | 0.044071
| 112 | Windows_Com, P - Heat [Building w Propane Heat] | Prp, Space Heating | 0 | 0.22829 | 0 | 0.0524 | 0.0028016 | 0.096751 | 0.032942 | 0.040918 | 0.14381 | 0.15157 | 0.35229
| 113 | Window Film_Com, E - Cool [Building w Elec Heat] | E, Cooling | 0.26617 | 0.26617 | 0.26617 | 0.26617 | 0.26617 | 0.26617 | 0.26617 | 0.26617 | 0.26617 | 0.26617 | 0.26617
| 114 | Window Film_Com, E - Heat [Building w Elec Heat] | E, Space Heating | 1 | 1 | 1 | 1 | 1 | 1 | 1 | 1 | 1 | 1 | 1
| 115 | Window Film_Com, E - Cool [Building w Gas Heat] | E, Cooling | 0.54352 | 0.54352 | 0.54352 | 0.54352 | 0.54352 | 0.54352 | 0.54352 | 0.54352 | 0.54352 | 0.54352 | 0.54352
| 116 | Window Film_Com, G - Heat [Building w Gas Heat] | G, Space Heating | 1 | 1 | 1 | 1 | 1 | 1 | 1 | 1 | 1 | 1 | 1
| 117 | Window Film_Com, E - Cool [Building w Oil Heat] | E, Cooling | 0.14624 | 0.14624 | 0.14624 | 0.14624 | 0.14624 | 0.14624 | 0.14624 | 0.14624 | 0.14624 | 0.14624 | 0.14624
| 118 | Window Film_Com, O - Heat [Building w Oil Heat] | O, Space Heating | 1 | 0.77171 | 1 | 0.9476 | 0.9972 | 0.90325 | 0.96706 | 0.95908 | 0.85619 | 0.84843 | 0.64771
| 119 | Window Film_Com, E - Cool [Building w Propane Heat] | E, Cooling | 0.044071 | 0.044071 | 0.044071 | 0.044071 | 0.044071 | 0.044071 | 0.044071 | 0.044071 | 0.044071 | 0.044071 | 0.044071
| 120 | Window Film_Com, P - Heat [Building w Propane Heat] | Prp, Space Heating | 0 | 0.22829 | 0 | 0.0524 | 0.0028016 | 0.096751 | 0.032942 | 0.040918 | 0.14381 | 0.15157 | 0.35229
| 121 | Motors and Fans_Com, E - Vent | E, Ventilation | 1 | 1 | 1 | 1 | 1 | 1 | 1 | 1 | 1 | 1 | 1
| 122 | ECM Furnace Motors_Com, E - Vent | E, Ventilation | 0.0875 | 0.125 | 0.1 | 0.1 | 0.125 | 0.1 | 0.125 | 0.0875 | 0.0875 | 0.125 | 0.15
| 123 | VFD on HVAC System_Com, E - Vent | E, Ventilation | 0.76 | 0.95 | 0.8 | 0.77 | 0.95 | 0.76 | 0.95 | 0.78 | 0.75 | 0.82 | 0.85
| 124 | Kitchen DCV_Com, E - Vent [Building w Elec Heat] | E, Ventilation | 0.0025242 | 0.0051306 | 0.0050239 | 0.0184 | 0.031007 | 0.053234 | 0.0015639 | 0.040793 | 0.0007129 | 0.0016799 | 0.00072113
| 125 | Kitchen DCV_Com, E - Heat [Building w Elec Heat] | E, Space Heating | 0.0094834 | 0.019276 | 0.018875 | 0.069129 | 0.11649 | 0.71564 | 0.0058757 | 0.15326 | 0.0026784 | 0.0063116 | 0.0027093
| 126 | Kitchen DCV_Com, E - Vent [Building w Gas Heat] | E, Ventilation | 0.0051544 | 0.010477 | 0.010259 | 0.037573 | 0.063318 | 0.1087 | 0.0031936 | 0.083301 | 0.0014558 | 0.0034305 | 0.0014726
| 127 | Kitchen DCV_Com, G - Heat [Building w Gas Heat] | G, Space Heating | 0.0094834 | 0.019276 | 0.018875 | 0.069129 | 0.11649 | 0.71564 | 0.0058757 | 0.15326 | 0.0026784 | 0.0063116 | 0.0027093
| 128 | Kitchen DCV_Com, E - Vent [Building w Oil Heat] | E, Ventilation | 0.0013868 | 0.0028189 | 0.0027602 | 0.010109 | 0.017036 | 0.029248 | 0.00085925 | 0.022413 | 0.00039168 | 0.000923 | 0.0003962
| 129 | Kitchen DCV_Com, O - Heat [Building w Oil Heat] | O, Space Heating | 0.0094834 | 0.014875 | 0.018875 | 0.065506 | 0.11617 | 0.6464 | 0.0056821 | 0.14699 | 0.0022932 | 0.0053549 | 0.0017549
| 130 | Kitchen DCV_Com, E - Vent [Building w Oil Heat] | E, Ventilation | 0.0013868 | 0.0028189 | 0.0027602 | 0.010109 | 0.017036 | 0.029248 | 0.00085925 | 0.022413 | 0.00039168 | 0.000923 | 0.0003962
| 131 | Kitchen DCV_Com, P - Heat [Building w Propane Heat] | Prp, Space Heating | 0 | 0.0044005 | 0 | 0.0036224 | 0.00032637 | 0.069238 | 0.00019356 | 0.0062711 | 0.00038516 | 0.00095667 | 0.00095446
| 132 | Duct Sealing Regulated_Com, E - Vent [Building w Elec Heat] | E, Ventilation | 0.21293 | 0.21293 | 0.21293 | 0.21293 | 0.21293 | 0.21293 | 0.21293 | 0.21293 | 0.21293 | 0.21293 | 0.21293
| 133 | Duct Sealing Regulated_Com, E - Heat [Building w Elec Heat] | E, Space Heating | 1 | 1 | 1 | 1 | 1 | 1 | 1 | 1 | 1 | 1 | 1
| 134 | Duct Sealing Regulated_Com, E - Cool [Building w Elec Heat] | E, Cooling | 0.21545 | 0.044214 | 0.18271 | 0.25066 | 0.0083141 | 0.25071 | 0.21839 | 0.12835 | 0.24384 | 0.23896 | 0.25726
| 135 | Duct Sealing Regulated_Com, E - Vent [Building w Gas Heat] | E, Ventilation | 0.43482 | 0.43482 | 0.43482 | 0.43482 | 0.43482 | 0.43482 | 0.43482 | 0.43482 | 0.43482 | 0.43482 | 0.43482
| 136 | Duct Sealing Regulated_Com, G - Heat [Building w Gas Heat] | G, Space Heating | 1 | 1 | 1 | 1 | 1 | 1 | 1 | 1 | 1 | 1 | 1
| 137 | Duct Sealing Regulated_Com, E - Cool [Building w Gas Heat] | E, Cooling | 0.43996 | 0.090286 | 0.37309 | 0.51186 | 0.016978 | 0.51195 | 0.44595 | 0.26209 | 0.49793 | 0.48797 | 0.52533
| 138 | Duct Sealing Non Regulated_Com, E - Vent [Building w Oil Heat] | E, Ventilation | 0.11699 | 0.11699 | 0.11699 | 0.11699 | 0.11699 | 0.11699 | 0.11699 | 0.11699 | 0.11699 | 0.11699 | 0.11699
| 139 | Duct Sealing Non Regulated_Com, O - Heat [Building w Oil Heat] | O, Space Heating | 1 | 0.77171 | 1 | 0.9476 | 0.9972 | 0.90325 | 0.96706 | 0.95908 | 0.85619 | 0.84843 | 0.64771
| 140 | Duct Sealing Non Regulated_Com, E - Cool [Building w Oil Heat] | E, Cooling | 0.11837 | 0.024292 | 0.10038 | 0.13772 | 0.0045679 | 0.13774 | 0.11999 | 0.070517 | 0.13397 | 0.13129 | 0.14134
| 141 | Duct Sealing Non Regulated_Com, E - Vent [Building w Propane Heat] | E, Ventilation | 0.035257 | 0.035257 | 0.035257 | 0.035257 | 0.035257 | 0.035257 | 0.035257 | 0.035257 | 0.035257 | 0.035257 | 0.035257
| 142 | Duct Sealing Non Regulated_Com, P - Heat [Building w Propane Heat] | Prp, Space Heating | 0 | 0.22829 | 0 | 0.0524 | 0.0028016 | 0.096751 | 0.032942 | 0.040918 | 0.14381 | 0.15157 | 0.35229
| 143 | Duct Sealing Non Regulated_Com, E - Cool [Building w Propane Heat] | E, Cooling | 0.035674 | 0.0073208 | 0.030252 | 0.041504 | 0.0013766 | 0.041512 | 0.03616 | 0.021251 | 0.040375 | 0.039567 | 0.042597
| 144 | Power Strip_Com, E - Plug [Tier 1] | E, Plug Loads | 0.65551 | 0.65551 | 0.78722 | 0.56731 | 0.69315 | 0.4064 | 0.60287 | 0.22703 | 0.56731 | 0.56731 | 0.58933
| 145 | Power Strip_Com, E - Plug [Tier 2] | E, Plug Loads | 0.65551 | 0.65551 | 0.78722 | 0.56731 | 0.69315 | 0.4064 | 0.60287 | 0.22703 | 0.56731 | 0.56731 | 0.58933
| 146 | Computer Power Management_Com, E - Plug | E, Plug Loads | 0.35984 | 0.35984 | 0.55407 | 0.2014 | 0.34877 | 0.11553 | 0.27557 | 0.12426 | 0.2014 | 0.2014 | 0.25917
| 147 | Vending Machine Controls_Com, E - Plug [Non-Refrigerated] | E, Plug Loads | 0.0071261 | 0.0071261 | 0.014962 | 0.026081 | 0.010773 | 0.029518 | 0.0069969 | 0.018592 | 0.026081 | 0.026081 | 0.021576
| 148 | Vending Machine Controls_Com, E - Plug [Refrigerated] | E, Plug Loads | 0.021378 | 0.021378 | 0.044885 | 0.078242 | 0.032318 | 0.088555 | 0.020991 | 0.055775 | 0.078242 | 0.078242 | 0.064729
| 149 | Ovens_Com, E - Cook | E, Cooking | 0.68121 | 0.68121 | 0.68121 | 0.68121 | 0.68121 | 0.68121 | 0.68121 | 0.68121 | 0.68121 | 0.68121 | 0.68121
| 150 | Ovens_Com, G - Cook | G, Cooking | 0.47286 | 0.47286 | 0.47286 | 0.47286 | 0.47286 | 0.47286 | 0.47286 | 0.47286 | 0.47286 | 0.47286 | 0.47286
| 151 | Ovens_Com, P - Cook | Prp, Cooking | 0.56915 | 0.56915 | 0.56915 | 0.56915 | 0.56915 | 0.56915 | 0.56915 | 0.56915 | 0.56915 | 0.56915 | 0.56915
| 152 | Fryers_Com, E - Cook | E, Cooking | 0.13597 | 0.13597 | 0.13597 | 0.13597 | 0.13597 | 0.13597 | 0.13597 | 0.13597 | 0.13597 | 0.13597 | 0.13597
| 153 | Fryers_Com, G - Cook | G, Cooking | 0.088936 | 0.088936 | 0.088936 | 0.088936 | 0.088936 | 0.088936 | 0.088936 | 0.088936 | 0.088936 | 0.088936 | 0.088936
| 154 | Fryers_Com, P - Cook | Prp, Cooking | 0.052432 | 0.052432 | 0.052432 | 0.052432 | 0.052432 | 0.052432 | 0.052432 | 0.052432 | 0.052432 | 0.052432 | 0.052432
| 155 | Griddles_Com, E - Cook | E, Cooking | 0.042143 | 0.042143 | 0.042143 | 0.042143 | 0.042143 | 0.042143 | 0.042143 | 0.042143 | 0.042143 | 0.042143 | 0.042143
| 156 | Griddles_Com, G - Cook | G, Cooking | 0.33217 | 0.33217 | 0.33217 | 0.33217 | 0.33217 | 0.33217 | 0.33217 | 0.33217 | 0.33217 | 0.33217 | 0.33217
| 157 | Griddles_Com, P - Cook | Prp, Cooking | 0.37842 | 0.37842 | 0.37842 | 0.37842 | 0.37842 | 0.37842 | 0.37842 | 0.37842 | 0.37842 | 0.37842 | 0.37842
| 158 | Hot Food Holding Cabinet_Com, E - Cook | E, Cooking | 0.10572 | 0.10572 | 0.10572 | 0.10572 | 0.10572 | 0.10572 | 0.10572 | 0.10572 | 0.10572 | 0.10572 | 0.10572
| 159 | Steamers_Com, E - Cook | E, Cooking | 0.034963 | 0.034963 | 0.034963 | 0.034963 | 0.034963 | 0.034963 | 0.034963 | 0.034963 | 0.034963 | 0.034963 | 0.034963
| 160 | Steamers_Com, G - Cook | G, Cooking | 0.10604 | 0.10604 | 0.10604 | 0.10604 | 0.10604 | 0.10604 | 0.10604 | 0.10604 | 0.10604 | 0.10604 | 0.10604
| 161 | Steamers_Com, P - Cook | Prp, Cooking | 0 | 0 | 0 | 0 | 0 | 0 | 0 | 0 | 0 | 0 | 0
| 162 | ES Refrigerator and Freezer_Com, E - Refr | E, Refrigeration | 0.73 | 0.7 | 0.1 | 0.02 | 0.4 | 0.02 | 0.4 | 0.66 | 0.6 | 0.42 | 0.02
| 163 | Anti Sweat Heat Control_Com, E - Refr | E, Refrigeration | 0.01 | 0.02 | 0.1 | 0.15 | 0.1 | 0.05 | 0.1 | 0.02 | 0.05 | 0.1 | 0
| 164 | Case Night Covers_Com, E - Refr | E, Refrigeration | 0 | 0.01 | 0.04 | 0.2 | 0.01 | 0.02 | 0.01 | 0 | 0.03 | 0.04 | 0
| 165 | Loading Dock Pit Seals_Com, E - Refr | E, Refrigeration | 0 | 0.02 | 0.01 | 0.01 | 0.08 | 0.06 | 0.06 | 0.01 | 0.02 | 0.02 | 0.1
| 166 | ECM Comp Cond Fan Motor_Com, E - Refr | E, Refrigeration | 0.02 | 0.05 | 0.1 | 0.2 | 0.1 | 0.19 | 0.1 | 0.04 | 0.02 | 0.05 | 0.37
| 167 | Evap Fan Motor Replacement_Com, E - Refr | E, Refrigeration | 0.01 | 0.02 | 0.1 | 0.2 | 0.1 | 0.19 | 0.1 | 0.04 | 0.02 | 0.05 | 0.35
| 168 | Evap Fan Speed Controls_Com, E - Refr | E, Refrigeration | 0.01 | 0.02 | 0.1 | 0.2 | 0.1 | 0.19 | 0.1 | 0.04 | 0.02 | 0.05 | 0.35
| 169 | LowHeat NoHeat Doors_Com, E - Refr | E, Refrigeration | 0.01 | 0.02 | 0.1 | 0.15 | 0.1 | 0.05 | 0.1 | 0.02 | 0.05 | 0.1 | 0
| 170 | Refrigerated Vending Machine_Com, E - Refr | E, Refrigeration | 0.12 | 0.15 | 0.12 | 0.01 | 0.03 | 0.01 | 0.03 | 0.01 | 0.15 | 0.18 | 0.01
| 171 | Walk In Refrigeration_Com, E - Refr | E, Refrigeration | 0.03 | 0.02 | 0.38 | 0.2 | 0.2 | 0.45 | 0.2 | 0.13 | 0.05 | 0.15 | 0.15
| 172 | Refrigeration Tune Up_Com, E - Refr | E, Refrigeration | 0.15 | 0.15 | 0.78 | 0.97 | 0.57 | 0.97 | 0.57 | 0.33 | 0.25 | 0.4 | 0.97
| 173 | ES Ice Machine_Com, E - Refr | E, Refrigeration | 0.05 | 0.01 | 0.06 | 0.02 | 0.06 | 0.07 | 0.06 | 0.1 | 0.03 | 0.01 | 0
| 174 | Walk In Cooler Retroft_Com, E - Refr | E, Refrigeration | 0.03 | 0.02 | 0.38 | 0.2 | 0.2 | 0.45 | 0.2 | 0.13 | 0.05 | 0.15 | 0.15
| 175 | HE Built Up Refrig_Com, E - Refr | E, Refrigeration | 0 | 0 | 0 | 0.6 | 0.25 | 0.5 | 0.25 | 0 | 0.15 | 0.25 | 0
| 176 | Door Gasket Replacement_Com, E - Refr | E, Refrigeration | 0.03 | 0.02 | 0.38 | 0.2 | 0.2 | 0.45 | 0.2 | 0.13 | 0.05 | 0.15 | 0.15
| 177 | EnergyStar Dehumidifier_Com, E - Appl | E, Appliances | 0.013191 | 0.013191 | 0.013191 | 0.013191 | 0.013191 | 0.013191 | 0.013191 | 0.013191 | 0.013191 | 0.013191 | 0.013191
| 178 | Clothes Washer Elec WH_Com, E - Appl [unit w/ elec dry - Washer] | E, Appliances | 0.004 | 0.004 | 0.002 | 0.002 | 0.02 | 0.006 | 0.01 | 0.04 | 0.0008 | 0.0008 | 0.0008
| 179 | Clothes Washer Elec WH_Com, E - Appl [unit w/ elec dry - Dryer] | E, Appliances | 0.004 | 0.004 | 0.002 | 0.002 | 0.02 | 0.006 | 0.01 | 0.04 | 0.0008 | 0.0008 | 0.0008
| 180 | Clothes Washer Elec WH_Com, E - HWat [unit w/ elec dry - Water Heater] | E, Water Heating | 0.012 | 0.012 | 0.006 | 0.006 | 0.05 | 0.012 | 0.02 | 0.09 | 0.0016 | 0.0016 | 0.0016
| 181 | Clothes Washer Elec WH_Com, E - Appl [unit w/ gas dry - Washer] | E, Appliances | 0.001 | 0.001 | 0.0005 | 0.0005 | 0.005 | 0.0015 | 0.0025 | 0.01 | 0.0002 | 0.0002 | 0.0002
| 182 | Clothes Washer Elec WH_Com, G - Oth [unit w/ gas dry - Dryer] | G, Other | 0.001 | 0.001 | 0.0005 | 0.0005 | 0.005 | 0.0015 | 0.0025 | 0.01 | 0.0002 | 0.0002 | 0.0002
| 183 | Clothes Washer Elec WH_Com, E - HWat [unit w/ gas dry - Water Heater] | E, Water Heating | 0.003 | 0.003 | 0.0015 | 0.0015 | 0.0125 | 0.003 | 0.005 | 0.0225 | 0.0004 | 0.0004 | 0.0004
| 184 | Clothes Washer Elec WH_Com, E - Appl [unit w/ propane dry - Washer] | E, Appliances | 0.0004 | 0.0004 | 0.0002 | 0.0002 | 0.002 | 0.0006 | 0.001 | 0.004 | 8e-05 | 8e-05 | 8e-05
| 185 | Clothes Washer Elec WH_Com, P - Oth [unit w/ propane dry - Dryer] | Prp, Other | 0 | 1.0318e-05 | 0 | 6.7538e-06 | 0 | 0.00020813 | 3.646e-06 | 9.4177e-06 | 5.7375e-06 | 3.9269e-07 | 2.9501e-06
| 186 | Clothes Washer Elec WH_Com, E - HWat [unit w/ propane dry - Water Heater] | E, Water Heating | 0.0012 | 0.0012 | 0.0006 | 0.0006 | 0.005 | 0.0012 | 0.002 | 0.009 | 0.00016 | 0.00016 | 0.00016
| 187 | Clothes Washer Gas WH_Com, E - Appl [unit w/ elec dry - Washer] | E, Appliances | 0.002 | 0.002 | 0.001 | 0.001 | 0.01 | 0.003 | 0.005 | 0.02 | 0.0004 | 0.0004 | 0.0004
| 188 | Clothes Washer Gas WH_Com, E - Appl [unit w/ elec dry - Dryer] | E, Appliances | 0.002 | 0.002 | 0.001 | 0.001 | 0.01 | 0.003 | 0.005 | 0.02 | 0.0004 | 0.0004 | 0.0004
| 189 | Clothes Washer Gas WH_Com, G - HWat [unit w/ elec dry - Water Heater] | G, Water Heating | 0.006 | 0.006 | 0.003 | 0.003 | 0.025 | 0.006 | 0.01 | 0.045 | 0.0008 | 0.0008 | 0.0008
| 190 | Clothes Washer Gas WH_Com, E - Appl [unit w/ gas dry - Washer] | E, Appliances | 0.0078 | 0.0078 | 0.0039 | 0.0039 | 0.039 | 0.0117 | 0.0195 | 0.078 | 0.00156 | 0.00156 | 0.00156
| 191 | Clothes Washer Gas WH_Com, G - Oth [unit w/ gas dry - Dryer] | G, Other | 0.0078 | 0.0078 | 0.0039 | 0.0039 | 0.039 | 0.0117 | 0.0195 | 0.078 | 0.00156 | 0.00156 | 0.00156
| 192 | Clothes Washer Gas WH_Com, G - HWat [unit w/ gas dry - Water Heater] | G, Water Heating | 0.0234 | 0.0234 | 0.0117 | 0.0117 | 0.0975 | 0.0234 | 0.039 | 0.1755 | 0.00312 | 0.00312 | 0.00312
| 193 | Clothes Washer Gas WH_Com, E - Appl [unit w/ propane dry - Washer] | E, Appliances | 0.0004 | 0.0004 | 0.0002 | 0.0002 | 0.002 | 0.0006 | 0.001 | 0.004 | 8e-05 | 8e-05 | 8e-05
| 194 | Clothes Washer Gas WH_Com, P - Oth [unit w/ propane dry - Dryer] | Prp, Other | 0 | 1.0318e-05 | 0 | 6.7538e-06 | 0 | 0.00020813 | 3.646e-06 | 9.4177e-06 | 5.7375e-06 | 3.9269e-07 | 2.9501e-06
| 195 | Clothes Washer Gas WH_Com, G - HWat [unit w/ propane dry - Water Heater] | G, Water Heating | 0.0012 | 0.0012 | 0.0006 | 0.0006 | 0.005 | 0.0012 | 0.002 | 0.009 | 0.00016 | 0.00016 | 0.00016
| 196 | Clothes Washer Oil WH_Com, E - Appl [unit w/ elec dry - Washer] | E, Appliances | 0.0024 | 0.0024 | 0.0012 | 0.0012 | 0.012 | 0.0036 | 0.006 | 0.024 | 0.00048 | 0.00048 | 0.00048
| 197 | Clothes Washer Oil WH_Com, E - Appl [unit w/ elec dry - Dryer] | E, Appliances | 0.0024 | 0.0024 | 0.0012 | 0.0012 | 0.012 | 0.0036 | 0.006 | 0.024 | 0.00048 | 0.00048 | 0.00048
| 198 | Clothes Washer Oil WH_Com, O - HWat [unit w/ elec dry - Water Heater] | O, Water Heating | 0.0072 | 0.0013415 | 0.0036 | 0.0018478 | 0.025285 | 0.00040085 | 0.009074 | 0.0034747 | 0.00045762 | 6.3609e-05 | 0.00016413
| 199 | Clothes Washer Oil WH_Com, E - Appl [unit w/ gas dry - Washer] | E, Appliances | 0.0004 | 0.0004 | 0.0002 | 0.0002 | 0.002 | 0.0006 | 0.001 | 0.004 | 8e-05 | 8e-05 | 8e-05
| 200 | Clothes Washer Oil WH_Com, G - Oth [unit w/ gas dry - Dryer] | G, Other | 0.0004 | 0.0004 | 0.0002 | 0.0002 | 0.002 | 0.0006 | 0.001 | 0.004 | 8e-05 | 8e-05 | 8e-05
| 201 | Clothes Washer Oil WH_Com, O - HWat [unit w/ gas dry - Water Heater] | O, Water Heating | 0.0012 | 0.00022358 | 0.0006 | 0.00030797 | 0.0042142 | 6.6808e-05 | 0.0015123 | 0.00057912 | 7.6269e-05 | 1.0601e-05 | 2.7355e-05
| 202 | Clothes Washer Oil WH_Com, E - Appl [unit w/ propane dry - Washer] | E, Appliances | 0.0006 | 0.0006 | 0.0003 | 0.0003 | 0.003 | 0.0009 | 0.0015 | 0.006 | 0.00012 | 0.00012 | 0.00012
| 203 | Clothes Washer Oil WH_Com, P - Oth [unit w/ propane dry - Dryer] | Prp, Other | 0 | 1.5477e-05 | 0 | 1.0131e-05 | 0 | 0.0003122 | 5.469e-06 | 1.4127e-05 | 8.6062e-06 | 5.8903e-07 | 4.4251e-06
| 204 | Clothes Washer Oil WH_Com, O - HWat [unit w/ propane dry - Water Heater] | O, Water Heating | 0.0018 | 0.00033537 | 0.0009 | 0.00046196 | 0.0063213 | 0.00010021 | 0.0022685 | 0.00086868 | 0.0001144 | 1.5902e-05 | 4.1033e-05
| 205 | Clothes Washer Propane WH_Com, E - Appl [unit w/ elec dry - Washer] | E, Appliances | 0.0004 | 0.0004 | 0.0002 | 0.0002 | 0.002 | 0.0006 | 0.001 | 0.004 | 8e-05 | 8e-05 | 8e-05
| 206 | Clothes Washer Propane WH_Com, E - Appl [unit w/ elec dry - Dryer] | E, Appliances | 0.0004 | 0.0004 | 0.0002 | 0.0002 | 0.002 | 0.0006 | 0.001 | 0.004 | 8e-05 | 8e-05 | 8e-05
| 207 | Clothes Washer Propane WH_Com, P - HWat [unit w/ elec dry - Water Heater] | Prp, Water Heating | 0 | 0.00097642 | 0 | 0.00029203 | 0.00078581 | 0.0011332 | 0.00048766 | 0.0084209 | 8.3731e-05 | 0.0001494 | 0.00013264
| 208 | Clothes Washer Propane WH_Com, E - Appl [unit w/ gas dry - Washer] | E, Appliances | 0.0002 | 0.0002 | 0.0001 | 0.0001 | 0.001 | 0.0003 | 0.0005 | 0.002 | 4e-05 | 4e-05 | 4e-05
| 209 | Clothes Washer Propane WH_Com, G - Oth [unit w/ gas dry - Dryer] | G, Other | 0.0002 | 0.0002 | 0.0001 | 0.0001 | 0.001 | 0.0003 | 0.0005 | 0.002 | 4e-05 | 4e-05 | 4e-05
| 210 | Clothes Washer Propane WH_Com, P - HWat [unit w/ gas dry - Water Heater] | Prp, Water Heating | 0 | 0.00048821 | 0 | 0.00014601 | 0.00039291 | 0.0005666 | 0.00024383 | 0.0042104 | 4.1865e-05 | 7.4699e-05 | 6.6322e-05
| 211 | Clothes Washer Propane WH_Com, E - Appl [unit w/ propane dry - Washer] | E, Appliances | 0.0004 | 0.0004 | 0.0002 | 0.0002 | 0.002 | 0.0006 | 0.001 | 0.004 | 8e-05 | 8e-05 | 8e-05
| 212 | Clothes Washer Propane WH_Com, P - Oth [unit w/ propane dry - Dryer] | Prp, Other | 0 | 1.0318e-05 | 0 | 6.7538e-06 | 0 | 0.00020813 | 3.646e-06 | 9.4177e-06 | 5.7375e-06 | 3.9269e-07 | 2.9501e-06
| 213 | Clothes Washer Propane WH_Com, P - HWat [unit w/ propane dry - Water Heater] | Prp, Water Heating | 0.0012 | 0.0012 | 0.0006 | 0.0006 | 0.005 | 0.0012 | 0.002 | 0.009 | 0.00016 | 0.00016 | 0.00016
| 214 | Ozone Laundry_Com, E - HWat | E, Water Heating | 0 | 0 | 0.12 | 0 | 0.23 | 0 | 0 | 0.23 | 0 | 0 | 0
| 215 | Ozone Laundry_Com, G - HWat | G, Water Heating | 0 | 0 | 0.12 | 0 | 0.23 | 0 | 0 | 0.23 | 0 | 0 | 0
| 216 | Ozone Laundry_Com, O - HWat | O, Water Heating | 0 | 0 | 0.12 | 0 | 0.19385 | 0 | 0 | 0.0148 | 0 | 0 | 0
| 217 | Ozone Laundry_Com, P - HWat | Prp, Water Heating | 0 | 0 | 0 | 0 | 0.036147 | 0 | 0 | 0.2152 | 0 | 0 | 0
| 218 | Dishwasher_Com, E - Appl [Building w elec WH] | E, Appliances | 0.01 | 0.01 | 0.02 | 0.01 | 0.024 | 0.08 | 0.01 | 0.02 | 0.0008 | 0.0008 | 0.0004
| 219 | Dishwasher_Com, E - HWat [Building w elec WH] | E, Water Heating | 0.005 | 0.005 | 0.01 | 0.005 | 0.012 | 0.04 | 0.005 | 0.01 | 8e-05 | 8e-05 | 4e-05
| 220 | Dishwasher_Com, E - Appl [Building w gas WH] | E, Appliances | 0.025 | 0.025 | 0.05 | 0.025 | 0.06 | 0.2 | 0.025 | 0.05 | 0.002 | 0.002 | 0.001
| 221 | Dishwasher_Com, G - HWat [Building w gas WH] | G, Water Heating | 0.0125 | 0.0125 | 0.025 | 0.0125 | 0.03 | 0.1 | 0.0125 | 0.025 | 0.0002 | 0.0002 | 0.0001
| 222 | Dishwasher_Com, E - Appl [Building w oil WH] | E, Appliances | 0.0025 | 0.0025 | 0.005 | 0.0025 | 0.006 | 0.02 | 0.0025 | 0.005 | 0.0002 | 0.0002 | 0.0001
| 223 | Dishwasher_Com, O - HWat [Building w oil WH] | O, Water Heating | 0.00125 | 0.0002329 | 0.0025 | 0.00064161 | 0.0025285 | 0.00055673 | 0.00094521 | 0.00016087 | 9.5337e-06 | 1.3252e-06 | 1.7097e-06
| 224 | Dishwasher_Com, E - Appl [Building w propane WH] | E, Appliances | 0.0025 | 0.0025 | 0.005 | 0.0025 | 0.006 | 0.02 | 0.0025 | 0.005 | 0.0002 | 0.0002 | 0.0001
| 225 | Dishwasher_Com, P - HWat [Building w propane WH] | Prp, Water Heating | 0 | 0.0030513 | 0 | 0.0018252 | 0.0014145 | 0.02833 | 0.00091436 | 0.0070174 | 3.1399e-05 | 5.6024e-05 | 2.4871e-05
| 226 | Faucet Aerator_Com, E - HWat | E, Water Heating | 0.6 | 0.6 | 0.6 | 0.3 | 0.1 | 0.1 | 0.45 | 0.1 | 0.6 | 0.6 | 0.6
| 227 | Faucet Aerator_Com, G - HWat | G, Water Heating | 0.6 | 0.6 | 0.6 | 0.3 | 0.1 | 0.1 | 0.45 | 0.1 | 0.6 | 0.6 | 0.6
| 228 | Faucet Aerator_Com, O - HWat | O, Water Heating | 0.6 | 0.11179 | 0.6 | 0.15399 | 0.084284 | 0.0055673 | 0.34028 | 0.0064347 | 0.28601 | 0.039755 | 0.10258
| 229 | Faucet Aerator_Com, P - HWat | Prp, Water Heating | 0 | 0.48821 | 0 | 0.14601 | 0.015716 | 0.094433 | 0.10972 | 0.093565 | 0.31399 | 0.56024 | 0.49742
| 230 | Pre Rinse Sprayers_Com, E - HWat | E, Water Heating | 0.014108 | 0.027171 | 0.0056101 | 0.13591 | 0 | 0.35 | 0.034952 | 0.0057333 | 0.14496 | 0.004667 | 0.021995
| 231 | Pre Rinse Sprayers_Com, G - HWat | G, Water Heating | 0.014108 | 0.027171 | 0.0056101 | 0.13591 | 0 | 0.35 | 0.034952 | 0.0057333 | 0.14496 | 0.004667 | 0.021995
| 232 | Pre Rinse Sprayers_Com, O - HWat | O, Water Heating | 0.014108 | 0.0050625 | 0.0056101 | 0.069763 | 0 | 0.019486 | 0.02643 | 0.00036892 | 0.069099 | 0.00030923 | 0.0037605
| 233 | Pre Rinse Sprayers_Com, P - HWat | Prp, Water Heating | 0 | 0.022109 | 0 | 0.066151 | 0 | 0.33051 | 0.0085223 | 0.0053644 | 0.075859 | 0.0043578 | 0.018234
| 234 | Heat Pump Water Heater_Com, E - HWat | E, Water Heating | 0.92 | 0.92 | 0.92 | 0.92 | 0.92 | 0.92 | 0.92 | 0.92 | 0.92 | 0.92 | 0.92
| 235 | FF Storage Water Heater_Com, G - HWat | G, Water Heating | 0.92 | 0.92 | 0.92 | 0.92 | 0.92 | 0.92 | 0.92 | 0.92 | 0.92 | 0.92 | 0.92
| 236 | FF Storage Water Heater_Com, O - HWat | O, Water Heating | 0.92 | 0.17141 | 0.92 | 0.47223 | 0.77541 | 0.051219 | 0.69568 | 0.059199 | 0.43855 | 0.060958 | 0.15729
| 237 | FF Storage Water Heater_Com, P - HWat | Prp, Water Heating | 0 | 0.74859 | 0 | 0.44777 | 0.14459 | 0.86878 | 0.22432 | 0.8608 | 0.48145 | 0.85904 | 0.76271
| 238 | FF Instantaneous Water Heater_Com, G - HWat | G, Water Heating | 0.92 | 0.92 | 0.92 | 0.92 | 0.92 | 0.92 | 0.92 | 0.92 | 0.92 | 0.92 | 0.92
| 239 | FF Instantaneous Water Heater_Com, O - HWat | O, Water Heating | 0.92 | 0.17141 | 0.92 | 0.47223 | 0.77541 | 0.051219 | 0.69568 | 0.059199 | 0.43855 | 0.060958 | 0.15729
| 240 | FF Instantaneous Water Heater_Com, P - HWat | Prp, Water Heating | 0 | 0.74859 | 0 | 0.44777 | 0.14459 | 0.86878 | 0.22432 | 0.8608 | 0.48145 | 0.85904 | 0.76271
| 241 | Clothes Dryer_Com, E - Appl | E, Appliances | 0.05 | 0.05 | 0.1 | 0.01 | 0.12 | 0.03 | 0.05 | 0.3 | 0.05 | 0.05 | 0.03
| 242 | Clothes Dryer_Com, G - Oth | G, Other | 0.05 | 0.05 | 0.1 | 0.01 | 0.12 | 0.03 | 0.05 | 0.3 | 0.05 | 0.05 | 0.03
| 243 | Clothes Dryer_Com, P - Oth | Prp, Other | 0 | 0.0012898 | 0 | 0.00033769 | 0 | 0.010407 | 0.0001823 | 0.00070633 | 0.0035859 | 0.00024543 | 0.0011063
| 244 | Pnemautic to DDC_Com, E - TotE [Building w Elec Heat] | E, Total Electric | 0.14373 | 0.14373 | 0.14373 | 0.14373 | 0.14373 | 0.14373 | 0.14373 | 0.14373 | 0.14373 | 0.14373 | 0.14373
| 245 | Pnemautic to DDC_Com, E - TotE [Building w Gas Heat] | E, Total Electric | 0.15219 | 0.15219 | 0.15219 | 0.15219 | 0.15219 | 0.15219 | 0.15219 | 0.15219 | 0.15219 | 0.15219 | 0.15219
| 246 | Pnemautic to DDC_Com, G - TotF [Building w Gas Heat] | G, Total FF | 0.85 | 0.85 | 0.85 | 0.85 | 0.85 | 0.85 | 0.85 | 0.85 | 0.85 | 0.85 | 0.85
| 247 | Pnemautic to DDC_Com, E - TotE [Building w Oil Heat] | E, Total Electric | 0.040947 | 0.040947 | 0.040947 | 0.040947 | 0.040947 | 0.040947 | 0.040947 | 0.040947 | 0.040947 | 0.040947 | 0.040947
| 248 | Pnemautic to DDC_Com, O - TotF [Building w Oil Heat] | O, Total FF | 0.85 | 0.68065 | 0.85 | 0.79763 | 0.84703 | 0.61263 | 0.82787 | 0.76916 | 0.74819 | 0.66937 | 0.58846
| 249 | Pnemautic to DDC_Com, E - TotE [Building w Propane Heat] | E, Total Electric | 0.01234 | 0.01234 | 0.01234 | 0.01234 | 0.01234 | 0.01234 | 0.01234 | 0.01234 | 0.01234 | 0.01234 | 0.01234
| 250 | Pnemautic to DDC_Com, P - TotF [Building w Propane Heat] | Prp, Total FF | 0 | 0.16935 | 0 | 0.052367 | 0.0029732 | 0.23737 | 0.02213 | 0.080836 | 0.10181 | 0.18063 | 0.26154
| 251 | Data Center_Com, E - TotE [Building w Elec Heat] | E, Total Electric | 0.024913 | 0.041522 | 0.0099653 | 0.0020761 | 0.0024913 | 0 | 0.024913 | 0 | 0 | 0.012457 | 0
| 252 | Data Center_Com, E - TotE [Building w Gas Heat] | E, Total Electric | 0.050874 | 0.08479 | 0.020349 | 0.0042395 | 0.0050874 | 0 | 0.050874 | 0 | 0 | 0.025437 | 0
| 253 | Data Center_Com, G - TotF [Building w Gas Heat] | G, Total FF | 0.006 | 0.01 | 0.0024 | 0.0005 | 0.0006 | 0 | 0.006 | 0 | 0 | 0.003 | 0
| 254 | Data Center_Com, E - TotE [Building w Oil Heat] | E, Total Electric | 0.013688 | 0.022813 | 0.0054752 | 0.0011407 | 0.0013688 | 0 | 0.013688 | 0 | 0 | 0.0068439 | 0
| 255 | Data Center_Com, O - TotF [Building w Oil Heat] | O, Total FF | 0.0036 | 0.0048046 | 0.00144 | 0.00028152 | 0.00035874 | 0 | 0.0035063 | 0 | 0 | 0.0014175 | 0
| 256 | Data Center_Com, E - TotE [Building w Propane Heat] | E, Total Electric | 0.0041251 | 0.0068751 | 0.00165 | 0.00034376 | 0.00041251 | 0 | 0.0041251 | 0 | 0 | 0.0020625 | 0
| 257 | Data Center_Com, P - TotF [Building w Propane Heat] | Prp, Total FF | 0 | 0.00071726 | 0 | 1.109e-05 | 7.5553e-07 | 0 | 5.6235e-05 | 0 | 0 | 0.00022951 | 0
| 258 | RCx_Com, E - TotE [Building w Elec Heat] | E, Total Electric | 0.26617 | 0.26617 | 0.26617 | 0.26617 | 0.26617 | 0.26617 | 0.26617 | 0.26617 | 0.26617 | 0.26617 | 0.26617
| 259 | RCx_Com, E - TotE [Building w Gas Heat] | E, Total Electric | 0.54352 | 0.54352 | 0.54352 | 0.54352 | 0.54352 | 0.54352 | 0.54352 | 0.54352 | 0.54352 | 0.54352 | 0.54352
| 260 | RCx_Com, G - TotF [Building w Gas Heat] | G, Total FF | 1 | 1 | 1 | 1 | 1 | 1 | 1 | 1 | 1 | 1 | 1
| 261 | RCx_Com, E - TotE [Building w Oil Heat] | E, Total Electric | 0.14624 | 0.14624 | 0.14624 | 0.14624 | 0.14624 | 0.14624 | 0.14624 | 0.14624 | 0.14624 | 0.14624 | 0.14624
| 262 | RCx_Com, O - TotF [Building w Oil Heat] | O, Total FF | 1 | 0.80076 | 1 | 0.93839 | 0.9965 | 0.72074 | 0.97397 | 0.9049 | 0.88022 | 0.78749 | 0.69231
| 263 | RCx_Com, E - TotE [Building w Propane Heat] | E, Total Electric | 0.044071 | 0.044071 | 0.044071 | 0.044071 | 0.044071 | 0.044071 | 0.044071 | 0.044071 | 0.044071 | 0.044071 | 0.044071
| 264 | RCx_Com, P - TotF [Building w Propane Heat] | Prp, Total FF | 0 | 0.19924 | 0 | 0.061609 | 0.0034978 | 0.27926 | 0.026035 | 0.095101 | 0.11978 | 0.21251 | 0.30769
| 265 | Commissioning_Com, E - TotE [Building w Elec Heat] | E, Total Electric | 0.26617 | 0.26617 | 0.26617 | 0.26617 | 0.26617 | 0.26617 | 0.26617 | 0.26617 | 0.26617 | 0.26617 | 0.26617
| 266 | Commissioning_Com, E - TotE [Building w Gas Heat] | E, Total Electric | 0.54352 | 0.54352 | 0.54352 | 0.54352 | 0.54352 | 0.54352 | 0.54352 | 0.54352 | 0.54352 | 0.54352 | 0.54352
| 267 | Commissioning_Com, G - TotF [Building w Gas Heat] | G, Total FF | 1 | 1 | 1 | 1 | 1 | 1 | 1 | 1 | 1 | 1 | 1
| 268 | Commissioning_Com, E - TotE [Building w Oil Heat] | E, Total Electric | 0.14624 | 0.14624 | 0.14624 | 0.14624 | 0.14624 | 0.14624 | 0.14624 | 0.14624 | 0.14624 | 0.14624 | 0.14624
| 269 | Commissioning_Com, O - TotF [Building w Oil Heat] | O, Total FF | 1 | 0.80076 | 1 | 0.93839 | 0.9965 | 0.72074 | 0.97397 | 0.9049 | 0.88022 | 0.78749 | 0.69231
| 270 | Commissioning_Com, E - TotE [Building w Propane Heat] | E, Total Electric | 0.044071 | 0.044071 | 0.044071 | 0.044071 | 0.044071 | 0.044071 | 0.044071 | 0.044071 | 0.044071 | 0.044071 | 0.044071
| 271 | Commissioning_Com, P - TotF [Building w Propane Heat] | Prp, Total FF | 0 | 0.19924 | 0 | 0.061609 | 0.0034978 | 0.27926 | 0.026035 | 0.095101 | 0.11978 | 0.21251 | 0.30769
| 272 | Integrated Building Design_Com, E - TotE [Building w Elec Heat] | E, Total Electric | 0.26617 | 0.26617 | 0.26617 | 0.26617 | 0.26617 | 0.26617 | 0.26617 | 0.26617 | 0.26617 | 0.26617 | 0.26617
| 273 | Integrated Building Design_Com, E - TotE [Building w Gas Heat] | E, Total Electric | 0.54352 | 0.54352 | 0.54352 | 0.54352 | 0.54352 | 0.54352 | 0.54352 | 0.54352 | 0.54352 | 0.54352 | 0.54352
| 274 | Integrated Building Design_Com, G - TotF [Building w Gas Heat] | G, Total FF | 1 | 1 | 1 | 1 | 1 | 1 | 1 | 1 | 1 | 1 | 1
| 275 | Integrated Building Design_Com, E - TotE [Building w Oil Heat] | E, Total Electric | 0.14624 | 0.14624 | 0.14624 | 0.14624 | 0.14624 | 0.14624 | 0.14624 | 0.14624 | 0.14624 | 0.14624 | 0.14624
| 276 | Integrated Building Design_Com, O - TotF [Building w Oil Heat] | O, Total FF | 1 | 0.80076 | 1 | 0.93839 | 0.9965 | 0.72074 | 0.97397 | 0.9049 | 0.88022 | 0.78749 | 0.69231
| 277 | Integrated Building Design_Com, E - TotE [Building w Propane Heat] | E, Total Electric | 0.044071 | 0.044071 | 0.044071 | 0.044071 | 0.044071 | 0.044071 | 0.044071 | 0.044071 | 0.044071 | 0.044071 | 0.044071
| 278 | Integrated Building Design_Com, P - TotF [Building w Propane Heat] | Prp, Total FF | 0 | 0.19924 | 0 | 0.061609 | 0.0034978 | 0.27926 | 0.026035 | 0.095101 | 0.11978 | 0.21251 | 0.30769
| 279 | Deep Energy Retrofit_Com, E - TotE [Building w Elec Heat] | E, Total Electric | 0.26617 | 0.26617 | 0.26617 | 0.26617 | 0.26617 | 0.26617 | 0.26617 | 0.26617 | 0.26617 | 0.26617 | 0.26617
| 280 | Deep Energy Retrofit_Com, E - TotE [Building w Gas Heat] | E, Total Electric | 0.54352 | 0.54352 | 0.54352 | 0.54352 | 0.54352 | 0.54352 | 0.54352 | 0.54352 | 0.54352 | 0.54352 | 0.54352
| 281 | Deep Energy Retrofit_Com, G - TotF [Building w Gas Heat] | G, Total FF | 1 | 1 | 1 | 1 | 1 | 1 | 1 | 1 | 1 | 1 | 1
| 282 | Deep Energy Retrofit_Com, E - TotE [Building w Oil Heat] | E, Total Electric | 0.14624 | 0.14624 | 0.14624 | 0.14624 | 0.14624 | 0.14624 | 0.14624 | 0.14624 | 0.14624 | 0.14624 | 0.14624
| 283 | Deep Energy Retrofit_Com, O - TotF [Building w Oil Heat] | O, Total FF | 1 | 0.80076 | 1 | 0.93839 | 0.9965 | 0.72074 | 0.97397 | 0.9049 | 0.88022 | 0.78749 | 0.69231
| 284 | Deep Energy Retrofit_Com, E - TotE [Building w Propane Heat] | E, Total Electric | 0.044071 | 0.044071 | 0.044071 | 0.044071 | 0.044071 | 0.044071 | 0.044071 | 0.044071 | 0.044071 | 0.044071 | 0.044071
| 285 | Deep Energy Retrofit_Com, P - TotF [Building w Propane Heat] | Prp, Total FF | 0 | 0.19924 | 0 | 0.061609 | 0.0034978 | 0.27926 | 0.026035 | 0.095101 | 0.11978 | 0.21251 | 0.30769
| 286 | EMS_Com, E - TotE [Building w Elec Heat] | E, Total Electric | 0.22358 | 0.22358 | 0.22358 | 0.22358 | 0.22358 | 0.22358 | 0.22358 | 0.22358 | 0.22358 | 0.22358 | 0.22358
| 287 | EMS_Com, E - TotE [Building w Gas Heat] | E, Total Electric | 0.45656 | 0.45656 | 0.45656 | 0.45656 | 0.45656 | 0.45656 | 0.45656 | 0.45656 | 0.45656 | 0.45656 | 0.45656
| 288 | EMS_Com, G - TotF [Building w Gas Heat] | G, Total FF | 0.9 | 0.9 | 0.9 | 0.9 | 0.9 | 0.9 | 0.9 | 0.9 | 0.9 | 0.9 | 0.9
| 289 | EMS_Com, E - TotE [Building w Oil Heat] | E, Total Electric | 0.12284 | 0.12284 | 0.12284 | 0.12284 | 0.12284 | 0.12284 | 0.12284 | 0.12284 | 0.12284 | 0.12284 | 0.12284
| 290 | EMS_Com, O - TotF [Building w Oil Heat] | O, Total FF | 0.9 | 0.72068 | 0.9 | 0.84455 | 0.89685 | 0.64867 | 0.87657 | 0.81441 | 0.7922 | 0.70874 | 0.62308
| 291 | EMS_Com, E - TotE [Building w Propane Heat] | E, Total Electric | 0.03702 | 0.03702 | 0.03702 | 0.03702 | 0.03702 | 0.03702 | 0.03702 | 0.03702 | 0.03702 | 0.03702 | 0.03702
| 292 | EMS_Com, P - TotF [Building w Propane Heat] | Prp, Total FF | 0 | 0.17932 | 0 | 0.055448 | 0.0031481 | 0.25133 | 0.023431 | 0.085591 | 0.1078 | 0.19126 | 0.27692
| 293 | VFDs on HVAC Pumps_Com, E - Oth | E, Other | 0.14 | 0.6 | 0.14 | 0.22 | 0.3 | 0.3 | 0.3 | 0.26 | 0.14 | 0.42 | 0.3
| 294 | ECM Circulators_Com, E - Oth | E, Other | 0.14 | 0.42 | 0.14 | 0.18 | 0.22 | 0.22 | 0.22 | 0.22 | 0.14 | 0.3 | 0.22
| 295 | Motors_Com, E - Oth | E, Other | 0.8 | 0.8 | 0.8 | 0.8 | 0.8 | 0.8 | 0.8 | 0.8 | 0.8 | 0.8 | 0.8
| 296 | Ext Area Ltg_Com, E - ExtL | E, Exterior Lighting | 0.9 | 0.9 | 0.9 | 0.9 | 0.9 | 0.9 | 0.9 | 0.9 | 0.9 | 0.9 | 0.9
| 297 | Street Ltg_Com, E - ExtL | E, Exterior Lighting | 0.1 | 0.1 | 0.1 | 0.1 | 0.1 | 0.1 | 0.1 | 0.1 | 0.1 | 0.1 | 0.1
| 298 | Ext Ltg Ctrls_Com, E - ExtL | E, Exterior Lighting | 1 | 1 | 1 | 1 | 1 | 1 | 1 | 1 | 1 | 1 | 1
| 299 | Ext Ltg Dsgn_Com, E - ExtL | E, Exterior Lighting | 1 | 1 | 1 | 1 | 1 | 1 | 1 | 1 | 1 | 1 | 1
| 300 | Int Ltg Ctrls_Com, E - IntL [No Heat] | E, Interior Lighting | 0.12078 | 0.15321 | 0.08584 | 0.10472 | 0.051314 | 0.14723 | 0.060043 | 0.25528 | 0.12731 | 0.14104 | 0.1905
| 301 | Int Ltg Ctrls_Com, E - IntL [Electric Heat] | E, Interior Lighting | 0.13141 | 0.13141 | 0.11057 | 0.25889 | 0.061012 | 0.17049 | 0.20274 | 0.17554 | 0.15508 | 0.15508 | 0.10368
| 302 | Int Ltg Ctrls_Com, E/G - IntL | E, Interior Lighting | 0.57959 | 0.57959 | 0.57408 | 0.51567 | 0.49411 | 0.61697 | 0.56528 | 0.39944 | 0.58288 | 0.58288 | 0.56855
| 303 | Int Ltg Ctrls_Com, E/O - IntL | E, Interior Lighting | 0.16273 | 0.13031 | 0.22467 | 0.11902 | 0.39094 | 0.058105 | 0.15847 | 0.16579 | 0.1303 | 0.11657 | 0.13031
| 304 | Int Ltg Ctrls_Com, E/P - IntL | E, Interior Lighting | 0 | 0.0070407 | 0 | 0.0023498 | 0.00017469 | 0.017826 | 0.00083874 | 0.011834 | 0.0055161 | 0.0097866 | 0.016997
| 305 | Exit Sign RetFit_Com, E - IntL [No Heat] | E, Interior Lighting | 0.0016836 | 0.0021361 | 0.0010365 | 0.00049857 | 0.00033199 | 0.0024572 | 0.0020128 | 0.0039665 | 0.0014232 | 0.0015768 | 0.0034452
| 306 | Exit Sign RetFit_Com, E - IntL [Electric Heat] | E, Interior Lighting | 0.0018332 | 0.0018332 | 0.0013361 | 0.0012338 | 0.00039474 | 0.0028505 | 0.0068346 | 0.0027297 | 0.0017352 | 0.0017352 | 0.0018749
| 307 | Exit Sign RetFit_Com, E/G - IntL | E, Interior Lighting | 0.0081367 | 0.0081367 | 0.0069766 | 0.0024605 | 0.0032059 | 0.010394 | 0.019298 | 0.0062334 | 0.0065539 | 0.0065539 | 0.01037
| 308 | Exit Sign RetFit_Com, E/O - IntL | E, Interior Lighting | 0.0022712 | 0.0018187 | 0.0027187 | 0.00056685 | 0.0025348 | 0.00097001 | 0.0053346 | 0.0025783 | 0.0014579 | 0.0013043 | 0.0023602
| 309 | Exit Sign RetFit_Com, E/P - IntL | E, Interior Lighting | 0 | 9.8088e-05 | 0 | 1.1186e-05 | 1.1301e-06 | 0.0002975 | 2.8111e-05 | 0.00018387 | 6.1648e-05 | 0.00010937 | 0.00030711
| 310 | LED HiLo Bay_Com, E - IntL [No Heat] | E, Interior Lighting | 0.0054754 | 0.0069471 | 0.0028201 | 0.011418 | 0 | 8.8382e-07 | 0 | 0.0014061 | 0.0070897 | 0.0078548 | 0.097391
| 311 | LED HiLo Bay_Com, E - IntL [Electric Heat] | E, Interior Lighting | 0.0059622 | 0.0059622 | 0.0036354 | 0.028256 | 0 | 1.0253e-06 | 0 | 0.00096766 | 0.008644 | 0.008644 | 0.053003
| 312 | LED HiLo Bay_Com, E/G - IntL | E, Interior Lighting | 0.026463 | 0.026463 | 0.018982 | 0.056351 | 0 | 3.7385e-06 | 0 | 0.0022097 | 0.032648 | 0.032648 | 0.29315
| 313 | LED HiLo Bay_Com, E/O - IntL | E, Interior Lighting | 0.0073865 | 0.0059148 | 0.0073971 | 0.012982 | 0 | 3.489e-07 | 0 | 0.000914 | 0.0072624 | 0.0064973 | 0.066721
| 314 | LED HiLo Bay_Com, E/P - IntL | E, Interior Lighting | 0 | 0.00031901 | 0 | 0.00025619 | 0 | 1.0701e-07 | 0 | 6.518e-05 | 0.0003071 | 0.00054485 | 0.0086816
| 315 | Repl Scre_Com, E - IntL [No Heat] | E, Interior Lighting | 0.010472 | 0.013287 | 0.0096688 | 0.0056542 | 0.0036319 | 0.06375 | 0.012037 | 0.1425 | 0.029257 | 0.032414 | 0.012091
| 316 | Repl Scre_Com, E - IntL [Electric Heat] | E, Interior Lighting | 0.011403 | 0.011403 | 0.012464 | 0.013992 | 0.0043184 | 0.073954 | 0.040872 | 0.09807 | 0.035671 | 0.035671 | 0.0065802
| 317 | Repl Scre_Com, E/G - IntL | E, Interior Lighting | 0.050612 | 0.050612 | 0.065082 | 0.027904 | 0.035071 | 0.26966 | 0.1154 | 0.22395 | 0.13473 | 0.13473 | 0.036394
| 318 | Repl Scre_Com, E/O - IntL | E, Interior Lighting | 0.014127 | 0.011312 | 0.025361 | 0.0064286 | 0.02773 | 0.025166 | 0.031902 | 0.092631 | 0.029969 | 0.026812 | 0.0082832
| 319 | Repl Scre_Com, E/P - IntL | E, Interior Lighting | 0 | 0.00061012 | 0 | 0.00012686 | 1.2363e-05 | 0.0077184 | 0.00016811 | 0.0066058 | 0.0012673 | 0.0022484 | 0.0010778
| 320 | Lin LED Fixture_Com, E - IntL [No Heat] | E, Interior Lighting | 0.095714 | 0.12144 | 0.062913 | 0.070191 | 0.041899 | 0.063416 | 0.038561 | 0.078173 | 0.06576 | 0.072857 | 0.068787
| 321 | Lin LED Fixture_Com, E - IntL [Electric Heat] | E, Interior Lighting | 0.10422 | 0.10422 | 0.081101 | 0.1737 | 0.049819 | 0.073567 | 0.13094 | 0.053799 | 0.080177 | 0.080177 | 0.037436
| 322 | Lin LED Fixture_Com, E/G - IntL | E, Interior Lighting | 0.46259 | 0.46259 | 0.42348 | 0.34641 | 0.4046 | 0.26825 | 0.36971 | 0.12285 | 0.30283 | 0.30283 | 0.20705
| 323 | Lin LED Fixture_Com, E/O - IntL | E, Interior Lighting | 0.12912 | 0.10339 | 0.16502 | 0.079805 | 0.31991 | 0.025034 | 0.1022 | 0.050815 | 0.067362 | 0.060266 | 0.047125
| 324 | Lin LED Fixture_Com, E/P - IntL | E, Interior Lighting | 0 | 0.0055765 | 0 | 0.0015749 | 0.00014263 | 0.007678 | 0.00053855 | 0.0036238 | 0.0028485 | 0.0050537 | 0.0061318
| 325 | LED Tube Repl_Com, E - IntL [No Heat] | E, Interior Lighting | 0.095714 | 0.12144 | 0.062913 | 0.070191 | 0.035615 | 0.063416 | 0.038561 | 0.078173 | 0.06576 | 0.072857 | 0.068787
| 326 | LED Tube Repl_Com, E - IntL [Electric Heat] | E, Interior Lighting | 0.10422 | 0.10422 | 0.081101 | 0.1737 | 0.042346 | 0.073567 | 0.13094 | 0.053799 | 0.080177 | 0.080177 | 0.037436
| 327 | LED Tube Repl_Com, E/G - IntL | E, Interior Lighting | 0.46259 | 0.46259 | 0.42348 | 0.34641 | 0.34391 | 0.26825 | 0.36971 | 0.12285 | 0.30283 | 0.30283 | 0.20705
| 328 | LED Tube Repl_Com, E/O - IntL | E, Interior Lighting | 0.12912 | 0.10339 | 0.16502 | 0.079805 | 0.27192 | 0.025034 | 0.1022 | 0.050815 | 0.067362 | 0.060266 | 0.047125
| 329 | LED Tube Repl_Com, E/P - IntL | E, Interior Lighting | 0 | 0.0055765 | 0 | 0.0015749 | 0.00012124 | 0.007678 | 0.00053855 | 0.0036238 | 0.0028485 | 0.0050537 | 0.0061318
| 330 | Repl pin CFL wLED_Com, E - IntL [No Heat] | E, Interior Lighting | 0.0013546 | 0.0017187 | 0.0026468 | 7.1264e-05 | 0.001646 | 0.0032721 | 0.0022726 | 0.012877 | 0.0033624 | 0.0037252 | 0.001617
| 331 | Repl pin CFL wLED_Com, E - IntL [Electric Heat] | E, Interior Lighting | 0.001475 | 0.001475 | 0.003412 | 0.00017635 | 0.0019571 | 0.0037959 | 0.0077168 | 0.0088622 | 0.0040995 | 0.0040995 | 0.00088
| 332 | Repl pin CFL wLED_Com, E/G - IntL | E, Interior Lighting | 0.0065468 | 0.0065468 | 0.017816 | 0.0003517 | 0.015894 | 0.013841 | 0.021789 | 0.020237 | 0.015484 | 0.015484 | 0.0048672
| 333 | Repl pin CFL wLED_Com, E/O - IntL | E, Interior Lighting | 0.0018274 | 0.0014633 | 0.0069425 | 8.1024e-05 | 0.012567 | 0.0012917 | 0.0060232 | 0.0083707 | 0.0034443 | 0.0030814 | 0.0011078
| 334 | Repl pin CFL wLED_Com, E/P - IntL | E, Interior Lighting | 0 | 7.8921e-05 | 0 | 1.599e-06 | 5.603e-06 | 0.00039617 | 3.174e-05 | 0.00059694 | 0.00014564 | 0.0002584 | 0.00014414
| 335 | Refrig Case LED_Com, E - IntL | E, Interior Lighting | 0.01 | 0.01 | 0.02 | 0.1 | 0.02 | 0.02 | 0.01 | 0.01 | 0.1 | 0.1 | 0.01
| 336 | Refrig Case Ctrls_Com, E - IntL | E, Interior Lighting | 0.01 | 0.01 | 0.02 | 0.1 | 0.02 | 0.02 | 0.01 | 0.01 | 0.1 | 0.1 | 0.01
| 337 | Stair Occ Sensor_Com, E - IntL [No Heat] | E, Interior Lighting | 0.0051012 | 0.0064723 | 0.0034016 | 0.0042456 | 0.0022593 | 0.0034928 | 0.0020612 | 0.004249 | 0.0041317 | 0.0045775 | 0.0037208
| 338 | Stair Occ Sensor_Com, E - IntL [Electric Heat] | E, Interior Lighting | 0.0055547 | 0.0055547 | 0.004385 | 0.010506 | 0.0026863 | 0.0040519 | 0.0069988 | 0.0029242 | 0.0050375 | 0.0050375 | 0.002025
| 339 | Stair Occ Sensor_Com, E/G - IntL | E, Interior Lighting | 0.024655 | 0.024655 | 0.022897 | 0.020953 | 0.021816 | 0.014774 | 0.019762 | 0.0066774 | 0.019026 | 0.019026 | 0.0112
| 340 | Stair Occ Sensor_Com, E/O - IntL | E, Interior Lighting | 0.0068817 | 0.0055106 | 0.0089224 | 0.0048271 | 0.01725 | 0.0013788 | 0.0054628 | 0.002762 | 0.0042323 | 0.0037864 | 0.0025491
| 341 | Stair Occ Sensor_Com, E/P - IntL | E, Interior Lighting | 0 | 0.00029721 | 0 | 9.5258e-05 | 7.6908e-06 | 0.00042289 | 2.8787e-05 | 0.00019697 | 0.00017897 | 0.00031752 | 0.00033168
| 342 | Int Delamping_Com, E - IntL [No Heat] | E, Interior Lighting | 0.095714 | 0.12144 | 0.062913 | 0.070191 | 0.041899 | 0.063416 | 0.038561 | 0.078173 | 0.06576 | 0.072857 | 0.068787
| 343 | Int Delamping_Com, E - IntL [Electric Heat] | E, Interior Lighting | 0.10422 | 0.10422 | 0.081101 | 0.1737 | 0.049819 | 0.073567 | 0.13094 | 0.053799 | 0.080177 | 0.080177 | 0.037436
| 344 | Int Delamping_Com, E/G - IntL | E, Interior Lighting | 0.46259 | 0.46259 | 0.42348 | 0.34641 | 0.4046 | 0.26825 | 0.36971 | 0.12285 | 0.30283 | 0.30283 | 0.20705
| 345 | Int Delamping_Com, E/O - IntL | E, Interior Lighting | 0.12912 | 0.10339 | 0.16502 | 0.079805 | 0.31991 | 0.025034 | 0.1022 | 0.050815 | 0.067362 | 0.060266 | 0.047125
| 346 | Int Delamping_Com, E/P - IntL | E, Interior Lighting | 0 | 0.0055765 | 0 | 0.0015749 | 0.00014263 | 0.007678 | 0.00053855 | 0.0036238 | 0.0028485 | 0.0050537 | 0.0061318
| 347 | Int Ltg Dsgn_Com, E - IntL [No Heat] | E, Interior Lighting | 0.1209 | 0.1534 | 0.085887 | 0.10475 | 0.051333 | 0.14739 | 0.06012 | 0.25577 | 0.12741 | 0.14116 | 0.19086
| 348 | Int Ltg Dsgn_Com, E - IntL [Electric Heat] | E, Interior Lighting | 0.13165 | 0.13165 | 0.11072 | 0.25921 | 0.061036 | 0.17098 | 0.20414 | 0.17602 | 0.15534 | 0.15534 | 0.10387
| 349 | Int Ltg Dsgn_Com, E/G - IntL | E, Interior Lighting | 0.58434 | 0.58434 | 0.57812 | 0.51695 | 0.4957 | 0.62345 | 0.5764 | 0.40195 | 0.58673 | 0.58673 | 0.57451
| 350 | Int Ltg Dsgn_Com, E/O - IntL | E, Interior Lighting | 0.1631 | 0.13061 | 0.22528 | 0.11909 | 0.39194 | 0.058183 | 0.15934 | 0.16626 | 0.13052 | 0.11677 | 0.13076
| 351 | Int Ltg Dsgn_Com, E/P - IntL | E, Interior Lighting | 0 | 0.0070442 | 0 | 0.0023502 | 0.00017474 | 0.017845 | 0.00083965 | 0.011856 | 0.005519 | 0.0097916 | 0.017014

## Table E3
Table E3. Measure Applicability - Long Island/Hudson Valley
Return to List of Tables
| Meas | Measure Name | Primary Fuel End Use | Small Office | Large Office | Education | Grocery | Hospital | Food Service | Health Service | Lodging | Small Retail | Large Retail | Warehouse
| 1 | Room Air Conditioner_Com, E - Cool | E, Cooling | 0.19053 | 0.017692 | 0.12287 | 0.058258 | 0.024631 | 0.05808 | 0.056043 | 0.42537 | 0.083875 | 0.015982 | 0.033465
| 2 | Fast Acting Doors_Com, E - Cool | E, Cooling | 0 | 0 | 0 | 0 | 0 | 0 | 0 | 0 | 0 | 0 | 0.8
| 3 | Chiller Systems_Com, E - Cool | E, Cooling | 0 | 0.8162 | 0.19069 | 0.05 | 0.94413 | 0.05 | 0.12348 | 0.092427 | 0 | 0.086225 | 0
| 4 | Chiller Tuneup_Com, E - Cool | E, Cooling | 0 | 0.8162 | 0.19069 | 0.05 | 0.94413 | 0.05 | 0.12348 | 0.092427 | 0 | 0.086225 | 0
| 5 | Computer Room Air Conditioner_Com, E - Cool | E, Cooling | 0.1 | 0.15 | 0.05 | 0 | 0.05 | 0 | 0.1 | 0.02 | 0.01 | 0.03 | 0
| 6 | Mini Split Ductless AC_Com, E - Cool | E, Cooling | 0.19053 | 0.017692 | 0.12287 | 0.058258 | 0.024631 | 0.05808 | 0.056043 | 0.42537 | 0.083875 | 0.015982 | 0.033465
| 7 | Eff Unitary AC_Com, E - Cool | E, Cooling | 0.63582 | 0.13725 | 0.42191 | 0.8656 | 0.02581 | 0.79597 | 0.6097 | 0.33948 | 0.7742 | 0.74824 | 0.71297
| 8 | PTAC_Com, E - Cool | E, Cooling | 0.19053 | 0.017692 | 0.12287 | 0.058258 | 0.024631 | 0.05808 | 0.056043 | 0.42537 | 0.083875 | 0.015982 | 0.033465
| 9 | Unitary Equipment Economizer_Com, E - Cool | E, Cooling | 0.80947 | 0.16611 | 0.68644 | 0.94174 | 0.031236 | 0.94192 | 0.82048 | 0.4822 | 0.91613 | 0.89779 | 0.96654
| 10 | Guest Room EM_Com, E - Cool [Building w Elec Heat] | E, Cooling | 0 | 0 | 0 | 0 | 0 | 0 | 0 | 0.26617 | 0 | 0 | 0
| 11 | Guest Room EM_Com, E - Heat [Building w Elec Heat] | E, Space Heating | 0 | 0 | 0 | 0 | 0 | 0 | 0 | 1 | 0 | 0 | 0
| 12 | Guest Room EM_Com, E - Cool [Building w Gas Heat] | E, Cooling | 0 | 0 | 0 | 0 | 0 | 0 | 0 | 0.54352 | 0 | 0 | 0
| 13 | Guest Room EM_Com, G - Heat [Building w Gas Heat] | G, Space Heating | 0 | 0 | 0 | 0 | 0 | 0 | 0 | 1 | 0 | 0 | 0
| 14 | Guest Room EM_Com, E - Cool [Building w Oil Heat] | E, Cooling | 0 | 0 | 0 | 0 | 0 | 0 | 0 | 0.14624 | 0 | 0 | 0
| 15 | Guest Room EM_Com, O - Heat [Building w Oil Heat] | O, Space Heating | 0 | 0 | 0 | 0 | 0 | 0 | 0 | 0.34861 | 0 | 0 | 0
| 16 | Guest Room EM_Com, E - Cool [Building w Propane Heat] | E, Cooling | 0 | 0 | 0 | 0 | 0 | 0 | 0 | 0.044071 | 0 | 0 | 0
| 17 | Guest Room EM_Com, P - Heat [Building w Propane Heat] | Prp, Space Heating | 0 | 0 | 0 | 0 | 0 | 0 | 0 | 0.65139 | 0 | 0 | 0
| 18 | AC Tuneup_Com, E - Cool [ASHP] | E, Cooling | 0.17364 | 0.028858 | 0.26453 | 0.076142 | 0.0054265 | 0.14595 | 0.21078 | 0.14272 | 0.14193 | 0.14955 | 0.25356
| 19 | AC Tuneup_Com, E - Heat [ASHP] | E, Space Heating | 0.55262 | 0.27269 | 0.5356 | 0.59913 | 0.45079 | 0.73382 | 0.83779 | 0.77697 | 0.72809 | 0.24508 | 0.93113
| 20 | AC Tuneup_Com, E - Cool [Unitary AC] | E, Cooling | 0.63582 | 0.13725 | 0.42191 | 0.8656 | 0.02581 | 0.79597 | 0.6097 | 0.33948 | 0.7742 | 0.74824 | 0.71297
| 21 | DCV_Com, E - Cool [Building w Elec Heat] | E, Cooling | 0.10773 | 0.13073 | 0.11673 | 0.12533 | 0.12981 | 0.12535 | 0.12563 | 0.076474 | 0.12192 | 0.13096 | 0.12863
| 22 | DCV_Com, E - Heat [Building w Elec Heat] | E, Space Heating | 0.33021 | 0.19977 | 0.34385 | 0.34958 | 0.22539 | 0 | 0.45429 | 0.44635 | 0.44662 | 0.14669 | 0.48118
| 23 | DCV_Com, E - Vent [Building w Elec Heat] | E, Ventilation | 0.13308 | 0.13308 | 0.13308 | 0.13308 | 0.13308 | 0 | 0.13308 | 0.13308 | 0.13308 | 0.13308 | 0.13308
| 24 | DCV_Com, E - Cool [Building w Gas Heat] | E, Cooling | 0.21998 | 0.26695 | 0.23837 | 0.25593 | 0.26507 | 0.25598 | 0.25653 | 0.15616 | 0.24897 | 0.26742 | 0.26267
| 25 | DCV_Com, G - Heat [Building w Gas Heat] | G, Space Heating | 0.46882 | 0.48514 | 0.49223 | 0.3952 | 0.5 | 0 | 0.4553 | 0.46977 | 0.39213 | 0.43485 | 0.33056
| 26 | DCV_Com, E - Vent [Building w Gas Heat] | E, Ventilation | 0.27176 | 0.27176 | 0.27176 | 0.27176 | 0.27176 | 0 | 0.27176 | 0.27176 | 0.27176 | 0.27176 | 0.27176
| 27 | DCV_Com, E - Cool [Building w Oil Heat] | E, Cooling | 0.059187 | 0.071825 | 0.064135 | 0.068859 | 0.071318 | 0.068872 | 0.069021 | 0.042016 | 0.066986 | 0.071951 | 0.070672
| 28 | DCV_Com, O - Heat [Building w Oil Heat] | O, Space Heating | 0.20973 | 0.31887 | 0.27001 | 0.26355 | 0.4986 | 0 | 0.31813 | 0.17431 | 0.23582 | 0.46613 | 0.32386
| 29 | DCV_Com, E - Vent [Building w Oil Heat] | E, Ventilation | 0.073119 | 0.073119 | 0.073119 | 0.073119 | 0.073119 | 0 | 0.073119 | 0.073119 | 0.073119 | 0.073119 | 0.073119
| 30 | DCV_Com, E - Cool [Building w Propane Heat] | E, Cooling | 0.017837 | 0.021646 | 0.019328 | 0.020752 | 0.021493 | 0.020756 | 0.020801 | 0.012662 | 0.020187 | 0.021684 | 0.021298
| 31 | DCV_Com, P - Heat [Building w Propane Heat] | Prp, Space Heating | 0.17501 | 0.019635 | 0.20933 | 0.16597 | 0.0014008 | 0 | 0.13889 | 0.12229 | 0.12898 | 0.031192 | 0.12851
| 32 | DCV_Com, E - Vent [Building w Propane Heat] | E, Ventilation | 0.022036 | 0.022036 | 0.022036 | 0.022036 | 0.022036 | 0 | 0.022036 | 0.022036 | 0.022036 | 0.022036 | 0.022036
| 33 | Controls for Unitary AC_Com, E - Cool | E, Cooling | 0.63582 | 0.13725 | 0.42191 | 0.8656 | 0.02581 | 0.79597 | 0.6097 | 0.33948 | 0.7742 | 0.74824 | 0.71297
| 34 | Optimized Unitary AC Sys_Com, E - Cool [Building w Elec Heat] | E, Cooling | 0.16924 | 0.036533 | 0.1123 | 0.23039 | 0.0068697 | 0.21186 | 0.16228 | 0.090359 | 0.20607 | 0.19916 | 0.18977
| 35 | Optimized Unitary AC Sys_Com, E - Heat [Building w Elec Heat] | E, Space Heating | 0.66042 | 0.39954 | 0.6877 | 0.69917 | 0.45079 | 0.86365 | 0.90858 | 0.89271 | 0.89324 | 0.29338 | 0.96236
| 36 | Optimized Unitary AC Sys_Com, E - Cool [Building w Gas Heat] | E, Cooling | 0.34559 | 0.074601 | 0.22932 | 0.47047 | 0.014028 | 0.43263 | 0.33138 | 0.18452 | 0.42079 | 0.40669 | 0.38752
| 37 | Optimized Unitary AC Sys_Com, G - Heat [Building w Gas Heat] | G, Space Heating | 0.93765 | 0.97028 | 0.98447 | 0.79039 | 1 | 0.88781 | 0.91061 | 0.93954 | 0.78427 | 0.86969 | 0.66112
| 38 | Optimized Unitary AC Sys_Com, E - Cool [Building w Oil Heat] | E, Cooling | 0.092982 | 0.020072 | 0.061699 | 0.12658 | 0.0037744 | 0.1164 | 0.089161 | 0.049645 | 0.11322 | 0.10942 | 0.10426
| 39 | Optimized Unitary AC Sys_Com, O - Heat [Building w Oil Heat] | O, Space Heating | 0.41946 | 0.63774 | 0.54002 | 0.5271 | 0.9972 | 0.43734 | 0.63626 | 0.34861 | 0.47163 | 0.93226 | 0.64771
| 40 | Optimized Unitary AC Sys_Com, E - Cool [Building w Propane Heat] | E, Cooling | 0.028022 | 0.006049 | 0.018594 | 0.038148 | 0.0011375 | 0.035079 | 0.02687 | 0.014961 | 0.03412 | 0.032976 | 0.031422
| 41 | Optimized Unitary AC Sys_Com, P - Heat [Building w Propane Heat] | Prp, Space Heating | 0.35002 | 0.03927 | 0.41865 | 0.33195 | 0.0028016 | 0.32583 | 0.27779 | 0.24459 | 0.25796 | 0.062385 | 0.25702
| 42 | Optimized Chiller Sys_Com, E - Cool | E, Cooling | 0 | 0.8162 | 0.19069 | 0.05 | 0.94413 | 0.05 | 0.12348 | 0.092427 | 0 | 0.086225 | 0
| 43 | Cool Roof_Com, E - Cool [Building w Elec Heat] | E, Cooling | 0.26617 | 0.26617 | 0.26617 | 0.26617 | 0.26617 | 0.26617 | 0.26617 | 0.26617 | 0.26617 | 0.26617 | 0.26617
| 44 | Cool Roof_Com, E - Heat [Building w Elec Heat] | E, Space Heating | 1 | 1 | 1 | 1 | 1 | 1 | 1 | 1 | 1 | 1 | 1
| 45 | Cool Roof_Com, E - Cool [Building w Gas Heat] | E, Cooling | 0.54352 | 0.54352 | 0.54352 | 0.54352 | 0.54352 | 0.54352 | 0.54352 | 0.54352 | 0.54352 | 0.54352 | 0.54352
| 46 | Cool Roof_Com, G - Heat [Building w Gas Heat] | G, Space Heating | 1 | 1 | 1 | 1 | 1 | 1 | 1 | 1 | 1 | 1 | 1
| 47 | Cool Roof_Com, E - Cool [Building w Oil Heat] | E, Cooling | 0.14624 | 0.14624 | 0.14624 | 0.14624 | 0.14624 | 0.14624 | 0.14624 | 0.14624 | 0.14624 | 0.14624 | 0.14624
| 48 | Cool Roof_Com, O - Heat [Building w Oil Heat] | O, Space Heating | 0.41946 | 0.63774 | 0.54002 | 0.5271 | 0.9972 | 0.43734 | 0.63626 | 0.34861 | 0.47163 | 0.93226 | 0.64771
| 49 | Cool Roof_Com, E - Cool [Building w Propane Heat] | E, Cooling | 0.044071 | 0.044071 | 0.044071 | 0.044071 | 0.044071 | 0.044071 | 0.044071 | 0.044071 | 0.044071 | 0.044071 | 0.044071
| 50 | Cool Roof_Com, P - Heat [Building w Propane Heat] | Prp, Space Heating | 0.58054 | 0.36226 | 0.45998 | 0.4729 | 0.0028016 | 0.56266 | 0.36374 | 0.65139 | 0.52837 | 0.067738 | 0.35229
| 51 | GSHP_Com, E - Cool | E, Cooling | 0.17364 | 0.028858 | 0.26453 | 0.076142 | 0.0054265 | 0.14595 | 0.21078 | 0.14272 | 0.14193 | 0.14955 | 0.25356
| 52 | GSHP_Com, E - Heat | E, Space Heating | 0.55262 | 0.27269 | 0.5356 | 0.59913 | 0.45079 | 0.73382 | 0.83779 | 0.77697 | 0.72809 | 0.24508 | 0.93113
| 55 | Unitary HP_Com, E - Cool | E, Cooling | 0.17364 | 0.028858 | 0.26453 | 0.076142 | 0.0054265 | 0.14595 | 0.21078 | 0.14272 | 0.14193 | 0.14955 | 0.25356
| 56 | Unitary HP_Com, E - Heat | E, Space Heating | 0.55262 | 0.27269 | 0.5356 | 0.59913 | 0.45079 | 0.73382 | 0.83779 | 0.77697 | 0.72809 | 0.24508 | 0.93113
| 57 | PTHP_Com, E - Cool | E, Cooling | 0.19053 | 0.017692 | 0.12287 | 0.058258 | 0.024631 | 0.05808 | 0.056043 | 0.42537 | 0.083875 | 0.015982 | 0.033465
| 58 | PTHP_Com, E - Heat | E, Space Heating | 0.44738 | 0.72731 | 0.4644 | 0.40087 | 0.41685 | 0.26618 | 0.16221 | 0.22303 | 0.27191 | 0.75492 | 0.068868
| 59 | Minisplit Ductless HP_Com, E - Cool | E, Cooling | 0.19053 | 0.017692 | 0.12287 | 0.058258 | 0.024631 | 0.05808 | 0.056043 | 0.42537 | 0.083875 | 0.015982 | 0.033465
| 60 | Minisplit Ductless HP_Com, E - Heat | E, Space Heating | 0.44738 | 0.72731 | 0.4644 | 0.40087 | 0.41685 | 0.26618 | 0.16221 | 0.22303 | 0.27191 | 0.75492 | 0.068868
| 61 | Programmable TStat_Com, E - Cool [Building w Elec Heat] | E, Cooling | 0.26617 | 0.048923 | 0.21541 | 0.26617 | 0.01487 | 0.26617 | 0.2333 | 0.24157 | 0.26617 | 0.24322 | 0.26617
| 62 | Programmable TStat_Com, E - Heat [Building w Elec Heat] | E, Space Heating | 0.37802 | 0.10142 | 0.09214 | 0.86741 | 0.2428 | 0.63286 | 0.62578 | 0.30956 | 0.65792 | 0.4082 | 0.91
| 63 | Programmable TStat_Com, E - Cool [Building w Gas Heat] | E, Cooling | 0.54352 | 0.099902 | 0.43988 | 0.54352 | 0.030365 | 0.54352 | 0.47641 | 0.49329 | 0.54352 | 0.49666 | 0.54352
| 64 | Programmable TStat_Com, G - Heat [Building w Gas Heat] | G, Space Heating | 0.37802 | 0.10142 | 0.09214 | 0.86741 | 0.2428 | 0.63286 | 0.62578 | 0.30956 | 0.65792 | 0.4082 | 0.91
| 65 | Programmable TStat_Com, E - Cool [Building w Propane Heat] | E, Cooling | 0.14624 | 0.026879 | 0.11835 | 0.14624 | 0.00817 | 0.14624 | 0.12818 | 0.13272 | 0.14624 | 0.13363 | 0.14624
| 66 | Programmable TStat_Com, P - Heat [Building w Propane Heat] | Prp, Space Heating | 0.21946 | 0.036739 | 0.042383 | 0.4102 | 0.00068022 | 0.35609 | 0.22763 | 0.20164 | 0.34762 | 0.02765 | 0.32058
| 67 | Programmable TStat_Com, E - Cool [Building w Oil Heat] | E, Cooling | 0.044071 | 0.0081005 | 0.035667 | 0.044071 | 0.0024622 | 0.044071 | 0.03863 | 0.039998 | 0.044071 | 0.040271 | 0.044071
| 68 | Programmable TStat_Com, O - Heat [Building w Oil Heat] | O, Space Heating | 0.15856 | 0.064676 | 0.049757 | 0.45721 | 0.24212 | 0.27677 | 0.39816 | 0.10792 | 0.3103 | 0.38055 | 0.58942
| 69 | Smart TStat_Com, E - Cool [Building w Elec Heat] | E, Cooling | 0.26617 | 0.048923 | 0.21541 | 0.26617 | 0.01487 | 0.26617 | 0.2333 | 0.24157 | 0.26617 | 0.24322 | 0.26617
| 70 | Smart TStat_Com, E - Heat [Building w Elec Heat] | E, Space Heating | 0.37802 | 0.10142 | 0.09214 | 0.86741 | 0.2428 | 0.63286 | 0.62578 | 0.30956 | 0.65792 | 0.4082 | 0.91
| 71 | Smart TStat_Com, E - Cool [Building w Gas Heat] | E, Cooling | 0.54352 | 0.099902 | 0.43988 | 0.54352 | 0.030365 | 0.54352 | 0.47641 | 0.49329 | 0.54352 | 0.49666 | 0.54352
| 72 | Smart TStat_Com, G - Heat [Building w Gas Heat] | G, Space Heating | 0.37802 | 0.10142 | 0.09214 | 0.86741 | 0.2428 | 0.63286 | 0.62578 | 0.30956 | 0.65792 | 0.4082 | 0.91
| 73 | Smart TStat_Com, E - Cool [Building w Propane Heat] | E, Cooling | 0.14624 | 0.026879 | 0.11835 | 0.14624 | 0.00817 | 0.14624 | 0.12818 | 0.13272 | 0.14624 | 0.13363 | 0.14624
| 74 | Smart TStat_Com, P - Heat [Building w Propane Heat] | Prp, Space Heating | 0.21946 | 0.036739 | 0.042383 | 0.4102 | 0.00068022 | 0.35609 | 0.22763 | 0.20164 | 0.34762 | 0.02765 | 0.32058
| 75 | Smart TStat_Com, E - Cool [Building w Oil Heat] | E, Cooling | 0.044071 | 0.0081005 | 0.035667 | 0.044071 | 0.0024622 | 0.044071 | 0.03863 | 0.039998 | 0.044071 | 0.040271 | 0.044071
| 76 | Smart TStat_Com, O - Heat [Building w Oil Heat] | O, Space Heating | 0.15856 | 0.064676 | 0.049757 | 0.45721 | 0.24212 | 0.27677 | 0.39816 | 0.10792 | 0.3103 | 0.38055 | 0.58942
| 77 | Boiler Blowdown Controls_Com, G - Heat | G, Space Heating | 0.62198 | 0.89858 | 0.90786 | 0.13259 | 0.7572 | 0.36714 | 0.37422 | 0.69044 | 0.34208 | 0.5918 | 0.089996
| 78 | Boiler Blowdown Controls_Com, O - Heat | O, Space Heating | 0.14626 | 0.014045 | 0.044982 | 0.25245 | 0.021625 | 0.14369 | 0.16042 | 0.070915 | 0.24994 | 0.15522 | 0.24741
| 79 | Boiler Blowdown Controls_Com, P - Heat | Prp, Space Heating | 0.11821 | 0.033953 | 0.25645 | 0.10272 | 0 | 0.198 | 0.20597 | 0.15529 | 0.14119 | 0.055748 | 0.15626
| 80 | Boiler Modifications_Com, G - Heat | G, Space Heating | 0.62198 | 0.89858 | 0.90786 | 0.13259 | 0.7572 | 0.36714 | 0.37422 | 0.69044 | 0.34208 | 0.5918 | 0.089996
| 81 | Boiler Modifications_Com, O - Heat | O, Space Heating | 0.14626 | 0.014045 | 0.044982 | 0.25245 | 0.021625 | 0.14369 | 0.16042 | 0.070915 | 0.24994 | 0.15522 | 0.24741
| 82 | Boiler Modifications_Com, P - Heat | Prp, Space Heating | 0.11821 | 0.033953 | 0.25645 | 0.10272 | 0 | 0.198 | 0.20597 | 0.15529 | 0.14119 | 0.055748 | 0.15626
| 83 | Boilers_Com, G - Heat | G, Space Heating | 0.62198 | 0.89858 | 0.90786 | 0.13259 | 0.7572 | 0.36714 | 0.37422 | 0.69044 | 0.34208 | 0.5918 | 0.089996
| 84 | Boilers_Com, O - Heat | O, Space Heating | 0.14626 | 0.014045 | 0.044982 | 0.25245 | 0.021625 | 0.14369 | 0.16042 | 0.070915 | 0.24994 | 0.15522 | 0.24741
| 85 | Boilers_Com, P - Heat | Prp, Space Heating | 0.11821 | 0.033953 | 0.25645 | 0.10272 | 0 | 0.198 | 0.20597 | 0.15529 | 0.14119 | 0.055748 | 0.15626
| 86 | Furnace_Com, G - Heat | G, Space Heating | 0.31567 | 0.071693 | 0.076608 | 0.65781 | 0.2428 | 0.52067 | 0.53639 | 0.24911 | 0.44219 | 0.27789 | 0.57113
| 87 | Furnace_Com, O - Heat | O, Space Heating | 0.2732 | 0.62369 | 0.49504 | 0.27464 | 0.97557 | 0.29364 | 0.47584 | 0.2777 | 0.22169 | 0.77704 | 0.4003
| 88 | Furnace_Com, P - Heat | Prp, Space Heating | 0.23182 | 0.0053173 | 0.1622 | 0.22923 | 0.0028016 | 0.12783 | 0.071819 | 0.089299 | 0.11677 | 0.0066365 | 0.10076
| 89 | Unit Heater_Com, G - Heat | G, Space Heating | 0.056683 | 0.026462 | 0.012164 | 0.19589 | 0 | 0.11064 | 0.086983 | 0.060457 | 0.19166 | 0.11945 | 0.29726
| 90 | Unit Heater_Com, P - Heat | Prp, Space Heating | 0.18358 | 0.13748 | 0.04133 | 0.14095 | 0 | 0.23684 | 0 | 0.404 | 0.2608 | 0.0053527 | 0.095271
| 91 | Destratification Fans_Com, G - Heat | G, Space Heating | 0 | 0 | 0.2 | 0.25 | 0 | 0.5 | 0 | 0.25 | 0 | 0.5 | 1
| 92 | Destratification Fans_Com, O - Heat | O, Space Heating | 0 | 0 | 0.108 | 0.13177 | 0 | 0.21867 | 0 | 0.087154 | 0 | 0.46613 | 0.64771
| 93 | Destratification Fans_Com, P - Heat | Prp, Space Heating | 0 | 0 | 0.091997 | 0.11823 | 0 | 0.28133 | 0 | 0.16285 | 0 | 0.033869 | 0.35229
| 94 | Energy Recovery Ventilator_Com, G - Heat | G, Space Heating | 0.4 | 0.4 | 0.4 | 0.4 | 0.4 | 0 | 0.4 | 0.4 | 0.4 | 0.4 | 0.4
| 95 | Energy Recovery Ventilator_Com, O - Heat | O, Space Heating | 0.16778 | 0.2551 | 0.21601 | 0.21084 | 0.39888 | 0 | 0.2545 | 0.13945 | 0.18865 | 0.3729 | 0.25908
| 96 | Energy Recovery Ventilator_Com, P - Heat | Prp, Space Heating | 0.23222 | 0.1449 | 0.18399 | 0.18916 | 0.0011206 | 0 | 0.1455 | 0.26055 | 0.21135 | 0.027095 | 0.14092
| 97 | Forced Air Heating Maintenance_Com, G - Heat | G, Space Heating | 0.31567 | 0.071693 | 0.076608 | 0.65781 | 0.2428 | 0.52067 | 0.53639 | 0.24911 | 0.44219 | 0.27789 | 0.57113
| 98 | Forced Air Heating Maintenance_Com, O - Heat | O, Space Heating | 0.2732 | 0.62369 | 0.49504 | 0.27464 | 0.97557 | 0.29364 | 0.47584 | 0.2777 | 0.22169 | 0.77704 | 0.4003
| 99 | Forced Air Heating Maintenance_Com, P - Heat | Prp, Space Heating | 0.23182 | 0.0053173 | 0.1622 | 0.22923 | 0.0028016 | 0.12783 | 0.071819 | 0.089299 | 0.11677 | 0.0066365 | 0.10076
| 100 | Infrared Heater_Com, G - Heat | G, Space Heating | 0.0056708 | 0.0032606 | 0.0033688 | 0.013723 | 0 | 0.0015519 | 0.0024093 | 0 | 0.02407 | 0.010856 | 0.041619
| 101 | Infrared Heater_Com, P - Heat | Prp, Space Heating | 0.046945 | 0.18551 | 0 | 0 | 0 | 0 | 0.085958 | 0.0027977 | 0.0096018 | 0 | 0
| 102 | Steam Trap Maintenance_Com, G - Heat | G, Space Heating | 0.12183 | 0.17602 | 0.17783 | 0.025971 | 0.14832 | 0.071917 | 0.073303 | 0.13525 | 0.067007 | 0.11592 | 0.017629
| 103 | Steam Trap Maintenance_Com, O - Heat | O, Space Heating | 0.025507 | 0.0024495 | 0.0078446 | 0.044027 | 0.0037713 | 0.025059 | 0.027976 | 0.012367 | 0.043589 | 0.02707 | 0.043148
| 104 | Steam Trap Maintenance_Com, P - Heat | Prp, Space Heating | 0 | 0 | 0 | 0 | 0 | 0 | 0 | 0 | 0 | 0 | 0
| 105 | Windows_Com, E - Cool [Building w Elec Heat] | E, Cooling | 0.26617 | 0.26617 | 0.26617 | 0.26617 | 0.26617 | 0.26617 | 0.26617 | 0.26617 | 0.26617 | 0.26617 | 0.26617
| 106 | Windows_Com, E - Heat [Building w Elec Heat] | E, Space Heating | 1 | 1 | 1 | 1 | 1 | 1 | 1 | 1 | 1 | 1 | 1
| 107 | Windows_Com, E - Cool [Building w Gas Heat] | E, Cooling | 0.54352 | 0.54352 | 0.54352 | 0.54352 | 0.54352 | 0.54352 | 0.54352 | 0.54352 | 0.54352 | 0.54352 | 0.54352
| 108 | Windows_Com, G - Heat [Building w Gas Heat] | G, Space Heating | 1 | 1 | 1 | 1 | 1 | 1 | 1 | 1 | 1 | 1 | 1
| 109 | Windows_Com, E - Cool [Building w Oil Heat] | E, Cooling | 0.14624 | 0.14624 | 0.14624 | 0.14624 | 0.14624 | 0.14624 | 0.14624 | 0.14624 | 0.14624 | 0.14624 | 0.14624
| 110 | Windows_Com, O - Heat [Building w Oil Heat] | O, Space Heating | 0.41946 | 0.63774 | 0.54002 | 0.5271 | 0.9972 | 0.43734 | 0.63626 | 0.34861 | 0.47163 | 0.93226 | 0.64771
| 111 | Windows_Com, E - Cool [Building w Propane Heat] | E, Cooling | 0.044071 | 0.044071 | 0.044071 | 0.044071 | 0.044071 | 0.044071 | 0.044071 | 0.044071 | 0.044071 | 0.044071 | 0.044071
| 112 | Windows_Com, P - Heat [Building w Propane Heat] | Prp, Space Heating | 0.58054 | 0.36226 | 0.45998 | 0.4729 | 0.0028016 | 0.56266 | 0.36374 | 0.65139 | 0.52837 | 0.067738 | 0.35229
| 113 | Window Film_Com, E - Cool [Building w Elec Heat] | E, Cooling | 0.26617 | 0.26617 | 0.26617 | 0.26617 | 0.26617 | 0.26617 | 0.26617 | 0.26617 | 0.26617 | 0.26617 | 0.26617
| 114 | Window Film_Com, E - Heat [Building w Elec Heat] | E, Space Heating | 1 | 1 | 1 | 1 | 1 | 1 | 1 | 1 | 1 | 1 | 1
| 115 | Window Film_Com, E - Cool [Building w Gas Heat] | E, Cooling | 0.54352 | 0.54352 | 0.54352 | 0.54352 | 0.54352 | 0.54352 | 0.54352 | 0.54352 | 0.54352 | 0.54352 | 0.54352
| 116 | Window Film_Com, G - Heat [Building w Gas Heat] | G, Space Heating | 1 | 1 | 1 | 1 | 1 | 1 | 1 | 1 | 1 | 1 | 1
| 117 | Window Film_Com, E - Cool [Building w Oil Heat] | E, Cooling | 0.14624 | 0.14624 | 0.14624 | 0.14624 | 0.14624 | 0.14624 | 0.14624 | 0.14624 | 0.14624 | 0.14624 | 0.14624
| 118 | Window Film_Com, O - Heat [Building w Oil Heat] | O, Space Heating | 0.41946 | 0.63774 | 0.54002 | 0.5271 | 0.9972 | 0.43734 | 0.63626 | 0.34861 | 0.47163 | 0.93226 | 0.64771
| 119 | Window Film_Com, E - Cool [Building w Propane Heat] | E, Cooling | 0.044071 | 0.044071 | 0.044071 | 0.044071 | 0.044071 | 0.044071 | 0.044071 | 0.044071 | 0.044071 | 0.044071 | 0.044071
| 120 | Window Film_Com, P - Heat [Building w Propane Heat] | Prp, Space Heating | 0.58054 | 0.36226 | 0.45998 | 0.4729 | 0.0028016 | 0.56266 | 0.36374 | 0.65139 | 0.52837 | 0.067738 | 0.35229
| 121 | Motors and Fans_Com, E - Vent | E, Ventilation | 1 | 1 | 1 | 1 | 1 | 1 | 1 | 1 | 1 | 1 | 1
| 122 | ECM Furnace Motors_Com, E - Vent | E, Ventilation | 0.0875 | 0.125 | 0.1 | 0.1 | 0.125 | 0.1 | 0.125 | 0.0875 | 0.0875 | 0.125 | 0.15
| 123 | VFD on HVAC System_Com, E - Vent | E, Ventilation | 0.76 | 0.95 | 0.8 | 0.77 | 0.95 | 0.76 | 0.95 | 0.78 | 0.75 | 0.82 | 0.85
| 124 | Kitchen DCV_Com, E - Vent [Building w Elec Heat] | E, Ventilation | 0.0025242 | 0.0051306 | 0.0050239 | 0.0184 | 0.031007 | 0.053234 | 0.0015639 | 0.040793 | 0.0007129 | 0.0016799 | 0.00072113
| 125 | Kitchen DCV_Com, E - Heat [Building w Elec Heat] | E, Space Heating | 0.0094834 | 0.019276 | 0.018875 | 0.069129 | 0.11649 | 0.71564 | 0.0058757 | 0.15326 | 0.0026784 | 0.0063116 | 0.0027093
| 126 | Kitchen DCV_Com, E - Vent [Building w Gas Heat] | E, Ventilation | 0.0051544 | 0.010477 | 0.010259 | 0.037573 | 0.063318 | 0.1087 | 0.0031936 | 0.083301 | 0.0014558 | 0.0034305 | 0.0014726
| 127 | Kitchen DCV_Com, G - Heat [Building w Gas Heat] | G, Space Heating | 0.0094834 | 0.019276 | 0.018875 | 0.069129 | 0.11649 | 0.71564 | 0.0058757 | 0.15326 | 0.0026784 | 0.0063116 | 0.0027093
| 128 | Kitchen DCV_Com, E - Vent [Building w Oil Heat] | E, Ventilation | 0.0013868 | 0.0028189 | 0.0027602 | 0.010109 | 0.017036 | 0.029248 | 0.00085925 | 0.022413 | 0.00039168 | 0.000923 | 0.0003962
| 129 | Kitchen DCV_Com, O - Heat [Building w Oil Heat] | O, Space Heating | 0.0039778 | 0.012293 | 0.010193 | 0.036437 | 0.11617 | 0.31297 | 0.0037384 | 0.053429 | 0.0012632 | 0.0058841 | 0.0017549
| 130 | Kitchen DCV_Com, E - Vent [Building w Oil Heat] | E, Ventilation | 0.0013868 | 0.0028189 | 0.0027602 | 0.010109 | 0.017036 | 0.029248 | 0.00085925 | 0.022413 | 0.00039168 | 0.000923 | 0.0003962
| 131 | Kitchen DCV_Com, P - Heat [Building w Propane Heat] | Prp, Space Heating | 0.0055055 | 0.0069829 | 0.0086821 | 0.032691 | 0.00032637 | 0.40266 | 0.0021372 | 0.099833 | 0.0014152 | 0.00042753 | 0.00095446
| 132 | Duct Sealing Regulated_Com, E - Vent [Building w Elec Heat] | E, Ventilation | 0.21293 | 0.21293 | 0.21293 | 0.21293 | 0.21293 | 0.21293 | 0.21293 | 0.21293 | 0.21293 | 0.21293 | 0.21293
| 133 | Duct Sealing Regulated_Com, E - Heat [Building w Elec Heat] | E, Space Heating | 1 | 1 | 1 | 1 | 1 | 1 | 1 | 1 | 1 | 1 | 1
| 134 | Duct Sealing Regulated_Com, E - Cool [Building w Elec Heat] | E, Cooling | 0.21545 | 0.044214 | 0.18271 | 0.25066 | 0.0083141 | 0.25071 | 0.21839 | 0.12835 | 0.24384 | 0.23896 | 0.25726
| 135 | Duct Sealing Regulated_Com, E - Vent [Building w Gas Heat] | E, Ventilation | 0.43482 | 0.43482 | 0.43482 | 0.43482 | 0.43482 | 0.43482 | 0.43482 | 0.43482 | 0.43482 | 0.43482 | 0.43482
| 136 | Duct Sealing Regulated_Com, G - Heat [Building w Gas Heat] | G, Space Heating | 1 | 1 | 1 | 1 | 1 | 1 | 1 | 1 | 1 | 1 | 1
| 137 | Duct Sealing Regulated_Com, E - Cool [Building w Gas Heat] | E, Cooling | 0.43996 | 0.090286 | 0.37309 | 0.51186 | 0.016978 | 0.51195 | 0.44595 | 0.26209 | 0.49793 | 0.48797 | 0.52533
| 138 | Duct Sealing Non Regulated_Com, E - Vent [Building w Oil Heat] | E, Ventilation | 0.11699 | 0.11699 | 0.11699 | 0.11699 | 0.11699 | 0.11699 | 0.11699 | 0.11699 | 0.11699 | 0.11699 | 0.11699
| 139 | Duct Sealing Non Regulated_Com, O - Heat [Building w Oil Heat] | O, Space Heating | 0.41946 | 0.63774 | 0.54002 | 0.5271 | 0.9972 | 0.43734 | 0.63626 | 0.34861 | 0.47163 | 0.93226 | 0.64771
| 140 | Duct Sealing Non Regulated_Com, E - Cool [Building w Oil Heat] | E, Cooling | 0.11837 | 0.024292 | 0.10038 | 0.13772 | 0.0045679 | 0.13774 | 0.11999 | 0.070517 | 0.13397 | 0.13129 | 0.14134
| 141 | Duct Sealing Non Regulated_Com, E - Vent [Building w Propane Heat] | E, Ventilation | 0.035257 | 0.035257 | 0.035257 | 0.035257 | 0.035257 | 0.035257 | 0.035257 | 0.035257 | 0.035257 | 0.035257 | 0.035257
| 142 | Duct Sealing Non Regulated_Com, P - Heat [Building w Propane Heat] | Prp, Space Heating | 0.58054 | 0.36226 | 0.45998 | 0.4729 | 0.0028016 | 0.56266 | 0.36374 | 0.65139 | 0.52837 | 0.067738 | 0.35229
| 143 | Duct Sealing Non Regulated_Com, E - Cool [Building w Propane Heat] | E, Cooling | 0.035674 | 0.0073208 | 0.030252 | 0.041504 | 0.0013766 | 0.041512 | 0.03616 | 0.021251 | 0.040375 | 0.039567 | 0.042597
| 144 | Power Strip_Com, E - Plug [Tier 1] | E, Plug Loads | 0.65551 | 0.65551 | 0.78722 | 0.56731 | 0.69315 | 0.4064 | 0.60287 | 0.22703 | 0.56731 | 0.56731 | 0.58933
| 145 | Power Strip_Com, E - Plug [Tier 2] | E, Plug Loads | 0.65551 | 0.65551 | 0.78722 | 0.56731 | 0.69315 | 0.4064 | 0.60287 | 0.22703 | 0.56731 | 0.56731 | 0.58933
| 146 | Computer Power Management_Com, E - Plug | E, Plug Loads | 0.35984 | 0.35984 | 0.55407 | 0.2014 | 0.34877 | 0.11553 | 0.27557 | 0.12426 | 0.2014 | 0.2014 | 0.25917
| 147 | Vending Machine Controls_Com, E - Plug [Non-Refrigerated] | E, Plug Loads | 0.0071261 | 0.0071261 | 0.014962 | 0.026081 | 0.010773 | 0.029518 | 0.0069969 | 0.018592 | 0.026081 | 0.026081 | 0.021576
| 148 | Vending Machine Controls_Com, E - Plug [Refrigerated] | E, Plug Loads | 0.021378 | 0.021378 | 0.044885 | 0.078242 | 0.032318 | 0.088555 | 0.020991 | 0.055775 | 0.078242 | 0.078242 | 0.064729
| 149 | Ovens_Com, E - Cook | E, Cooking | 0.68121 | 0.68121 | 0.68121 | 0.68121 | 0.68121 | 0.68121 | 0.68121 | 0.68121 | 0.68121 | 0.68121 | 0.68121
| 150 | Ovens_Com, G - Cook | G, Cooking | 0.47286 | 0.47286 | 0.47286 | 0.47286 | 0.47286 | 0.47286 | 0.47286 | 0.47286 | 0.47286 | 0.47286 | 0.47286
| 151 | Ovens_Com, P - Cook | Prp, Cooking | 0.56915 | 0.56915 | 0.56915 | 0.56915 | 0.56915 | 0.56915 | 0.56915 | 0.56915 | 0.56915 | 0.56915 | 0.56915
| 152 | Fryers_Com, E - Cook | E, Cooking | 0.13597 | 0.13597 | 0.13597 | 0.13597 | 0.13597 | 0.13597 | 0.13597 | 0.13597 | 0.13597 | 0.13597 | 0.13597
| 153 | Fryers_Com, G - Cook | G, Cooking | 0.088936 | 0.088936 | 0.088936 | 0.088936 | 0.088936 | 0.088936 | 0.088936 | 0.088936 | 0.088936 | 0.088936 | 0.088936
| 154 | Fryers_Com, P - Cook | Prp, Cooking | 0.052432 | 0.052432 | 0.052432 | 0.052432 | 0.052432 | 0.052432 | 0.052432 | 0.052432 | 0.052432 | 0.052432 | 0.052432
| 155 | Griddles_Com, E - Cook | E, Cooking | 0.042143 | 0.042143 | 0.042143 | 0.042143 | 0.042143 | 0.042143 | 0.042143 | 0.042143 | 0.042143 | 0.042143 | 0.042143
| 156 | Griddles_Com, G - Cook | G, Cooking | 0.33217 | 0.33217 | 0.33217 | 0.33217 | 0.33217 | 0.33217 | 0.33217 | 0.33217 | 0.33217 | 0.33217 | 0.33217
| 157 | Griddles_Com, P - Cook | Prp, Cooking | 0.37842 | 0.37842 | 0.37842 | 0.37842 | 0.37842 | 0.37842 | 0.37842 | 0.37842 | 0.37842 | 0.37842 | 0.37842
| 158 | Hot Food Holding Cabinet_Com, E - Cook | E, Cooking | 0.10572 | 0.10572 | 0.10572 | 0.10572 | 0.10572 | 0.10572 | 0.10572 | 0.10572 | 0.10572 | 0.10572 | 0.10572
| 159 | Steamers_Com, E - Cook | E, Cooking | 0.034963 | 0.034963 | 0.034963 | 0.034963 | 0.034963 | 0.034963 | 0.034963 | 0.034963 | 0.034963 | 0.034963 | 0.034963
| 160 | Steamers_Com, G - Cook | G, Cooking | 0.10604 | 0.10604 | 0.10604 | 0.10604 | 0.10604 | 0.10604 | 0.10604 | 0.10604 | 0.10604 | 0.10604 | 0.10604
| 161 | Steamers_Com, P - Cook | Prp, Cooking | 0 | 0 | 0 | 0 | 0 | 0 | 0 | 0 | 0 | 0 | 0
| 162 | ES Refrigerator and Freezer_Com, E - Refr | E, Refrigeration | 0.73 | 0.7 | 0.1 | 0.02 | 0.4 | 0.02 | 0.4 | 0.66 | 0.6 | 0.42 | 0.02
| 163 | Anti Sweat Heat Control_Com, E - Refr | E, Refrigeration | 0.01 | 0.02 | 0.1 | 0.15 | 0.1 | 0.05 | 0.1 | 0.02 | 0.05 | 0.1 | 0
| 164 | Case Night Covers_Com, E - Refr | E, Refrigeration | 0 | 0.01 | 0.04 | 0.2 | 0.01 | 0.02 | 0.01 | 0 | 0.03 | 0.04 | 0
| 165 | Loading Dock Pit Seals_Com, E - Refr | E, Refrigeration | 0 | 0.02 | 0.01 | 0.01 | 0.08 | 0.06 | 0.06 | 0.01 | 0.02 | 0.02 | 0.1
| 166 | ECM Comp Cond Fan Motor_Com, E - Refr | E, Refrigeration | 0.02 | 0.05 | 0.1 | 0.2 | 0.1 | 0.19 | 0.1 | 0.04 | 0.02 | 0.05 | 0.37
| 167 | Evap Fan Motor Replacement_Com, E - Refr | E, Refrigeration | 0.01 | 0.02 | 0.1 | 0.2 | 0.1 | 0.19 | 0.1 | 0.04 | 0.02 | 0.05 | 0.35
| 168 | Evap Fan Speed Controls_Com, E - Refr | E, Refrigeration | 0.01 | 0.02 | 0.1 | 0.2 | 0.1 | 0.19 | 0.1 | 0.04 | 0.02 | 0.05 | 0.35
| 169 | LowHeat NoHeat Doors_Com, E - Refr | E, Refrigeration | 0.01 | 0.02 | 0.1 | 0.15 | 0.1 | 0.05 | 0.1 | 0.02 | 0.05 | 0.1 | 0
| 170 | Refrigerated Vending Machine_Com, E - Refr | E, Refrigeration | 0.12 | 0.15 | 0.12 | 0.01 | 0.03 | 0.01 | 0.03 | 0.01 | 0.15 | 0.18 | 0.01
| 171 | Walk In Refrigeration_Com, E - Refr | E, Refrigeration | 0.03 | 0.02 | 0.38 | 0.2 | 0.2 | 0.45 | 0.2 | 0.13 | 0.05 | 0.15 | 0.15
| 172 | Refrigeration Tune Up_Com, E - Refr | E, Refrigeration | 0.15 | 0.15 | 0.78 | 0.97 | 0.57 | 0.97 | 0.57 | 0.33 | 0.25 | 0.4 | 0.97
| 173 | ES Ice Machine_Com, E - Refr | E, Refrigeration | 0.05 | 0.01 | 0.06 | 0.02 | 0.06 | 0.07 | 0.06 | 0.1 | 0.03 | 0.01 | 0
| 174 | Walk In Cooler Retroft_Com, E - Refr | E, Refrigeration | 0.03 | 0.02 | 0.38 | 0.2 | 0.2 | 0.45 | 0.2 | 0.13 | 0.05 | 0.15 | 0.15
| 175 | HE Built Up Refrig_Com, E - Refr | E, Refrigeration | 0 | 0 | 0 | 0.6 | 0.25 | 0.5 | 0.25 | 0 | 0.15 | 0.25 | 0
| 176 | Door Gasket Replacement_Com, E - Refr | E, Refrigeration | 0.03 | 0.02 | 0.38 | 0.2 | 0.2 | 0.45 | 0.2 | 0.13 | 0.05 | 0.15 | 0.15
| 177 | EnergyStar Dehumidifier_Com, E - Appl | E, Appliances | 0.013191 | 0.013191 | 0.013191 | 0.013191 | 0.013191 | 0.013191 | 0.013191 | 0.013191 | 0.013191 | 0.013191 | 0.013191
| 178 | Clothes Washer Elec WH_Com, E - Appl [unit w/ elec dry - Washer] | E, Appliances | 0.004 | 0.004 | 0.002 | 0.002 | 0.02 | 0.006 | 0.01 | 0.04 | 0.0008 | 0.0008 | 0.0008
| 179 | Clothes Washer Elec WH_Com, E - Appl [unit w/ elec dry - Dryer] | E, Appliances | 0.004 | 0.004 | 0.002 | 0.002 | 0.02 | 0.006 | 0.01 | 0.04 | 0.0008 | 0.0008 | 0.0008
| 180 | Clothes Washer Elec WH_Com, E - HWat [unit w/ elec dry - Water Heater] | E, Water Heating | 0.012 | 0.012 | 0.006 | 0.006 | 0.05 | 0.012 | 0.02 | 0.09 | 0.0016 | 0.0016 | 0.0016
| 181 | Clothes Washer Elec WH_Com, E - Appl [unit w/ gas dry - Washer] | E, Appliances | 0.001 | 0.001 | 0.0005 | 0.0005 | 0.005 | 0.0015 | 0.0025 | 0.01 | 0.0002 | 0.0002 | 0.0002
| 182 | Clothes Washer Elec WH_Com, G - Oth [unit w/ gas dry - Dryer] | G, Other | 0.001 | 0.001 | 0.0005 | 0.0005 | 0.005 | 0.0015 | 0.0025 | 0.01 | 0.0002 | 0.0002 | 0.0002
| 183 | Clothes Washer Elec WH_Com, E - HWat [unit w/ gas dry - Water Heater] | E, Water Heating | 0.003 | 0.003 | 0.0015 | 0.0015 | 0.0125 | 0.003 | 0.005 | 0.0225 | 0.0004 | 0.0004 | 0.0004
| 184 | Clothes Washer Elec WH_Com, E - Appl [unit w/ propane dry - Washer] | E, Appliances | 0.0004 | 0.0004 | 0.0002 | 0.0002 | 0.002 | 0.0006 | 0.001 | 0.004 | 8e-05 | 8e-05 | 8e-05
| 185 | Clothes Washer Elec WH_Com, P - Oth [unit w/ propane dry - Dryer] | Prp, Other | 5.8077e-05 | 2.6067e-05 | 2.5743e-05 | 9.6607e-06 | 1.4725e-06 | 0.00024882 | 0 | 0.0017841 | 0 | 1.447e-06 | 5.5588e-06
| 186 | Clothes Washer Elec WH_Com, E - HWat [unit w/ propane dry - Water Heater] | E, Water Heating | 0.0012 | 0.0012 | 0.0006 | 0.0006 | 0.005 | 0.0012 | 0.002 | 0.009 | 0.00016 | 0.00016 | 0.00016
| 187 | Clothes Washer Gas WH_Com, E - Appl [unit w/ elec dry - Washer] | E, Appliances | 0.002 | 0.002 | 0.001 | 0.001 | 0.01 | 0.003 | 0.005 | 0.02 | 0.0004 | 0.0004 | 0.0004
| 188 | Clothes Washer Gas WH_Com, E - Appl [unit w/ elec dry - Dryer] | E, Appliances | 0.002 | 0.002 | 0.001 | 0.001 | 0.01 | 0.003 | 0.005 | 0.02 | 0.0004 | 0.0004 | 0.0004
| 189 | Clothes Washer Gas WH_Com, G - HWat [unit w/ elec dry - Water Heater] | G, Water Heating | 0.006 | 0.006 | 0.003 | 0.003 | 0.025 | 0.006 | 0.01 | 0.045 | 0.0008 | 0.0008 | 0.0008
| 190 | Clothes Washer Gas WH_Com, E - Appl [unit w/ gas dry - Washer] | E, Appliances | 0.0078 | 0.0078 | 0.0039 | 0.0039 | 0.039 | 0.0117 | 0.0195 | 0.078 | 0.00156 | 0.00156 | 0.00156
| 191 | Clothes Washer Gas WH_Com, G - Oth [unit w/ gas dry - Dryer] | G, Other | 0.0078 | 0.0078 | 0.0039 | 0.0039 | 0.039 | 0.0117 | 0.0195 | 0.078 | 0.00156 | 0.00156 | 0.00156
| 192 | Clothes Washer Gas WH_Com, G - HWat [unit w/ gas dry - Water Heater] | G, Water Heating | 0.0234 | 0.0234 | 0.0117 | 0.0117 | 0.0975 | 0.0234 | 0.039 | 0.1755 | 0.00312 | 0.00312 | 0.00312
| 193 | Clothes Washer Gas WH_Com, E - Appl [unit w/ propane dry - Washer] | E, Appliances | 0.0004 | 0.0004 | 0.0002 | 0.0002 | 0.002 | 0.0006 | 0.001 | 0.004 | 8e-05 | 8e-05 | 8e-05
| 194 | Clothes Washer Gas WH_Com, P - Oth [unit w/ propane dry - Dryer] | Prp, Other | 5.8077e-05 | 2.6067e-05 | 2.5743e-05 | 9.6607e-06 | 1.4725e-06 | 0.00024882 | 0 | 0.0017841 | 0 | 1.447e-06 | 5.5588e-06
| 195 | Clothes Washer Gas WH_Com, G - HWat [unit w/ propane dry - Water Heater] | G, Water Heating | 0.0012 | 0.0012 | 0.0006 | 0.0006 | 0.005 | 0.0012 | 0.002 | 0.009 | 0.00016 | 0.00016 | 0.00016
| 196 | Clothes Washer Oil WH_Com, E - Appl [unit w/ elec dry - Washer] | E, Appliances | 0.0024 | 0.0024 | 0.0012 | 0.0012 | 0.012 | 0.0036 | 0.006 | 0.024 | 0.00048 | 0.00048 | 0.00048
| 197 | Clothes Washer Oil WH_Com, E - Appl [unit w/ elec dry - Dryer] | E, Appliances | 0.0024 | 0.0024 | 0.0012 | 0.0012 | 0.012 | 0.0036 | 0.006 | 0.024 | 0.00048 | 0.00048 | 0.00048
| 198 | Clothes Washer Oil WH_Com, O - HWat [unit w/ elec dry - Water Heater] | O, Water Heating | 0.00033594 | 0.00076712 | 0.00012182 | 0.00021972 | 0.025285 | 3.5168e-05 | 0.0018716 | 8.4661e-05 | 0.00011535 | 0.00014261 | 0.00016413
| 199 | Clothes Washer Oil WH_Com, E - Appl [unit w/ gas dry - Washer] | E, Appliances | 0.0004 | 0.0004 | 0.0002 | 0.0002 | 0.002 | 0.0006 | 0.001 | 0.004 | 8e-05 | 8e-05 | 8e-05
| 200 | Clothes Washer Oil WH_Com, G - Oth [unit w/ gas dry - Dryer] | G, Other | 0.0004 | 0.0004 | 0.0002 | 0.0002 | 0.002 | 0.0006 | 0.001 | 0.004 | 8e-05 | 8e-05 | 8e-05
| 201 | Clothes Washer Oil WH_Com, O - HWat [unit w/ gas dry - Water Heater] | O, Water Heating | 5.5991e-05 | 0.00012785 | 2.0303e-05 | 3.662e-05 | 0.0042142 | 5.8613e-06 | 0.00031193 | 1.411e-05 | 1.9225e-05 | 2.3769e-05 | 2.7355e-05
| 202 | Clothes Washer Oil WH_Com, E - Appl [unit w/ propane dry - Washer] | E, Appliances | 0.0006 | 0.0006 | 0.0003 | 0.0003 | 0.003 | 0.0009 | 0.0015 | 0.006 | 0.00012 | 0.00012 | 0.00012
| 203 | Clothes Washer Oil WH_Com, P - Oth [unit w/ propane dry - Dryer] | Prp, Other | 8.7115e-05 | 3.9101e-05 | 3.8614e-05 | 1.4491e-05 | 2.2088e-06 | 0.00037322 | 0 | 0.0026761 | 0 | 2.1706e-06 | 8.3382e-06
| 204 | Clothes Washer Oil WH_Com, O - HWat [unit w/ propane dry - Water Heater] | O, Water Heating | 8.3986e-05 | 0.00019178 | 3.0455e-05 | 5.493e-05 | 0.0063213 | 8.7919e-06 | 0.0004679 | 2.1165e-05 | 2.8837e-05 | 3.5653e-05 | 4.1033e-05
| 205 | Clothes Washer Propane WH_Com, E - Appl [unit w/ elec dry - Washer] | E, Appliances | 0.0004 | 0.0004 | 0.0002 | 0.0002 | 0.002 | 0.0006 | 0.001 | 0.004 | 8e-05 | 8e-05 | 8e-05
| 206 | Clothes Washer Propane WH_Com, E - Appl [unit w/ elec dry - Dryer] | E, Appliances | 0.0004 | 0.0004 | 0.0002 | 0.0002 | 0.002 | 0.0006 | 0.001 | 0.004 | 8e-05 | 8e-05 | 8e-05
| 207 | Clothes Washer Propane WH_Com, P - HWat [unit w/ elec dry - Water Heater] | Prp, Water Heating | 0.001144 | 0.0010721 | 0.0005797 | 0.00056338 | 0.00078581 | 0.0011941 | 0.0016881 | 0.0089859 | 0.00014078 | 0.00013623 | 0.00013264
| 208 | Clothes Washer Propane WH_Com, E - Appl [unit w/ gas dry - Washer] | E, Appliances | 0.0002 | 0.0002 | 0.0001 | 0.0001 | 0.001 | 0.0003 | 0.0005 | 0.002 | 4e-05 | 4e-05 | 4e-05
| 209 | Clothes Washer Propane WH_Com, G - Oth [unit w/ gas dry - Dryer] | G, Other | 0.0002 | 0.0002 | 0.0001 | 0.0001 | 0.001 | 0.0003 | 0.0005 | 0.002 | 4e-05 | 4e-05 | 4e-05
| 210 | Clothes Washer Propane WH_Com, P - HWat [unit w/ gas dry - Water Heater] | Prp, Water Heating | 0.000572 | 0.00053607 | 0.00028985 | 0.00028169 | 0.00039291 | 0.00059707 | 0.00084403 | 0.0044929 | 7.0388e-05 | 6.8116e-05 | 6.6322e-05
| 211 | Clothes Washer Propane WH_Com, E - Appl [unit w/ propane dry - Washer] | E, Appliances | 0.0004 | 0.0004 | 0.0002 | 0.0002 | 0.002 | 0.0006 | 0.001 | 0.004 | 8e-05 | 8e-05 | 8e-05
| 212 | Clothes Washer Propane WH_Com, P - Oth [unit w/ propane dry - Dryer] | Prp, Other | 5.8077e-05 | 2.6067e-05 | 2.5743e-05 | 9.6607e-06 | 1.4725e-06 | 0.00024882 | 0 | 0.0017841 | 0 | 1.447e-06 | 5.5588e-06
| 213 | Clothes Washer Propane WH_Com, P - HWat [unit w/ propane dry - Water Heater] | Prp, Water Heating | 0.0012 | 0.0012 | 0.0006 | 0.0006 | 0.005 | 0.0012 | 0.002 | 0.009 | 0.00016 | 0.00016 | 0.00016
| 214 | Ozone Laundry_Com, E - HWat | E, Water Heating | 0 | 0 | 0.12 | 0 | 0.23 | 0 | 0 | 0.23 | 0 | 0 | 0
| 215 | Ozone Laundry_Com, G - HWat | G, Water Heating | 0 | 0 | 0.12 | 0 | 0.23 | 0 | 0 | 0.23 | 0 | 0 | 0
| 216 | Ozone Laundry_Com, O - HWat | O, Water Heating | 0 | 0 | 0.0040607 | 0 | 0.19385 | 0 | 0 | 0.00036059 | 0 | 0 | 0
| 217 | Ozone Laundry_Com, P - HWat | Prp, Water Heating | 0 | 0 | 0.11594 | 0 | 0.036147 | 0 | 0 | 0.22964 | 0 | 0 | 0
| 218 | Dishwasher_Com, E - Appl [Building w elec WH] | E, Appliances | 0.01 | 0.01 | 0.02 | 0.01 | 0.024 | 0.08 | 0.01 | 0.02 | 0.0008 | 0.0008 | 0.0004
| 219 | Dishwasher_Com, E - HWat [Building w elec WH] | E, Water Heating | 0.005 | 0.005 | 0.01 | 0.005 | 0.012 | 0.04 | 0.005 | 0.01 | 8e-05 | 8e-05 | 4e-05
| 220 | Dishwasher_Com, E - Appl [Building w gas WH] | E, Appliances | 0.025 | 0.025 | 0.05 | 0.025 | 0.06 | 0.2 | 0.025 | 0.05 | 0.002 | 0.002 | 0.001
| 221 | Dishwasher_Com, G - HWat [Building w gas WH] | G, Water Heating | 0.0125 | 0.0125 | 0.025 | 0.0125 | 0.03 | 0.1 | 0.0125 | 0.025 | 0.0002 | 0.0002 | 0.0001
| 222 | Dishwasher_Com, E - Appl [Building w oil WH] | E, Appliances | 0.0025 | 0.0025 | 0.005 | 0.0025 | 0.006 | 0.02 | 0.0025 | 0.005 | 0.0002 | 0.0002 | 0.0001
| 223 | Dishwasher_Com, O - HWat [Building w oil WH] | O, Water Heating | 5.8324e-05 | 0.00013318 | 8.4598e-05 | 7.6292e-05 | 0.0025285 | 4.8844e-05 | 0.00019496 | 3.9195e-06 | 2.4031e-06 | 2.9711e-06 | 1.7097e-06
| 224 | Dishwasher_Com, E - Appl [Building w propane WH] | E, Appliances | 0.0025 | 0.0025 | 0.005 | 0.0025 | 0.006 | 0.02 | 0.0025 | 0.005 | 0.0002 | 0.0002 | 0.0001
| 225 | Dishwasher_Com, P - HWat [Building w propane WH] | Prp, Water Heating | 0.003575 | 0.0033505 | 0.0072462 | 0.0035211 | 0.0014145 | 0.029853 | 0.0031651 | 0.0074882 | 5.2791e-05 | 5.1087e-05 | 2.4871e-05
| 226 | Faucet Aerator_Com, E - HWat | E, Water Heating | 0.6 | 0.6 | 0.6 | 0.3 | 0.1 | 0.1 | 0.45 | 0.1 | 0.6 | 0.6 | 0.6
| 227 | Faucet Aerator_Com, G - HWat | G, Water Heating | 0.6 | 0.6 | 0.6 | 0.3 | 0.1 | 0.1 | 0.45 | 0.1 | 0.6 | 0.6 | 0.6
| 228 | Faucet Aerator_Com, O - HWat | O, Water Heating | 0.027995 | 0.063927 | 0.020303 | 0.01831 | 0.084284 | 0.00048844 | 0.070185 | 0.00015678 | 0.072094 | 0.089133 | 0.10258
| 229 | Faucet Aerator_Com, P - HWat | Prp, Water Heating | 0.572 | 0.53607 | 0.5797 | 0.28169 | 0.015716 | 0.099512 | 0.37982 | 0.099843 | 0.52791 | 0.51087 | 0.49742
| 230 | Pre Rinse Sprayers_Com, E - HWat | E, Water Heating | 0.014108 | 0.027171 | 0.0056101 | 0.13591 | 0 | 0.35 | 0.034952 | 0.0057333 | 0.14496 | 0.004667 | 0.021995
| 231 | Pre Rinse Sprayers_Com, G - HWat | G, Water Heating | 0.014108 | 0.027171 | 0.0056101 | 0.13591 | 0 | 0.35 | 0.034952 | 0.0057333 | 0.14496 | 0.004667 | 0.021995
| 232 | Pre Rinse Sprayers_Com, O - HWat | O, Water Heating | 0.00065826 | 0.0028949 | 0.00018984 | 0.0082953 | 0 | 0.0017095 | 0.0054513 | 8.9887e-06 | 0.017418 | 0.00069332 | 0.0037605
| 233 | Pre Rinse Sprayers_Com, P - HWat | Prp, Water Heating | 0.01345 | 0.024276 | 0.0054202 | 0.12762 | 0 | 0.34829 | 0.029501 | 0.0057243 | 0.12754 | 0.0039737 | 0.018234
| 234 | Heat Pump Water Heater_Com, E - HWat | E, Water Heating | 0.92 | 0.92 | 0.92 | 0.92 | 0.92 | 0.92 | 0.92 | 0.92 | 0.92 | 0.92 | 0.92
| 235 | FF Storage Water Heater_Com, G - HWat | G, Water Heating | 0.92 | 0.92 | 0.92 | 0.92 | 0.92 | 0.92 | 0.92 | 0.92 | 0.92 | 0.92 | 0.92
| 236 | FF Storage Water Heater_Com, O - HWat | O, Water Heating | 0.042926 | 0.098021 | 0.031132 | 0.056151 | 0.77541 | 0.0044937 | 0.14349 | 0.0014424 | 0.11054 | 0.13667 | 0.15729
| 237 | FF Storage Water Heater_Com, P - HWat | Prp, Water Heating | 0.87707 | 0.82198 | 0.88887 | 0.86385 | 0.14459 | 0.91551 | 0.77651 | 0.91856 | 0.80946 | 0.78333 | 0.76271
| 238 | FF Instantaneous Water Heater_Com, G - HWat | G, Water Heating | 0.92 | 0.92 | 0.92 | 0.92 | 0.92 | 0.92 | 0.92 | 0.92 | 0.92 | 0.92 | 0.92
| 239 | FF Instantaneous Water Heater_Com, O - HWat | O, Water Heating | 0.042926 | 0.098021 | 0.031132 | 0.056151 | 0.77541 | 0.0044937 | 0.14349 | 0.0014424 | 0.11054 | 0.13667 | 0.15729
| 240 | FF Instantaneous Water Heater_Com, P - HWat | Prp, Water Heating | 0.87707 | 0.82198 | 0.88887 | 0.86385 | 0.14459 | 0.91551 | 0.77651 | 0.91856 | 0.80946 | 0.78333 | 0.76271
| 241 | Clothes Dryer_Com, E - Appl | E, Appliances | 0.05 | 0.05 | 0.1 | 0.01 | 0.12 | 0.03 | 0.05 | 0.3 | 0.05 | 0.05 | 0.03
| 242 | Clothes Dryer_Com, G - Oth | G, Other | 0.05 | 0.05 | 0.1 | 0.01 | 0.12 | 0.03 | 0.05 | 0.3 | 0.05 | 0.05 | 0.03
| 243 | Clothes Dryer_Com, P - Oth | Prp, Other | 0.0072596 | 0.0032584 | 0.012871 | 0.00048303 | 8.8352e-05 | 0.012441 | 0 | 0.1338 | 0 | 0.0009044 | 0.0020845
| 244 | Pnemautic to DDC_Com, E - TotE [Building w Elec Heat] | E, Total Electric | 0.14373 | 0.14373 | 0.14373 | 0.14373 | 0.14373 | 0.14373 | 0.14373 | 0.14373 | 0.14373 | 0.14373 | 0.14373
| 245 | Pnemautic to DDC_Com, E - TotE [Building w Gas Heat] | E, Total Electric | 0.15219 | 0.15219 | 0.15219 | 0.15219 | 0.15219 | 0.15219 | 0.15219 | 0.15219 | 0.15219 | 0.15219 | 0.15219
| 246 | Pnemautic to DDC_Com, G - TotF [Building w Gas Heat] | G, Total FF | 0.85 | 0.85 | 0.85 | 0.85 | 0.85 | 0.85 | 0.85 | 0.85 | 0.85 | 0.85 | 0.85
| 247 | Pnemautic to DDC_Com, E - TotE [Building w Oil Heat] | E, Total Electric | 0.040947 | 0.040947 | 0.040947 | 0.040947 | 0.040947 | 0.040947 | 0.040947 | 0.040947 | 0.040947 | 0.040947 | 0.040947
| 248 | Pnemautic to DDC_Com, O - TotF [Building w Oil Heat] | O, Total FF | 0.39277 | 0.57519 | 0.4684 | 0.41158 | 0.84703 | 0.15034 | 0.58677 | 0.15171 | 0.44557 | 0.76594 | 0.58846
| 249 | Pnemautic to DDC_Com, E - TotE [Building w Propane Heat] | E, Total Electric | 0.01234 | 0.01234 | 0.01234 | 0.01234 | 0.01234 | 0.01234 | 0.01234 | 0.01234 | 0.01234 | 0.01234 | 0.01234
| 250 | Pnemautic to DDC_Com, P - TotF [Building w Propane Heat] | Prp, Total FF | 0.45723 | 0.27481 | 0.3816 | 0.43842 | 0.0029732 | 0.69966 | 0.26323 | 0.69829 | 0.40443 | 0.084065 | 0.26154
| 251 | Data Center_Com, E - TotE [Building w Elec Heat] | E, Total Electric | 0.024913 | 0.041522 | 0.0099653 | 0.0020761 | 0.0024913 | 0 | 0.024913 | 0 | 0 | 0.012457 | 0
| 252 | Data Center_Com, E - TotE [Building w Gas Heat] | E, Total Electric | 0.050874 | 0.08479 | 0.020349 | 0.0042395 | 0.0050874 | 0 | 0.050874 | 0 | 0 | 0.025437 | 0
| 253 | Data Center_Com, G - TotF [Building w Gas Heat] | G, Total FF | 0.006 | 0.01 | 0.0024 | 0.0005 | 0.0006 | 0 | 0.006 | 0 | 0 | 0.003 | 0
| 254 | Data Center_Com, E - TotE [Building w Oil Heat] | E, Total Electric | 0.013688 | 0.022813 | 0.0054752 | 0.0011407 | 0.0013688 | 0 | 0.013688 | 0 | 0 | 0.0068439 | 0
| 255 | Data Center_Com, O - TotF [Building w Oil Heat] | O, Total FF | 0.0016635 | 0.0040602 | 0.00079352 | 0.00014526 | 0.00035874 | 0 | 0.0024851 | 0 | 0 | 0.001622 | 0
| 256 | Data Center_Com, E - TotE [Building w Propane Heat] | E, Total Electric | 0.0041251 | 0.0068751 | 0.00165 | 0.00034376 | 0.00041251 | 0 | 0.0041251 | 0 | 0 | 0.0020625 | 0
| 257 | Data Center_Com, P - TotF [Building w Propane Heat] | Prp, Total FF | 0.0011619 | 0.0011639 | 0.00038789 | 9.2842e-05 | 7.5553e-07 | 0 | 0.00066892 | 0 | 0 | 0.00010681 | 0
| 258 | RCx_Com, E - TotE [Building w Elec Heat] | E, Total Electric | 0.26617 | 0.26617 | 0.26617 | 0.26617 | 0.26617 | 0.26617 | 0.26617 | 0.26617 | 0.26617 | 0.26617 | 0.26617
| 259 | RCx_Com, E - TotE [Building w Gas Heat] | E, Total Electric | 0.54352 | 0.54352 | 0.54352 | 0.54352 | 0.54352 | 0.54352 | 0.54352 | 0.54352 | 0.54352 | 0.54352 | 0.54352
| 260 | RCx_Com, G - TotF [Building w Gas Heat] | G, Total FF | 1 | 1 | 1 | 1 | 1 | 1 | 1 | 1 | 1 | 1 | 1
| 261 | RCx_Com, E - TotE [Building w Oil Heat] | E, Total Electric | 0.14624 | 0.14624 | 0.14624 | 0.14624 | 0.14624 | 0.14624 | 0.14624 | 0.14624 | 0.14624 | 0.14624 | 0.14624
| 262 | RCx_Com, O - TotF [Building w Oil Heat] | O, Total FF | 0.46209 | 0.6767 | 0.55106 | 0.48421 | 0.9965 | 0.17687 | 0.69031 | 0.17848 | 0.5242 | 0.9011 | 0.69231
| 263 | RCx_Com, E - TotE [Building w Propane Heat] | E, Total Electric | 0.044071 | 0.044071 | 0.044071 | 0.044071 | 0.044071 | 0.044071 | 0.044071 | 0.044071 | 0.044071 | 0.044071 | 0.044071
| 264 | RCx_Com, P - TotF [Building w Propane Heat] | Prp, Total FF | 0.53791 | 0.3233 | 0.44894 | 0.51579 | 0.0034978 | 0.82313 | 0.30969 | 0.82152 | 0.4758 | 0.098899 | 0.30769
| 265 | Commissioning_Com, E - TotE [Building w Elec Heat] | E, Total Electric | 0.26617 | 0.26617 | 0.26617 | 0.26617 | 0.26617 | 0.26617 | 0.26617 | 0.26617 | 0.26617 | 0.26617 | 0.26617
| 266 | Commissioning_Com, E - TotE [Building w Gas Heat] | E, Total Electric | 0.54352 | 0.54352 | 0.54352 | 0.54352 | 0.54352 | 0.54352 | 0.54352 | 0.54352 | 0.54352 | 0.54352 | 0.54352
| 267 | Commissioning_Com, G - TotF [Building w Gas Heat] | G, Total FF | 1 | 1 | 1 | 1 | 1 | 1 | 1 | 1 | 1 | 1 | 1
| 268 | Commissioning_Com, E - TotE [Building w Oil Heat] | E, Total Electric | 0.14624 | 0.14624 | 0.14624 | 0.14624 | 0.14624 | 0.14624 | 0.14624 | 0.14624 | 0.14624 | 0.14624 | 0.14624
| 269 | Commissioning_Com, O - TotF [Building w Oil Heat] | O, Total FF | 0.46209 | 0.6767 | 0.55106 | 0.48421 | 0.9965 | 0.17687 | 0.69031 | 0.17848 | 0.5242 | 0.9011 | 0.69231
| 270 | Commissioning_Com, E - TotE [Building w Propane Heat] | E, Total Electric | 0.044071 | 0.044071 | 0.044071 | 0.044071 | 0.044071 | 0.044071 | 0.044071 | 0.044071 | 0.044071 | 0.044071 | 0.044071
| 271 | Commissioning_Com, P - TotF [Building w Propane Heat] | Prp, Total FF | 0.53791 | 0.3233 | 0.44894 | 0.51579 | 0.0034978 | 0.82313 | 0.30969 | 0.82152 | 0.4758 | 0.098899 | 0.30769
| 272 | Integrated Building Design_Com, E - TotE [Building w Elec Heat] | E, Total Electric | 0.26617 | 0.26617 | 0.26617 | 0.26617 | 0.26617 | 0.26617 | 0.26617 | 0.26617 | 0.26617 | 0.26617 | 0.26617
| 273 | Integrated Building Design_Com, E - TotE [Building w Gas Heat] | E, Total Electric | 0.54352 | 0.54352 | 0.54352 | 0.54352 | 0.54352 | 0.54352 | 0.54352 | 0.54352 | 0.54352 | 0.54352 | 0.54352
| 274 | Integrated Building Design_Com, G - TotF [Building w Gas Heat] | G, Total FF | 1 | 1 | 1 | 1 | 1 | 1 | 1 | 1 | 1 | 1 | 1
| 275 | Integrated Building Design_Com, E - TotE [Building w Oil Heat] | E, Total Electric | 0.14624 | 0.14624 | 0.14624 | 0.14624 | 0.14624 | 0.14624 | 0.14624 | 0.14624 | 0.14624 | 0.14624 | 0.14624
| 276 | Integrated Building Design_Com, O - TotF [Building w Oil Heat] | O, Total FF | 0.46209 | 0.6767 | 0.55106 | 0.48421 | 0.9965 | 0.17687 | 0.69031 | 0.17848 | 0.5242 | 0.9011 | 0.69231
| 277 | Integrated Building Design_Com, E - TotE [Building w Propane Heat] | E, Total Electric | 0.044071 | 0.044071 | 0.044071 | 0.044071 | 0.044071 | 0.044071 | 0.044071 | 0.044071 | 0.044071 | 0.044071 | 0.044071
| 278 | Integrated Building Design_Com, P - TotF [Building w Propane Heat] | Prp, Total FF | 0.53791 | 0.3233 | 0.44894 | 0.51579 | 0.0034978 | 0.82313 | 0.30969 | 0.82152 | 0.4758 | 0.098899 | 0.30769
| 279 | Deep Energy Retrofit_Com, E - TotE [Building w Elec Heat] | E, Total Electric | 0.26617 | 0.26617 | 0.26617 | 0.26617 | 0.26617 | 0.26617 | 0.26617 | 0.26617 | 0.26617 | 0.26617 | 0.26617
| 280 | Deep Energy Retrofit_Com, E - TotE [Building w Gas Heat] | E, Total Electric | 0.54352 | 0.54352 | 0.54352 | 0.54352 | 0.54352 | 0.54352 | 0.54352 | 0.54352 | 0.54352 | 0.54352 | 0.54352
| 281 | Deep Energy Retrofit_Com, G - TotF [Building w Gas Heat] | G, Total FF | 1 | 1 | 1 | 1 | 1 | 1 | 1 | 1 | 1 | 1 | 1
| 282 | Deep Energy Retrofit_Com, E - TotE [Building w Oil Heat] | E, Total Electric | 0.14624 | 0.14624 | 0.14624 | 0.14624 | 0.14624 | 0.14624 | 0.14624 | 0.14624 | 0.14624 | 0.14624 | 0.14624
| 283 | Deep Energy Retrofit_Com, O - TotF [Building w Oil Heat] | O, Total FF | 0.46209 | 0.6767 | 0.55106 | 0.48421 | 0.9965 | 0.17687 | 0.69031 | 0.17848 | 0.5242 | 0.9011 | 0.69231
| 284 | Deep Energy Retrofit_Com, E - TotE [Building w Propane Heat] | E, Total Electric | 0.044071 | 0.044071 | 0.044071 | 0.044071 | 0.044071 | 0.044071 | 0.044071 | 0.044071 | 0.044071 | 0.044071 | 0.044071
| 285 | Deep Energy Retrofit_Com, P - TotF [Building w Propane Heat] | Prp, Total FF | 0.53791 | 0.3233 | 0.44894 | 0.51579 | 0.0034978 | 0.82313 | 0.30969 | 0.82152 | 0.4758 | 0.098899 | 0.30769
| 286 | EMS_Com, E - TotE [Building w Elec Heat] | E, Total Electric | 0.22358 | 0.22358 | 0.22358 | 0.22358 | 0.22358 | 0.22358 | 0.22358 | 0.22358 | 0.22358 | 0.22358 | 0.22358
| 287 | EMS_Com, E - TotE [Building w Gas Heat] | E, Total Electric | 0.45656 | 0.45656 | 0.45656 | 0.45656 | 0.45656 | 0.45656 | 0.45656 | 0.45656 | 0.45656 | 0.45656 | 0.45656
| 288 | EMS_Com, G - TotF [Building w Gas Heat] | G, Total FF | 0.9 | 0.9 | 0.9 | 0.9 | 0.9 | 0.9 | 0.9 | 0.9 | 0.9 | 0.9 | 0.9
| 289 | EMS_Com, E - TotE [Building w Oil Heat] | E, Total Electric | 0.12284 | 0.12284 | 0.12284 | 0.12284 | 0.12284 | 0.12284 | 0.12284 | 0.12284 | 0.12284 | 0.12284 | 0.12284
| 290 | EMS_Com, O - TotF [Building w Oil Heat] | O, Total FF | 0.41588 | 0.60903 | 0.49595 | 0.43579 | 0.89685 | 0.15919 | 0.62128 | 0.16063 | 0.47178 | 0.81099 | 0.62308
| 291 | EMS_Com, E - TotE [Building w Propane Heat] | E, Total Electric | 0.03702 | 0.03702 | 0.03702 | 0.03702 | 0.03702 | 0.03702 | 0.03702 | 0.03702 | 0.03702 | 0.03702 | 0.03702
| 292 | EMS_Com, P - TotF [Building w Propane Heat] | Prp, Total FF | 0.48412 | 0.29097 | 0.40405 | 0.46421 | 0.0031481 | 0.74081 | 0.27872 | 0.73937 | 0.42822 | 0.08901 | 0.27692
| 293 | VFDs on HVAC Pumps_Com, E - Oth | E, Other | 0.14 | 0.6 | 0.14 | 0.22 | 0.3 | 0.3 | 0.3 | 0.26 | 0.14 | 0.42 | 0.3
| 294 | ECM Circulators_Com, E - Oth | E, Other | 0.14 | 0.42 | 0.14 | 0.18 | 0.22 | 0.22 | 0.22 | 0.22 | 0.14 | 0.3 | 0.22
| 295 | Motors_Com, E - Oth | E, Other | 0.8 | 0.8 | 0.8 | 0.8 | 0.8 | 0.8 | 0.8 | 0.8 | 0.8 | 0.8 | 0.8
| 296 | Ext Area Ltg_Com, E - ExtL | E, Exterior Lighting | 0.9 | 0.9 | 0.9 | 0.9 | 0.9 | 0.9 | 0.9 | 0.9 | 0.9 | 0.9 | 0.9
| 297 | Street Ltg_Com, E - ExtL | E, Exterior Lighting | 0.1 | 0.1 | 0.1 | 0.1 | 0.1 | 0.1 | 0.1 | 0.1 | 0.1 | 0.1 | 0.1
| 298 | Ext Ltg Ctrls_Com, E - ExtL | E, Exterior Lighting | 1 | 1 | 1 | 1 | 1 | 1 | 1 | 1 | 1 | 1 | 1
| 299 | Ext Ltg Dsgn_Com, E - ExtL | E, Exterior Lighting | 1 | 1 | 1 | 1 | 1 | 1 | 1 | 1 | 1 | 1 | 1
| 300 | Int Ltg Ctrls_Com, E - IntL [No Heat] | E, Interior Lighting | 0.18931 | 0.16197 | 0.16255 | 0.14265 | 0.051139 | 0.13853 | 0.096217 | 0.28614 | 0.1581 | 0.11967 | 0.17351
| 301 | Int Ltg Ctrls_Com, E - IntL [Electric Heat] | E, Interior Lighting | 0.13141 | 0.13141 | 0.11057 | 0.25889 | 0.061012 | 0.17049 | 0.20274 | 0.17554 | 0.15508 | 0.15508 | 0.10368
| 302 | Int Ltg Ctrls_Com, E/G - IntL | E, Interior Lighting | 0.57959 | 0.57959 | 0.57408 | 0.51567 | 0.49411 | 0.61697 | 0.56528 | 0.39944 | 0.58288 | 0.58288 | 0.56855
| 303 | Int Ltg Ctrls_Com, E/O - IntL | E, Interior Lighting | 0.075197 | 0.11012 | 0.12381 | 0.061416 | 0.39094 | 0.014259 | 0.11232 | 0.0327 | 0.077598 | 0.13339 | 0.13031
| 304 | Int Ltg Ctrls_Com, E/P - IntL | E, Interior Lighting | 0.019009 | 0.011425 | 0.024148 | 0.019672 | 0.00017469 | 0.052543 | 0.0099769 | 0.10222 | 0.021911 | 0.0045545 | 0.016997
| 305 | Exit Sign RetFit_Com, E - IntL [No Heat] | E, Interior Lighting | 0.0026404 | 0.0022587 | 0.0019654 | 0.00067927 | 0.00033086 | 0.0023123 | 0.0032321 | 0.0044479 | 0.001768 | 0.0013377 | 0.0031381
| 306 | Exit Sign RetFit_Com, E - IntL [Electric Heat] | E, Interior Lighting | 0.0018332 | 0.0018332 | 0.0013361 | 0.0012338 | 0.00039474 | 0.0028505 | 0.0068346 | 0.0027297 | 0.0017352 | 0.0017352 | 0.0018749
| 307 | Exit Sign RetFit_Com, E/G - IntL | E, Interior Lighting | 0.0081367 | 0.0081367 | 0.0069766 | 0.0024605 | 0.0032059 | 0.010394 | 0.019298 | 0.0062334 | 0.0065539 | 0.0065539 | 0.01037
| 308 | Exit Sign RetFit_Com, E/O - IntL | E, Interior Lighting | 0.0010495 | 0.0015369 | 0.0014981 | 0.0002925 | 0.0025348 | 0.00023804 | 0.003781 | 0.00050855 | 0.00086822 | 0.0014925 | 0.0023602
| 309 | Exit Sign RetFit_Com, E/P - IntL | E, Interior Lighting | 0.00026482 | 0.00015917 | 0.00029161 | 9.3652e-05 | 1.1301e-06 | 0.00087692 | 0.00033439 | 0.0015883 | 0.00024488 | 5.0901e-05 | 0.00030711
| 310 | LED HiLo Bay_Com, E - IntL [No Heat] | E, Interior Lighting | 0.0085875 | 0.0073459 | 0.0053475 | 0.015557 | 0 | 8.3168e-07 | 0 | 0.0015767 | 0.0088072 | 0.0066639 | 0.08871
| 311 | LED HiLo Bay_Com, E - IntL [Electric Heat] | E, Interior Lighting | 0.0059622 | 0.0059622 | 0.0036354 | 0.028256 | 0 | 1.0253e-06 | 0 | 0.00096766 | 0.008644 | 0.008644 | 0.053003
| 312 | LED HiLo Bay_Com, E/G - IntL | E, Interior Lighting | 0.026463 | 0.026463 | 0.018982 | 0.056351 | 0 | 3.7385e-06 | 0 | 0.0022097 | 0.032648 | 0.032648 | 0.29315
| 313 | LED HiLo Bay_Com, E/O - IntL | E, Interior Lighting | 0.0034132 | 0.0049984 | 0.0040762 | 0.0066988 | 0 | 8.562e-08 | 0 | 0.00018028 | 0.004325 | 0.0074347 | 0.066721
| 314 | LED HiLo Bay_Com, E/P - IntL | E, Interior Lighting | 0.00086128 | 0.00051766 | 0.00079342 | 0.0021448 | 0 | 3.1541e-07 | 0 | 0.00056305 | 0.0012199 | 0.00025356 | 0.0086816
| 315 | Repl Scre_Com, E - IntL [No Heat] | E, Interior Lighting | 0.016424 | 0.014049 | 0.018334 | 0.0077035 | 0.0036196 | 0.059989 | 0.019328 | 0.1598 | 0.036344 | 0.027499 | 0.011013
| 316 | Repl Scre_Com, E - IntL [Electric Heat] | E, Interior Lighting | 0.011403 | 0.011403 | 0.012464 | 0.013992 | 0.0043184 | 0.073954 | 0.040872 | 0.09807 | 0.035671 | 0.035671 | 0.0065802
| 317 | Repl Scre_Com, E/G - IntL | E, Interior Lighting | 0.050612 | 0.050612 | 0.065082 | 0.027904 | 0.035071 | 0.26966 | 0.1154 | 0.22395 | 0.13473 | 0.13473 | 0.036394
| 318 | Repl Scre_Com, E/O - IntL | E, Interior Lighting | 0.0065278 | 0.0095596 | 0.013975 | 0.0033172 | 0.02773 | 0.0061758 | 0.022611 | 0.018271 | 0.017848 | 0.03068 | 0.0082832
| 319 | Repl Scre_Com, E/P - IntL | E, Interior Lighting | 0.0016472 | 0.00099003 | 0.0027203 | 0.0010621 | 1.2363e-05 | 0.022751 | 0.0019997 | 0.057064 | 0.0050339 | 0.0010464 | 0.0010778
| 320 | Lin LED Fixture_Com, E - IntL [No Heat] | E, Interior Lighting | 0.15011 | 0.12841 | 0.1193 | 0.095632 | 0.041757 | 0.059675 | 0.061919 | 0.087661 | 0.081691 | 0.061811 | 0.062656
| 321 | Lin LED Fixture_Com, E - IntL [Electric Heat] | E, Interior Lighting | 0.10422 | 0.10422 | 0.081101 | 0.1737 | 0.049819 | 0.073567 | 0.13094 | 0.053799 | 0.080177 | 0.080177 | 0.037436
| 322 | Lin LED Fixture_Com, E/G - IntL | E, Interior Lighting | 0.46259 | 0.46259 | 0.42348 | 0.34641 | 0.4046 | 0.26825 | 0.36971 | 0.12285 | 0.30283 | 0.30283 | 0.20705
| 323 | Lin LED Fixture_Com, E/O - IntL | E, Interior Lighting | 0.059665 | 0.087376 | 0.090936 | 0.04118 | 0.31991 | 0.0061435 | 0.072436 | 0.010023 | 0.040117 | 0.06896 | 0.047125
| 324 | Lin LED Fixture_Com, E/P - IntL | E, Interior Lighting | 0.015056 | 0.009049 | 0.0177 | 0.013185 | 0.00014263 | 0.022632 | 0.0064061 | 0.031304 | 0.011315 | 0.0023519 | 0.0061318
| 325 | LED Tube Repl_Com, E - IntL [No Heat] | E, Interior Lighting | 0.15011 | 0.12841 | 0.1193 | 0.095632 | 0.035493 | 0.059675 | 0.061919 | 0.087661 | 0.081691 | 0.061811 | 0.062656
| 326 | LED Tube Repl_Com, E - IntL [Electric Heat] | E, Interior Lighting | 0.10422 | 0.10422 | 0.081101 | 0.1737 | 0.042346 | 0.073567 | 0.13094 | 0.053799 | 0.080177 | 0.080177 | 0.037436
| 327 | LED Tube Repl_Com, E/G - IntL | E, Interior Lighting | 0.46259 | 0.46259 | 0.42348 | 0.34641 | 0.34391 | 0.26825 | 0.36971 | 0.12285 | 0.30283 | 0.30283 | 0.20705
| 328 | LED Tube Repl_Com, E/O - IntL | E, Interior Lighting | 0.059665 | 0.087376 | 0.090936 | 0.04118 | 0.27192 | 0.0061435 | 0.072436 | 0.010023 | 0.040117 | 0.06896 | 0.047125
| 329 | LED Tube Repl_Com, E/P - IntL | E, Interior Lighting | 0.015056 | 0.009049 | 0.0177 | 0.013185 | 0.00012124 | 0.022632 | 0.0064061 | 0.031304 | 0.011315 | 0.0023519 | 0.0061318
| 330 | Repl pin CFL wLED_Com, E - IntL [No Heat] | E, Interior Lighting | 0.0021245 | 0.0018173 | 0.0050189 | 9.7093e-05 | 0.0016404 | 0.0030791 | 0.0036492 | 0.01444 | 0.0041769 | 0.0031604 | 0.0014728
| 331 | Repl pin CFL wLED_Com, E - IntL [Electric Heat] | E, Interior Lighting | 0.001475 | 0.001475 | 0.003412 | 0.00017635 | 0.0019571 | 0.0037959 | 0.0077168 | 0.0088622 | 0.0040995 | 0.0040995 | 0.00088
| 332 | Repl pin CFL wLED_Com, E/G - IntL | E, Interior Lighting | 0.0065468 | 0.0065468 | 0.017816 | 0.0003517 | 0.015894 | 0.013841 | 0.021789 | 0.020237 | 0.015484 | 0.015484 | 0.0048672
| 333 | Repl pin CFL wLED_Com, E/O - IntL | E, Interior Lighting | 0.0008444 | 0.0012366 | 0.0038257 | 4.1809e-05 | 0.012567 | 0.00031699 | 0.0042691 | 0.001651 | 0.0020512 | 0.003526 | 0.0011078
| 334 | Repl pin CFL wLED_Com, E/P - IntL | E, Interior Lighting | 0.00021307 | 0.00012806 | 0.00074467 | 1.3386e-05 | 5.603e-06 | 0.0011677 | 0.00037755 | 0.0051566 | 0.00057854 | 0.00012026 | 0.00014414
| 335 | Refrig Case LED_Com, E - IntL | E, Interior Lighting | 0.01 | 0.01 | 0.02 | 0.1 | 0.02 | 0.02 | 0.01 | 0.01 | 0.1 | 0.1 | 0.01
| 336 | Refrig Case Ctrls_Com, E - IntL | E, Interior Lighting | 0.01 | 0.01 | 0.02 | 0.1 | 0.02 | 0.02 | 0.01 | 0.01 | 0.1 | 0.1 | 0.01
| 337 | Stair Occ Sensor_Com, E - IntL [No Heat] | E, Interior Lighting | 0.0080006 | 0.0068438 | 0.0064502 | 0.0057844 | 0.0022516 | 0.0032868 | 0.0033097 | 0.0047647 | 0.0051326 | 0.0038835 | 0.0033892
| 338 | Stair Occ Sensor_Com, E - IntL [Electric Heat] | E, Interior Lighting | 0.0055547 | 0.0055547 | 0.004385 | 0.010506 | 0.0026863 | 0.0040519 | 0.0069988 | 0.0029242 | 0.0050375 | 0.0050375 | 0.002025
| 339 | Stair Occ Sensor_Com, E/G - IntL | E, Interior Lighting | 0.024655 | 0.024655 | 0.022897 | 0.020953 | 0.021816 | 0.014774 | 0.019762 | 0.0066774 | 0.019026 | 0.019026 | 0.0112
| 340 | Stair Occ Sensor_Com, E/O - IntL | E, Interior Lighting | 0.0031799 | 0.0046568 | 0.0049168 | 0.0024908 | 0.01725 | 0.00033837 | 0.0038719 | 0.00054477 | 0.0025205 | 0.0043327 | 0.0025491
| 341 | Stair Occ Sensor_Com, E/P - IntL | E, Interior Lighting | 0.00080241 | 0.00048228 | 0.00095704 | 0.0007975 | 7.6908e-06 | 0.0012465 | 0.00034242 | 0.0017015 | 0.0007109 | 0.00014777 | 0.00033168
| 342 | Int Delamping_Com, E - IntL [No Heat] | E, Interior Lighting | 0.15011 | 0.12841 | 0.1193 | 0.095632 | 0.041757 | 0.059675 | 0.061919 | 0.087661 | 0.081691 | 0.061811 | 0.062656
| 343 | Int Delamping_Com, E - IntL [Electric Heat] | E, Interior Lighting | 0.10422 | 0.10422 | 0.081101 | 0.1737 | 0.049819 | 0.073567 | 0.13094 | 0.053799 | 0.080177 | 0.080177 | 0.037436
| 344 | Int Delamping_Com, E/G - IntL | E, Interior Lighting | 0.46259 | 0.46259 | 0.42348 | 0.34641 | 0.4046 | 0.26825 | 0.36971 | 0.12285 | 0.30283 | 0.30283 | 0.20705
| 345 | Int Delamping_Com, E/O - IntL | E, Interior Lighting | 0.059665 | 0.087376 | 0.090936 | 0.04118 | 0.31991 | 0.0061435 | 0.072436 | 0.010023 | 0.040117 | 0.06896 | 0.047125
| 346 | Int Delamping_Com, E/P - IntL | E, Interior Lighting | 0.015056 | 0.009049 | 0.0177 | 0.013185 | 0.00014263 | 0.022632 | 0.0064061 | 0.031304 | 0.011315 | 0.0023519 | 0.0061318
| 347 | Int Ltg Dsgn_Com, E - IntL [No Heat] | E, Interior Lighting | 0.18962 | 0.16221 | 0.16286 | 0.14271 | 0.051159 | 0.13869 | 0.096537 | 0.28682 | 0.15828 | 0.11976 | 0.17385
| 348 | Int Ltg Dsgn_Com, E - IntL [Electric Heat] | E, Interior Lighting | 0.13165 | 0.13165 | 0.11072 | 0.25921 | 0.061036 | 0.17098 | 0.20414 | 0.17602 | 0.15534 | 0.15534 | 0.10387
| 349 | Int Ltg Dsgn_Com, E/G - IntL | E, Interior Lighting | 0.58434 | 0.58434 | 0.57812 | 0.51695 | 0.4957 | 0.62345 | 0.5764 | 0.40195 | 0.58673 | 0.58673 | 0.57451
| 350 | Int Ltg Dsgn_Com, E/O - IntL | E, Interior Lighting | 0.075368 | 0.11037 | 0.12414 | 0.061453 | 0.39194 | 0.014278 | 0.11293 | 0.032793 | 0.077727 | 0.13361 | 0.13076
| 351 | Int Ltg Dsgn_Com, E/P - IntL | E, Interior Lighting | 0.019018 | 0.011431 | 0.024164 | 0.019676 | 0.00017474 | 0.052599 | 0.0099876 | 0.10242 | 0.021923 | 0.0045569 | 0.017014

## Table E4
Table E4. Measure Applicability - Upstate
Return to List of Tables
| Meas | Measure Name | Primary Fuel End Use | Small Office | Large Office | Education | Grocery | Hospital | Food Service | Health Service | Lodging | Small Retail | Large Retail | Warehouse
| 1 | Room Air Conditioner_Com, E - Cool | E, Cooling | 0.19053 | 0.017692 | 0.12287 | 0.058258 | 0.024631 | 0.05808 | 0.056043 | 0.42537 | 0.083875 | 0.015982 | 0.033465
| 2 | Fast Acting Doors_Com, E - Cool | E, Cooling | 0 | 0 | 0 | 0 | 0 | 0 | 0 | 0 | 0 | 0 | 0.8
| 3 | Chiller Systems_Com, E - Cool | E, Cooling | 0 | 0.8162 | 0.19069 | 0.05 | 0.94413 | 0.05 | 0.12348 | 0.092427 | 0 | 0.086225 | 0
| 4 | Chiller Tuneup_Com, E - Cool | E, Cooling | 0 | 0.8162 | 0.19069 | 0.05 | 0.94413 | 0.05 | 0.12348 | 0.092427 | 0 | 0.086225 | 0
| 5 | Computer Room Air Conditioner_Com, E - Cool | E, Cooling | 0.1 | 0.15 | 0.05 | 0 | 0.05 | 0 | 0.1 | 0.02 | 0.01 | 0.03 | 0
| 6 | Mini Split Ductless AC_Com, E - Cool | E, Cooling | 0.19053 | 0.017692 | 0.12287 | 0.058258 | 0.024631 | 0.05808 | 0.056043 | 0.42537 | 0.083875 | 0.015982 | 0.033465
| 7 | Eff Unitary AC_Com, E - Cool | E, Cooling | 0.63582 | 0.13725 | 0.42191 | 0.8656 | 0.02581 | 0.79597 | 0.6097 | 0.33948 | 0.7742 | 0.74824 | 0.71297
| 8 | PTAC_Com, E - Cool | E, Cooling | 0.19053 | 0.017692 | 0.12287 | 0.058258 | 0.024631 | 0.05808 | 0.056043 | 0.42537 | 0.083875 | 0.015982 | 0.033465
| 9 | Unitary Equipment Economizer_Com, E - Cool | E, Cooling | 0.80947 | 0.16611 | 0.68644 | 0.94174 | 0.031236 | 0.94192 | 0.82048 | 0.4822 | 0.91613 | 0.89779 | 0.96654
| 10 | Guest Room EM_Com, E - Cool [Building w Elec Heat] | E, Cooling | 0 | 0 | 0 | 0 | 0 | 0 | 0 | 0.26617 | 0 | 0 | 0
| 11 | Guest Room EM_Com, E - Heat [Building w Elec Heat] | E, Space Heating | 0 | 0 | 0 | 0 | 0 | 0 | 0 | 1 | 0 | 0 | 0
| 12 | Guest Room EM_Com, E - Cool [Building w Gas Heat] | E, Cooling | 0 | 0 | 0 | 0 | 0 | 0 | 0 | 0.54352 | 0 | 0 | 0
| 13 | Guest Room EM_Com, G - Heat [Building w Gas Heat] | G, Space Heating | 0 | 0 | 0 | 0 | 0 | 0 | 0 | 1 | 0 | 0 | 0
| 14 | Guest Room EM_Com, E - Cool [Building w Oil Heat] | E, Cooling | 0 | 0 | 0 | 0 | 0 | 0 | 0 | 0.14624 | 0 | 0 | 0
| 15 | Guest Room EM_Com, O - Heat [Building w Oil Heat] | O, Space Heating | 0 | 0 | 0 | 0 | 0 | 0 | 0 | 0.34861 | 0 | 0 | 0
| 16 | Guest Room EM_Com, E - Cool [Building w Propane Heat] | E, Cooling | 0 | 0 | 0 | 0 | 0 | 0 | 0 | 0.044071 | 0 | 0 | 0
| 17 | Guest Room EM_Com, P - Heat [Building w Propane Heat] | Prp, Space Heating | 0 | 0 | 0 | 0 | 0 | 0 | 0 | 0.65139 | 0 | 0 | 0
| 18 | AC Tuneup_Com, E - Cool [ASHP] | E, Cooling | 0.17364 | 0.028858 | 0.26453 | 0.076142 | 0.0054265 | 0.14595 | 0.21078 | 0.14272 | 0.14193 | 0.14955 | 0.25356
| 19 | AC Tuneup_Com, E - Heat [ASHP] | E, Space Heating | 0.55262 | 0.27269 | 0.5356 | 0.59913 | 0.45079 | 0.73382 | 0.83779 | 0.77697 | 0.72809 | 0.24508 | 0.93113
| 20 | AC Tuneup_Com, E - Cool [Unitary AC] | E, Cooling | 0.63582 | 0.13725 | 0.42191 | 0.8656 | 0.02581 | 0.79597 | 0.6097 | 0.33948 | 0.7742 | 0.74824 | 0.71297
| 21 | DCV_Com, E - Cool [Building w Elec Heat] | E, Cooling | 0.10773 | 0.13073 | 0.11673 | 0.12533 | 0.12981 | 0.12535 | 0.12563 | 0.076474 | 0.12192 | 0.13096 | 0.12863
| 22 | DCV_Com, E - Heat [Building w Elec Heat] | E, Space Heating | 0.33021 | 0.19977 | 0.34385 | 0.34958 | 0.22539 | 0 | 0.45429 | 0.44635 | 0.44662 | 0.14669 | 0.48118
| 23 | DCV_Com, E - Vent [Building w Elec Heat] | E, Ventilation | 0.13308 | 0.13308 | 0.13308 | 0.13308 | 0.13308 | 0 | 0.13308 | 0.13308 | 0.13308 | 0.13308 | 0.13308
| 24 | DCV_Com, E - Cool [Building w Gas Heat] | E, Cooling | 0.21998 | 0.26695 | 0.23837 | 0.25593 | 0.26507 | 0.25598 | 0.25653 | 0.15616 | 0.24897 | 0.26742 | 0.26267
| 25 | DCV_Com, G - Heat [Building w Gas Heat] | G, Space Heating | 0.46882 | 0.48514 | 0.49223 | 0.3952 | 0.5 | 0 | 0.4553 | 0.46977 | 0.39213 | 0.43485 | 0.33056
| 26 | DCV_Com, E - Vent [Building w Gas Heat] | E, Ventilation | 0.27176 | 0.27176 | 0.27176 | 0.27176 | 0.27176 | 0 | 0.27176 | 0.27176 | 0.27176 | 0.27176 | 0.27176
| 27 | DCV_Com, E - Cool [Building w Oil Heat] | E, Cooling | 0.059187 | 0.071825 | 0.064135 | 0.068859 | 0.071318 | 0.068872 | 0.069021 | 0.042016 | 0.066986 | 0.071951 | 0.070672
| 28 | DCV_Com, O - Heat [Building w Oil Heat] | O, Space Heating | 0.15097 | 0.32832 | 0.27001 | 0.26355 | 0.4986 | 0 | 0.31813 | 0.17431 | 0.37115 | 0.2906 | 0.32386
| 29 | DCV_Com, E - Vent [Building w Oil Heat] | E, Ventilation | 0.073119 | 0.073119 | 0.073119 | 0.073119 | 0.073119 | 0 | 0.073119 | 0.073119 | 0.073119 | 0.073119 | 0.073119
| 30 | DCV_Com, E - Cool [Building w Propane Heat] | E, Cooling | 0.017837 | 0.021646 | 0.019328 | 0.020752 | 0.021493 | 0.020756 | 0.020801 | 0.012662 | 0.020187 | 0.021684 | 0.021298
| 31 | DCV_Com, P - Heat [Building w Propane Heat] | Prp, Space Heating | 0.21044 | 0.01861 | 0.20933 | 0.16597 | 0.0014008 | 0 | 0.13889 | 0.12229 | 0.062906 | 0.19285 | 0.12851
| 32 | DCV_Com, E - Vent [Building w Propane Heat] | E, Ventilation | 0.022036 | 0.022036 | 0.022036 | 0.022036 | 0.022036 | 0 | 0.022036 | 0.022036 | 0.022036 | 0.022036 | 0.022036
| 33 | Controls for Unitary AC_Com, E - Cool | E, Cooling | 0.63582 | 0.13725 | 0.42191 | 0.8656 | 0.02581 | 0.79597 | 0.6097 | 0.33948 | 0.7742 | 0.74824 | 0.71297
| 34 | Optimized Unitary AC Sys_Com, E - Cool [Building w Elec Heat] | E, Cooling | 0.16924 | 0.036533 | 0.1123 | 0.23039 | 0.0068697 | 0.21186 | 0.16228 | 0.090359 | 0.20607 | 0.19916 | 0.18977
| 35 | Optimized Unitary AC Sys_Com, E - Heat [Building w Elec Heat] | E, Space Heating | 0.66042 | 0.39954 | 0.6877 | 0.69917 | 0.45079 | 0.86365 | 0.90858 | 0.89271 | 0.89324 | 0.29338 | 0.96236
| 36 | Optimized Unitary AC Sys_Com, E - Cool [Building w Gas Heat] | E, Cooling | 0.34559 | 0.074601 | 0.22932 | 0.47047 | 0.014028 | 0.43263 | 0.33138 | 0.18452 | 0.42079 | 0.40669 | 0.38752
| 37 | Optimized Unitary AC Sys_Com, G - Heat [Building w Gas Heat] | G, Space Heating | 0.93765 | 0.97028 | 0.98447 | 0.79039 | 1 | 0.88781 | 0.91061 | 0.93954 | 0.78427 | 0.86969 | 0.66112
| 38 | Optimized Unitary AC Sys_Com, E - Cool [Building w Oil Heat] | E, Cooling | 0.092982 | 0.020072 | 0.061699 | 0.12658 | 0.0037744 | 0.1164 | 0.089161 | 0.049645 | 0.11322 | 0.10942 | 0.10426
| 39 | Optimized Unitary AC Sys_Com, O - Heat [Building w Oil Heat] | O, Space Heating | 0.30195 | 0.65664 | 0.54002 | 0.5271 | 0.9972 | 0.20611 | 0.63626 | 0.34861 | 0.74231 | 0.5812 | 0.64771
| 40 | Optimized Unitary AC Sys_Com, E - Cool [Building w Propane Heat] | E, Cooling | 0.028022 | 0.006049 | 0.018594 | 0.038148 | 0.0011375 | 0.035079 | 0.02687 | 0.014961 | 0.03412 | 0.032976 | 0.031422
| 41 | Optimized Unitary AC Sys_Com, P - Heat [Building w Propane Heat] | Prp, Space Heating | 0.42087 | 0.037221 | 0.41865 | 0.33195 | 0.0028016 | 0.45972 | 0.27779 | 0.24459 | 0.12581 | 0.38571 | 0.25702
| 42 | Optimized Chiller Sys_Com, E - Cool | E, Cooling | 0 | 0.8162 | 0.19069 | 0.05 | 0.94413 | 0.05 | 0.12348 | 0.092427 | 0 | 0.086225 | 0
| 43 | Cool Roof_Com, E - Cool [Building w Elec Heat] | E, Cooling | 0.26617 | 0.26617 | 0.26617 | 0.26617 | 0.26617 | 0.26617 | 0.26617 | 0.26617 | 0.26617 | 0.26617 | 0.26617
| 44 | Cool Roof_Com, E - Heat [Building w Elec Heat] | E, Space Heating | 1 | 1 | 1 | 1 | 1 | 1 | 1 | 1 | 1 | 1 | 1
| 45 | Cool Roof_Com, E - Cool [Building w Gas Heat] | E, Cooling | 0.54352 | 0.54352 | 0.54352 | 0.54352 | 0.54352 | 0.54352 | 0.54352 | 0.54352 | 0.54352 | 0.54352 | 0.54352
| 46 | Cool Roof_Com, G - Heat [Building w Gas Heat] | G, Space Heating | 1 | 1 | 1 | 1 | 1 | 1 | 1 | 1 | 1 | 1 | 1
| 47 | Cool Roof_Com, E - Cool [Building w Oil Heat] | E, Cooling | 0.14624 | 0.14624 | 0.14624 | 0.14624 | 0.14624 | 0.14624 | 0.14624 | 0.14624 | 0.14624 | 0.14624 | 0.14624
| 48 | Cool Roof_Com, O - Heat [Building w Oil Heat] | O, Space Heating | 0.30195 | 0.65664 | 0.54002 | 0.5271 | 0.9972 | 0.20611 | 0.63626 | 0.34861 | 0.74231 | 0.5812 | 0.64771
| 49 | Cool Roof_Com, E - Cool [Building w Propane Heat] | E, Cooling | 0.044071 | 0.044071 | 0.044071 | 0.044071 | 0.044071 | 0.044071 | 0.044071 | 0.044071 | 0.044071 | 0.044071 | 0.044071
| 50 | Cool Roof_Com, P - Heat [Building w Propane Heat] | Prp, Space Heating | 0.69805 | 0.34336 | 0.45998 | 0.4729 | 0.0028016 | 0.79389 | 0.36374 | 0.65139 | 0.25769 | 0.4188 | 0.35229
| 51 | GSHP_Com, E - Cool | E, Cooling | 0.17364 | 0.028858 | 0.26453 | 0.076142 | 0.0054265 | 0.14595 | 0.21078 | 0.14272 | 0.14193 | 0.14955 | 0.25356
| 52 | GSHP_Com, E - Heat | E, Space Heating | 0.55262 | 0.27269 | 0.5356 | 0.59913 | 0.45079 | 0.73382 | 0.83779 | 0.77697 | 0.72809 | 0.24508 | 0.93113
| 55 | Unitary HP_Com, E - Cool | E, Cooling | 0.17364 | 0.028858 | 0.26453 | 0.076142 | 0.0054265 | 0.14595 | 0.21078 | 0.14272 | 0.14193 | 0.14955 | 0.25356
| 56 | Unitary HP_Com, E - Heat | E, Space Heating | 0.55262 | 0.27269 | 0.5356 | 0.59913 | 0.45079 | 0.73382 | 0.83779 | 0.77697 | 0.72809 | 0.24508 | 0.93113
| 57 | PTHP_Com, E - Cool | E, Cooling | 0.19053 | 0.017692 | 0.12287 | 0.058258 | 0.024631 | 0.05808 | 0.056043 | 0.42537 | 0.083875 | 0.015982 | 0.033465
| 58 | PTHP_Com, E - Heat | E, Space Heating | 0.44738 | 0.72731 | 0.4644 | 0.40087 | 0.41685 | 0.26618 | 0.16221 | 0.22303 | 0.27191 | 0.75492 | 0.068868
| 59 | Minisplit Ductless HP_Com, E - Cool | E, Cooling | 0.19053 | 0.017692 | 0.12287 | 0.058258 | 0.024631 | 0.05808 | 0.056043 | 0.42537 | 0.083875 | 0.015982 | 0.033465
| 60 | Minisplit Ductless HP_Com, E - Heat | E, Space Heating | 0.44738 | 0.72731 | 0.4644 | 0.40087 | 0.41685 | 0.26618 | 0.16221 | 0.22303 | 0.27191 | 0.75492 | 0.068868
| 61 | Programmable TStat_Com, E - Cool [Building w Elec Heat] | E, Cooling | 0.26617 | 0.048923 | 0.21541 | 0.26617 | 0.01487 | 0.26617 | 0.2333 | 0.24157 | 0.26617 | 0.24322 | 0.26617
| 62 | Programmable TStat_Com, E - Heat [Building w Elec Heat] | E, Space Heating | 0.37802 | 0.10142 | 0.09214 | 0.86741 | 0.2428 | 0.63286 | 0.62578 | 0.30956 | 0.65792 | 0.4082 | 0.91
| 63 | Programmable TStat_Com, E - Cool [Building w Gas Heat] | E, Cooling | 0.54352 | 0.099902 | 0.43988 | 0.54352 | 0.030365 | 0.54352 | 0.47641 | 0.49329 | 0.54352 | 0.49666 | 0.54352
| 64 | Programmable TStat_Com, G - Heat [Building w Gas Heat] | G, Space Heating | 0.37802 | 0.10142 | 0.09214 | 0.86741 | 0.2428 | 0.63286 | 0.62578 | 0.30956 | 0.65792 | 0.4082 | 0.91
| 65 | Programmable TStat_Com, E - Cool [Building w Propane Heat] | E, Cooling | 0.14624 | 0.026879 | 0.11835 | 0.14624 | 0.00817 | 0.14624 | 0.12818 | 0.13272 | 0.14624 | 0.13363 | 0.14624
| 66 | Programmable TStat_Com, P - Heat [Building w Propane Heat] | Prp, Space Heating | 0.26388 | 0.034822 | 0.042383 | 0.4102 | 0.00068022 | 0.50242 | 0.22763 | 0.20164 | 0.16954 | 0.17095 | 0.32058
| 67 | Programmable TStat_Com, E - Cool [Building w Oil Heat] | E, Cooling | 0.044071 | 0.0081005 | 0.035667 | 0.044071 | 0.0024622 | 0.044071 | 0.03863 | 0.039998 | 0.044071 | 0.040271 | 0.044071
| 68 | Programmable TStat_Com, O - Heat [Building w Oil Heat] | O, Space Heating | 0.11414 | 0.066594 | 0.049757 | 0.45721 | 0.24212 | 0.13044 | 0.39816 | 0.10792 | 0.48838 | 0.23724 | 0.58942
| 69 | Smart TStat_Com, E - Cool [Building w Elec Heat] | E, Cooling | 0.26617 | 0.048923 | 0.21541 | 0.26617 | 0.01487 | 0.26617 | 0.2333 | 0.24157 | 0.26617 | 0.24322 | 0.26617
| 70 | Smart TStat_Com, E - Heat [Building w Elec Heat] | E, Space Heating | 0.37802 | 0.10142 | 0.09214 | 0.86741 | 0.2428 | 0.63286 | 0.62578 | 0.30956 | 0.65792 | 0.4082 | 0.91
| 71 | Smart TStat_Com, E - Cool [Building w Gas Heat] | E, Cooling | 0.54352 | 0.099902 | 0.43988 | 0.54352 | 0.030365 | 0.54352 | 0.47641 | 0.49329 | 0.54352 | 0.49666 | 0.54352
| 72 | Smart TStat_Com, G - Heat [Building w Gas Heat] | G, Space Heating | 0.37802 | 0.10142 | 0.09214 | 0.86741 | 0.2428 | 0.63286 | 0.62578 | 0.30956 | 0.65792 | 0.4082 | 0.91
| 73 | Smart TStat_Com, E - Cool [Building w Propane Heat] | E, Cooling | 0.14624 | 0.026879 | 0.11835 | 0.14624 | 0.00817 | 0.14624 | 0.12818 | 0.13272 | 0.14624 | 0.13363 | 0.14624
| 74 | Smart TStat_Com, P - Heat [Building w Propane Heat] | Prp, Space Heating | 0.26388 | 0.034822 | 0.042383 | 0.4102 | 0.00068022 | 0.50242 | 0.22763 | 0.20164 | 0.16954 | 0.17095 | 0.32058
| 75 | Smart TStat_Com, E - Cool [Building w Oil Heat] | E, Cooling | 0.044071 | 0.0081005 | 0.035667 | 0.044071 | 0.0024622 | 0.044071 | 0.03863 | 0.039998 | 0.044071 | 0.040271 | 0.044071
| 76 | Smart TStat_Com, O - Heat [Building w Oil Heat] | O, Space Heating | 0.11414 | 0.066594 | 0.049757 | 0.45721 | 0.24212 | 0.13044 | 0.39816 | 0.10792 | 0.48838 | 0.23724 | 0.58942
| 77 | Boiler Blowdown Controls_Com, G - Heat | G, Space Heating | 0.62198 | 0.89858 | 0.90786 | 0.13259 | 0.7572 | 0.36714 | 0.37422 | 0.69044 | 0.34208 | 0.5918 | 0.089996
| 78 | Boiler Blowdown Controls_Com, O - Heat | O, Space Heating | 0.10528 | 0.014462 | 0.044982 | 0.25245 | 0.021625 | 0.06772 | 0.16042 | 0.070915 | 0.39339 | 0.09677 | 0.24741
| 79 | Boiler Blowdown Controls_Com, P - Heat | Prp, Space Heating | 0.14213 | 0.032181 | 0.25645 | 0.10272 | 0 | 0.27937 | 0.20597 | 0.15529 | 0.068861 | 0.34468 | 0.15626
| 80 | Boiler Modifications_Com, G - Heat | G, Space Heating | 0.62198 | 0.89858 | 0.90786 | 0.13259 | 0.7572 | 0.36714 | 0.37422 | 0.69044 | 0.34208 | 0.5918 | 0.089996
| 81 | Boiler Modifications_Com, O - Heat | O, Space Heating | 0.10528 | 0.014462 | 0.044982 | 0.25245 | 0.021625 | 0.06772 | 0.16042 | 0.070915 | 0.39339 | 0.09677 | 0.24741
| 82 | Boiler Modifications_Com, P - Heat | Prp, Space Heating | 0.14213 | 0.032181 | 0.25645 | 0.10272 | 0 | 0.27937 | 0.20597 | 0.15529 | 0.068861 | 0.34468 | 0.15626
| 83 | Boilers_Com, G - Heat | G, Space Heating | 0.62198 | 0.89858 | 0.90786 | 0.13259 | 0.7572 | 0.36714 | 0.37422 | 0.69044 | 0.34208 | 0.5918 | 0.089996
| 84 | Boilers_Com, O - Heat | O, Space Heating | 0.10528 | 0.014462 | 0.044982 | 0.25245 | 0.021625 | 0.06772 | 0.16042 | 0.070915 | 0.39339 | 0.09677 | 0.24741
| 85 | Boilers_Com, P - Heat | Prp, Space Heating | 0.14213 | 0.032181 | 0.25645 | 0.10272 | 0 | 0.27937 | 0.20597 | 0.15529 | 0.068861 | 0.34468 | 0.15626
| 86 | Furnace_Com, G - Heat | G, Space Heating | 0.31567 | 0.071693 | 0.076608 | 0.65781 | 0.2428 | 0.52067 | 0.53639 | 0.24911 | 0.44219 | 0.27789 | 0.57113
| 87 | Furnace_Com, O - Heat | O, Space Heating | 0.19666 | 0.64218 | 0.49504 | 0.27464 | 0.97557 | 0.13839 | 0.47584 | 0.2777 | 0.34892 | 0.48443 | 0.4003
| 88 | Furnace_Com, P - Heat | Prp, Space Heating | 0.27874 | 0.0050398 | 0.1622 | 0.22923 | 0.0028016 | 0.18036 | 0.071819 | 0.089299 | 0.056952 | 0.041032 | 0.10076
| 89 | Unit Heater_Com, G - Heat | G, Space Heating | 0.056683 | 0.026462 | 0.012164 | 0.19589 | 0 | 0.11064 | 0.086983 | 0.060457 | 0.19166 | 0.11945 | 0.29726
| 90 | Unit Heater_Com, P - Heat | Prp, Space Heating | 0.22073 | 0.13031 | 0.04133 | 0.14095 | 0 | 0.33417 | 0 | 0.404 | 0.1272 | 0.033094 | 0.095271
| 91 | Destratification Fans_Com, G - Heat | G, Space Heating | 0 | 0 | 0.2 | 0.25 | 0 | 0.5 | 0 | 0.25 | 0 | 0.5 | 1
| 92 | Destratification Fans_Com, O - Heat | O, Space Heating | 0 | 0 | 0.108 | 0.13177 | 0 | 0.10305 | 0 | 0.087154 | 0 | 0.2906 | 0.64771
| 93 | Destratification Fans_Com, P - Heat | Prp, Space Heating | 0 | 0 | 0.091997 | 0.11823 | 0 | 0.39695 | 0 | 0.16285 | 0 | 0.2094 | 0.35229
| 94 | Energy Recovery Ventilator_Com, G - Heat | G, Space Heating | 0.4 | 0.4 | 0.4 | 0.4 | 0.4 | 0 | 0.4 | 0.4 | 0.4 | 0.4 | 0.4
| 95 | Energy Recovery Ventilator_Com, O - Heat | O, Space Heating | 0.12078 | 0.26266 | 0.21601 | 0.21084 | 0.39888 | 0 | 0.2545 | 0.13945 | 0.29692 | 0.23248 | 0.25908
| 96 | Energy Recovery Ventilator_Com, P - Heat | Prp, Space Heating | 0.27922 | 0.13734 | 0.18399 | 0.18916 | 0.0011206 | 0 | 0.1455 | 0.26055 | 0.10308 | 0.16752 | 0.14092
| 97 | Forced Air Heating Maintenance_Com, G - Heat | G, Space Heating | 0.31567 | 0.071693 | 0.076608 | 0.65781 | 0.2428 | 0.52067 | 0.53639 | 0.24911 | 0.44219 | 0.27789 | 0.57113
| 98 | Forced Air Heating Maintenance_Com, O - Heat | O, Space Heating | 0.19666 | 0.64218 | 0.49504 | 0.27464 | 0.97557 | 0.13839 | 0.47584 | 0.2777 | 0.34892 | 0.48443 | 0.4003
| 99 | Forced Air Heating Maintenance_Com, P - Heat | Prp, Space Heating | 0.27874 | 0.0050398 | 0.1622 | 0.22923 | 0.0028016 | 0.18036 | 0.071819 | 0.089299 | 0.056952 | 0.041032 | 0.10076
| 100 | Infrared Heater_Com, G - Heat | G, Space Heating | 0.0056708 | 0.0032606 | 0.0033688 | 0.013723 | 0 | 0.0015519 | 0.0024093 | 0 | 0.02407 | 0.010856 | 0.041619
| 101 | Infrared Heater_Com, P - Heat | Prp, Space Heating | 0.056448 | 0.17583 | 0 | 0 | 0 | 0 | 0.085958 | 0.0027977 | 0.004683 | 0 | 0
| 102 | Steam Trap Maintenance_Com, G - Heat | G, Space Heating | 0.12183 | 0.17602 | 0.17783 | 0.025971 | 0.14832 | 0.071917 | 0.073303 | 0.13525 | 0.067007 | 0.11592 | 0.017629
| 103 | Steam Trap Maintenance_Com, O - Heat | O, Space Heating | 0.018361 | 0.0025221 | 0.0078446 | 0.044027 | 0.0037713 | 0.01181 | 0.027976 | 0.012367 | 0.068605 | 0.016876 | 0.043148
| 104 | Steam Trap Maintenance_Com, P - Heat | Prp, Space Heating | 0 | 0 | 0 | 0 | 0 | 0 | 0 | 0 | 0 | 0 | 0
| 105 | Windows_Com, E - Cool [Building w Elec Heat] | E, Cooling | 0.26617 | 0.26617 | 0.26617 | 0.26617 | 0.26617 | 0.26617 | 0.26617 | 0.26617 | 0.26617 | 0.26617 | 0.26617
| 106 | Windows_Com, E - Heat [Building w Elec Heat] | E, Space Heating | 1 | 1 | 1 | 1 | 1 | 1 | 1 | 1 | 1 | 1 | 1
| 107 | Windows_Com, E - Cool [Building w Gas Heat] | E, Cooling | 0.54352 | 0.54352 | 0.54352 | 0.54352 | 0.54352 | 0.54352 | 0.54352 | 0.54352 | 0.54352 | 0.54352 | 0.54352
| 108 | Windows_Com, G - Heat [Building w Gas Heat] | G, Space Heating | 1 | 1 | 1 | 1 | 1 | 1 | 1 | 1 | 1 | 1 | 1
| 109 | Windows_Com, E - Cool [Building w Oil Heat] | E, Cooling | 0.14624 | 0.14624 | 0.14624 | 0.14624 | 0.14624 | 0.14624 | 0.14624 | 0.14624 | 0.14624 | 0.14624 | 0.14624
| 110 | Windows_Com, O - Heat [Building w Oil Heat] | O, Space Heating | 0.30195 | 0.65664 | 0.54002 | 0.5271 | 0.9972 | 0.20611 | 0.63626 | 0.34861 | 0.74231 | 0.5812 | 0.64771
| 111 | Windows_Com, E - Cool [Building w Propane Heat] | E, Cooling | 0.044071 | 0.044071 | 0.044071 | 0.044071 | 0.044071 | 0.044071 | 0.044071 | 0.044071 | 0.044071 | 0.044071 | 0.044071
| 112 | Windows_Com, P - Heat [Building w Propane Heat] | Prp, Space Heating | 0.69805 | 0.34336 | 0.45998 | 0.4729 | 0.0028016 | 0.79389 | 0.36374 | 0.65139 | 0.25769 | 0.4188 | 0.35229
| 113 | Window Film_Com, E - Cool [Building w Elec Heat] | E, Cooling | 0.26617 | 0.26617 | 0.26617 | 0.26617 | 0.26617 | 0.26617 | 0.26617 | 0.26617 | 0.26617 | 0.26617 | 0.26617
| 114 | Window Film_Com, E - Heat [Building w Elec Heat] | E, Space Heating | 1 | 1 | 1 | 1 | 1 | 1 | 1 | 1 | 1 | 1 | 1
| 115 | Window Film_Com, E - Cool [Building w Gas Heat] | E, Cooling | 0.54352 | 0.54352 | 0.54352 | 0.54352 | 0.54352 | 0.54352 | 0.54352 | 0.54352 | 0.54352 | 0.54352 | 0.54352
| 116 | Window Film_Com, G - Heat [Building w Gas Heat] | G, Space Heating | 1 | 1 | 1 | 1 | 1 | 1 | 1 | 1 | 1 | 1 | 1
| 117 | Window Film_Com, E - Cool [Building w Oil Heat] | E, Cooling | 0.14624 | 0.14624 | 0.14624 | 0.14624 | 0.14624 | 0.14624 | 0.14624 | 0.14624 | 0.14624 | 0.14624 | 0.14624
| 118 | Window Film_Com, O - Heat [Building w Oil Heat] | O, Space Heating | 0.30195 | 0.65664 | 0.54002 | 0.5271 | 0.9972 | 0.20611 | 0.63626 | 0.34861 | 0.74231 | 0.5812 | 0.64771
| 119 | Window Film_Com, E - Cool [Building w Propane Heat] | E, Cooling | 0.044071 | 0.044071 | 0.044071 | 0.044071 | 0.044071 | 0.044071 | 0.044071 | 0.044071 | 0.044071 | 0.044071 | 0.044071
| 120 | Window Film_Com, P - Heat [Building w Propane Heat] | Prp, Space Heating | 0.69805 | 0.34336 | 0.45998 | 0.4729 | 0.0028016 | 0.79389 | 0.36374 | 0.65139 | 0.25769 | 0.4188 | 0.35229
| 121 | Motors and Fans_Com, E - Vent | E, Ventilation | 1 | 1 | 1 | 1 | 1 | 1 | 1 | 1 | 1 | 1 | 1
| 122 | ECM Furnace Motors_Com, E - Vent | E, Ventilation | 0.0875 | 0.125 | 0.1 | 0.1 | 0.125 | 0.1 | 0.125 | 0.0875 | 0.0875 | 0.125 | 0.15
| 123 | VFD on HVAC System_Com, E - Vent | E, Ventilation | 0.76 | 0.95 | 0.8 | 0.77 | 0.95 | 0.76 | 0.95 | 0.78 | 0.75 | 0.82 | 0.85
| 124 | Kitchen DCV_Com, E - Vent [Building w Elec Heat] | E, Ventilation | 0.0025242 | 0.0051306 | 0.0050239 | 0.0184 | 0.031007 | 0.053234 | 0.0015639 | 0.040793 | 0.0007129 | 0.0016799 | 0.00072113
| 125 | Kitchen DCV_Com, E - Heat [Building w Elec Heat] | E, Space Heating | 0.0094834 | 0.019276 | 0.018875 | 0.069129 | 0.11649 | 0.71564 | 0.0058757 | 0.15326 | 0.0026784 | 0.0063116 | 0.0027093
| 126 | Kitchen DCV_Com, E - Vent [Building w Gas Heat] | E, Ventilation | 0.0051544 | 0.010477 | 0.010259 | 0.037573 | 0.063318 | 0.1087 | 0.0031936 | 0.083301 | 0.0014558 | 0.0034305 | 0.0014726
| 127 | Kitchen DCV_Com, G - Heat [Building w Gas Heat] | G, Space Heating | 0.0094834 | 0.019276 | 0.018875 | 0.069129 | 0.11649 | 0.71564 | 0.0058757 | 0.15326 | 0.0026784 | 0.0063116 | 0.0027093
| 128 | Kitchen DCV_Com, E - Vent [Building w Oil Heat] | E, Ventilation | 0.0013868 | 0.0028189 | 0.0027602 | 0.010109 | 0.017036 | 0.029248 | 0.00085925 | 0.022413 | 0.00039168 | 0.000923 | 0.0003962
| 129 | Kitchen DCV_Com, O - Heat [Building w Oil Heat] | O, Space Heating | 0.0028635 | 0.012657 | 0.010193 | 0.036437 | 0.11617 | 0.1475 | 0.0037384 | 0.053429 | 0.0019882 | 0.0036683 | 0.0017549
| 130 | Kitchen DCV_Com, E - Vent [Building w Oil Heat] | E, Ventilation | 0.0013868 | 0.0028189 | 0.0027602 | 0.010109 | 0.017036 | 0.029248 | 0.00085925 | 0.022413 | 0.00039168 | 0.000923 | 0.0003962
| 131 | Kitchen DCV_Com, P - Heat [Building w Propane Heat] | Prp, Space Heating | 0.0066199 | 0.0066185 | 0.0086821 | 0.032691 | 0.00032637 | 0.56814 | 0.0021372 | 0.099833 | 0.0006902 | 0.0026433 | 0.00095446
| 132 | Duct Sealing Regulated_Com, E - Vent [Building w Elec Heat] | E, Ventilation | 0.21293 | 0.21293 | 0.21293 | 0.21293 | 0.21293 | 0.21293 | 0.21293 | 0.21293 | 0.21293 | 0.21293 | 0.21293
| 133 | Duct Sealing Regulated_Com, E - Heat [Building w Elec Heat] | E, Space Heating | 1 | 1 | 1 | 1 | 1 | 1 | 1 | 1 | 1 | 1 | 1
| 134 | Duct Sealing Regulated_Com, E - Cool [Building w Elec Heat] | E, Cooling | 0.21545 | 0.044214 | 0.18271 | 0.25066 | 0.0083141 | 0.25071 | 0.21839 | 0.12835 | 0.24384 | 0.23896 | 0.25726
| 135 | Duct Sealing Regulated_Com, E - Vent [Building w Gas Heat] | E, Ventilation | 0.43482 | 0.43482 | 0.43482 | 0.43482 | 0.43482 | 0.43482 | 0.43482 | 0.43482 | 0.43482 | 0.43482 | 0.43482
| 136 | Duct Sealing Regulated_Com, G - Heat [Building w Gas Heat] | G, Space Heating | 1 | 1 | 1 | 1 | 1 | 1 | 1 | 1 | 1 | 1 | 1
| 137 | Duct Sealing Regulated_Com, E - Cool [Building w Gas Heat] | E, Cooling | 0.43996 | 0.090286 | 0.37309 | 0.51186 | 0.016978 | 0.51195 | 0.44595 | 0.26209 | 0.49793 | 0.48797 | 0.52533
| 138 | Duct Sealing Non Regulated_Com, E - Vent [Building w Oil Heat] | E, Ventilation | 0.11699 | 0.11699 | 0.11699 | 0.11699 | 0.11699 | 0.11699 | 0.11699 | 0.11699 | 0.11699 | 0.11699 | 0.11699
| 139 | Duct Sealing Non Regulated_Com, O - Heat [Building w Oil Heat] | O, Space Heating | 0.30195 | 0.65664 | 0.54002 | 0.5271 | 0.9972 | 0.20611 | 0.63626 | 0.34861 | 0.74231 | 0.5812 | 0.64771
| 140 | Duct Sealing Non Regulated_Com, E - Cool [Building w Oil Heat] | E, Cooling | 0.11837 | 0.024292 | 0.10038 | 0.13772 | 0.0045679 | 0.13774 | 0.11999 | 0.070517 | 0.13397 | 0.13129 | 0.14134
| 141 | Duct Sealing Non Regulated_Com, E - Vent [Building w Propane Heat] | E, Ventilation | 0.035257 | 0.035257 | 0.035257 | 0.035257 | 0.035257 | 0.035257 | 0.035257 | 0.035257 | 0.035257 | 0.035257 | 0.035257
| 142 | Duct Sealing Non Regulated_Com, P - Heat [Building w Propane Heat] | Prp, Space Heating | 0.69805 | 0.34336 | 0.45998 | 0.4729 | 0.0028016 | 0.79389 | 0.36374 | 0.65139 | 0.25769 | 0.4188 | 0.35229
| 143 | Duct Sealing Non Regulated_Com, E - Cool [Building w Propane Heat] | E, Cooling | 0.035674 | 0.0073208 | 0.030252 | 0.041504 | 0.0013766 | 0.041512 | 0.03616 | 0.021251 | 0.040375 | 0.039567 | 0.042597
| 144 | Power Strip_Com, E - Plug [Tier 1] | E, Plug Loads | 0.65551 | 0.65551 | 0.78722 | 0.56731 | 0.69315 | 0.4064 | 0.60287 | 0.22703 | 0.56731 | 0.56731 | 0.58933
| 145 | Power Strip_Com, E - Plug [Tier 2] | E, Plug Loads | 0.65551 | 0.65551 | 0.78722 | 0.56731 | 0.69315 | 0.4064 | 0.60287 | 0.22703 | 0.56731 | 0.56731 | 0.58933
| 146 | Computer Power Management_Com, E - Plug | E, Plug Loads | 0.35984 | 0.35984 | 0.55407 | 0.2014 | 0.34877 | 0.11553 | 0.27557 | 0.12426 | 0.2014 | 0.2014 | 0.25917
| 147 | Vending Machine Controls_Com, E - Plug [Non-Refrigerated] | E, Plug Loads | 0.0071261 | 0.0071261 | 0.014962 | 0.026081 | 0.010773 | 0.029518 | 0.0069969 | 0.018592 | 0.026081 | 0.026081 | 0.021576
| 148 | Vending Machine Controls_Com, E - Plug [Refrigerated] | E, Plug Loads | 0.021378 | 0.021378 | 0.044885 | 0.078242 | 0.032318 | 0.088555 | 0.020991 | 0.055775 | 0.078242 | 0.078242 | 0.064729
| 149 | Ovens_Com, E - Cook | E, Cooking | 0.68121 | 0.68121 | 0.68121 | 0.68121 | 0.68121 | 0.68121 | 0.68121 | 0.68121 | 0.68121 | 0.68121 | 0.68121
| 150 | Ovens_Com, G - Cook | G, Cooking | 0.47286 | 0.47286 | 0.47286 | 0.47286 | 0.47286 | 0.47286 | 0.47286 | 0.47286 | 0.47286 | 0.47286 | 0.47286
| 151 | Ovens_Com, P - Cook | Prp, Cooking | 0.56915 | 0.56915 | 0.56915 | 0.56915 | 0.56915 | 0.56915 | 0.56915 | 0.56915 | 0.56915 | 0.56915 | 0.56915
| 152 | Fryers_Com, E - Cook | E, Cooking | 0.13597 | 0.13597 | 0.13597 | 0.13597 | 0.13597 | 0.13597 | 0.13597 | 0.13597 | 0.13597 | 0.13597 | 0.13597
| 153 | Fryers_Com, G - Cook | G, Cooking | 0.088936 | 0.088936 | 0.088936 | 0.088936 | 0.088936 | 0.088936 | 0.088936 | 0.088936 | 0.088936 | 0.088936 | 0.088936
| 154 | Fryers_Com, P - Cook | Prp, Cooking | 0.052432 | 0.052432 | 0.052432 | 0.052432 | 0.052432 | 0.052432 | 0.052432 | 0.052432 | 0.052432 | 0.052432 | 0.052432
| 155 | Griddles_Com, E - Cook | E, Cooking | 0.042143 | 0.042143 | 0.042143 | 0.042143 | 0.042143 | 0.042143 | 0.042143 | 0.042143 | 0.042143 | 0.042143 | 0.042143
| 156 | Griddles_Com, G - Cook | G, Cooking | 0.33217 | 0.33217 | 0.33217 | 0.33217 | 0.33217 | 0.33217 | 0.33217 | 0.33217 | 0.33217 | 0.33217 | 0.33217
| 157 | Griddles_Com, P - Cook | Prp, Cooking | 0.37842 | 0.37842 | 0.37842 | 0.37842 | 0.37842 | 0.37842 | 0.37842 | 0.37842 | 0.37842 | 0.37842 | 0.37842
| 158 | Hot Food Holding Cabinet_Com, E - Cook | E, Cooking | 0.10572 | 0.10572 | 0.10572 | 0.10572 | 0.10572 | 0.10572 | 0.10572 | 0.10572 | 0.10572 | 0.10572 | 0.10572
| 159 | Steamers_Com, E - Cook | E, Cooking | 0.034963 | 0.034963 | 0.034963 | 0.034963 | 0.034963 | 0.034963 | 0.034963 | 0.034963 | 0.034963 | 0.034963 | 0.034963
| 160 | Steamers_Com, G - Cook | G, Cooking | 0.10604 | 0.10604 | 0.10604 | 0.10604 | 0.10604 | 0.10604 | 0.10604 | 0.10604 | 0.10604 | 0.10604 | 0.10604
| 161 | Steamers_Com, P - Cook | Prp, Cooking | 0 | 0 | 0 | 0 | 0 | 0 | 0 | 0 | 0 | 0 | 0
| 162 | ES Refrigerator and Freezer_Com, E - Refr | E, Refrigeration | 0.73 | 0.7 | 0.1 | 0.02 | 0.4 | 0.02 | 0.4 | 0.66 | 0.6 | 0.42 | 0.02
| 163 | Anti Sweat Heat Control_Com, E - Refr | E, Refrigeration | 0.01 | 0.02 | 0.1 | 0.15 | 0.1 | 0.05 | 0.1 | 0.02 | 0.05 | 0.1 | 0
| 164 | Case Night Covers_Com, E - Refr | E, Refrigeration | 0 | 0.01 | 0.04 | 0.2 | 0.01 | 0.02 | 0.01 | 0 | 0.03 | 0.04 | 0
| 165 | Loading Dock Pit Seals_Com, E - Refr | E, Refrigeration | 0 | 0.02 | 0.01 | 0.01 | 0.08 | 0.06 | 0.06 | 0.01 | 0.02 | 0.02 | 0.1
| 166 | ECM Comp Cond Fan Motor_Com, E - Refr | E, Refrigeration | 0.02 | 0.05 | 0.1 | 0.2 | 0.1 | 0.19 | 0.1 | 0.04 | 0.02 | 0.05 | 0.37
| 167 | Evap Fan Motor Replacement_Com, E - Refr | E, Refrigeration | 0.01 | 0.02 | 0.1 | 0.2 | 0.1 | 0.19 | 0.1 | 0.04 | 0.02 | 0.05 | 0.35
| 168 | Evap Fan Speed Controls_Com, E - Refr | E, Refrigeration | 0.01 | 0.02 | 0.1 | 0.2 | 0.1 | 0.19 | 0.1 | 0.04 | 0.02 | 0.05 | 0.35
| 169 | LowHeat NoHeat Doors_Com, E - Refr | E, Refrigeration | 0.01 | 0.02 | 0.1 | 0.15 | 0.1 | 0.05 | 0.1 | 0.02 | 0.05 | 0.1 | 0
| 170 | Refrigerated Vending Machine_Com, E - Refr | E, Refrigeration | 0.12 | 0.15 | 0.12 | 0.01 | 0.03 | 0.01 | 0.03 | 0.01 | 0.15 | 0.18 | 0.01
| 171 | Walk In Refrigeration_Com, E - Refr | E, Refrigeration | 0.03 | 0.02 | 0.38 | 0.2 | 0.2 | 0.45 | 0.2 | 0.13 | 0.05 | 0.15 | 0.15
| 172 | Refrigeration Tune Up_Com, E - Refr | E, Refrigeration | 0.15 | 0.15 | 0.78 | 0.97 | 0.57 | 0.97 | 0.57 | 0.33 | 0.25 | 0.4 | 0.97
| 173 | ES Ice Machine_Com, E - Refr | E, Refrigeration | 0.05 | 0.01 | 0.06 | 0.02 | 0.06 | 0.07 | 0.06 | 0.1 | 0.03 | 0.01 | 0
| 174 | Walk In Cooler Retroft_Com, E - Refr | E, Refrigeration | 0.03 | 0.02 | 0.38 | 0.2 | 0.2 | 0.45 | 0.2 | 0.13 | 0.05 | 0.15 | 0.15
| 175 | HE Built Up Refrig_Com, E - Refr | E, Refrigeration | 0 | 0 | 0 | 0.6 | 0.25 | 0.5 | 0.25 | 0 | 0.15 | 0.25 | 0
| 176 | Door Gasket Replacement_Com, E - Refr | E, Refrigeration | 0.03 | 0.02 | 0.38 | 0.2 | 0.2 | 0.45 | 0.2 | 0.13 | 0.05 | 0.15 | 0.15
| 177 | EnergyStar Dehumidifier_Com, E - Appl | E, Appliances | 0.013191 | 0.013191 | 0.013191 | 0.013191 | 0.013191 | 0.013191 | 0.013191 | 0.013191 | 0.013191 | 0.013191 | 0.013191
| 178 | Clothes Washer Elec WH_Com, E - Appl [unit w/ elec dry - Washer] | E, Appliances | 0.004 | 0.004 | 0.002 | 0.002 | 0.02 | 0.006 | 0.01 | 0.04 | 0.0008 | 0.0008 | 0.0008
| 179 | Clothes Washer Elec WH_Com, E - Appl [unit w/ elec dry - Dryer] | E, Appliances | 0.004 | 0.004 | 0.002 | 0.002 | 0.02 | 0.006 | 0.01 | 0.04 | 0.0008 | 0.0008 | 0.0008
| 180 | Clothes Washer Elec WH_Com, E - HWat [unit w/ elec dry - Water Heater] | E, Water Heating | 0.012 | 0.012 | 0.006 | 0.006 | 0.05 | 0.012 | 0.02 | 0.09 | 0.0016 | 0.0016 | 0.0016
| 181 | Clothes Washer Elec WH_Com, E - Appl [unit w/ gas dry - Washer] | E, Appliances | 0.001 | 0.001 | 0.0005 | 0.0005 | 0.005 | 0.0015 | 0.0025 | 0.01 | 0.0002 | 0.0002 | 0.0002
| 182 | Clothes Washer Elec WH_Com, G - Oth [unit w/ gas dry - Dryer] | G, Other | 0.001 | 0.001 | 0.0005 | 0.0005 | 0.005 | 0.0015 | 0.0025 | 0.01 | 0.0002 | 0.0002 | 0.0002
| 183 | Clothes Washer Elec WH_Com, E - HWat [unit w/ gas dry - Water Heater] | E, Water Heating | 0.003 | 0.003 | 0.0015 | 0.0015 | 0.0125 | 0.003 | 0.005 | 0.0225 | 0.0004 | 0.0004 | 0.0004
| 184 | Clothes Washer Elec WH_Com, E - Appl [unit w/ propane dry - Washer] | E, Appliances | 0.0004 | 0.0004 | 0.0002 | 0.0002 | 0.002 | 0.0006 | 0.001 | 0.004 | 8e-05 | 8e-05 | 8e-05
| 185 | Clothes Washer Elec WH_Com, P - Oth [unit w/ propane dry - Dryer] | Prp, Other | 8.8405e-05 | 2.4121e-05 | 2.5743e-05 | 9.6607e-06 | 1.4725e-06 | 0.00040777 | 0 | 0.0017841 | 0 | 1.2357e-05 | 5.5588e-06
| 186 | Clothes Washer Elec WH_Com, E - HWat [unit w/ propane dry - Water Heater] | E, Water Heating | 0.0012 | 0.0012 | 0.0006 | 0.0006 | 0.005 | 0.0012 | 0.002 | 0.009 | 0.00016 | 0.00016 | 0.00016
| 187 | Clothes Washer Gas WH_Com, E - Appl [unit w/ elec dry - Washer] | E, Appliances | 0.002 | 0.002 | 0.001 | 0.001 | 0.01 | 0.003 | 0.005 | 0.02 | 0.0004 | 0.0004 | 0.0004
| 188 | Clothes Washer Gas WH_Com, E - Appl [unit w/ elec dry - Dryer] | E, Appliances | 0.002 | 0.002 | 0.001 | 0.001 | 0.01 | 0.003 | 0.005 | 0.02 | 0.0004 | 0.0004 | 0.0004
| 189 | Clothes Washer Gas WH_Com, G - HWat [unit w/ elec dry - Water Heater] | G, Water Heating | 0.006 | 0.006 | 0.003 | 0.003 | 0.025 | 0.006 | 0.01 | 0.045 | 0.0008 | 0.0008 | 0.0008
| 190 | Clothes Washer Gas WH_Com, E - Appl [unit w/ gas dry - Washer] | E, Appliances | 0.0078 | 0.0078 | 0.0039 | 0.0039 | 0.039 | 0.0117 | 0.0195 | 0.078 | 0.00156 | 0.00156 | 0.00156
| 191 | Clothes Washer Gas WH_Com, G - Oth [unit w/ gas dry - Dryer] | G, Other | 0.0078 | 0.0078 | 0.0039 | 0.0039 | 0.039 | 0.0117 | 0.0195 | 0.078 | 0.00156 | 0.00156 | 0.00156
| 192 | Clothes Washer Gas WH_Com, G - HWat [unit w/ gas dry - Water Heater] | G, Water Heating | 0.0234 | 0.0234 | 0.0117 | 0.0117 | 0.0975 | 0.0234 | 0.039 | 0.1755 | 0.00312 | 0.00312 | 0.00312
| 193 | Clothes Washer Gas WH_Com, E - Appl [unit w/ propane dry - Washer] | E, Appliances | 0.0004 | 0.0004 | 0.0002 | 0.0002 | 0.002 | 0.0006 | 0.001 | 0.004 | 8e-05 | 8e-05 | 8e-05
| 194 | Clothes Washer Gas WH_Com, P - Oth [unit w/ propane dry - Dryer] | Prp, Other | 8.8405e-05 | 2.4121e-05 | 2.5743e-05 | 9.6607e-06 | 1.4725e-06 | 0.00040777 | 0 | 0.0017841 | 0 | 1.2357e-05 | 5.5588e-06
| 195 | Clothes Washer Gas WH_Com, G - HWat [unit w/ propane dry - Water Heater] | G, Water Heating | 0.0012 | 0.0012 | 0.0006 | 0.0006 | 0.005 | 0.0012 | 0.002 | 0.009 | 0.00016 | 0.00016 | 0.00016
| 196 | Clothes Washer Oil WH_Com, E - Appl [unit w/ elec dry - Washer] | E, Appliances | 0.0024 | 0.0024 | 0.0012 | 0.0012 | 0.012 | 0.0036 | 0.006 | 0.024 | 0.00048 | 0.00048 | 0.00048
| 197 | Clothes Washer Oil WH_Com, E - Appl [unit w/ elec dry - Dryer] | E, Appliances | 0.0024 | 0.0024 | 0.0012 | 0.0012 | 0.012 | 0.0036 | 0.006 | 0.024 | 0.00048 | 0.00048 | 0.00048
| 198 | Clothes Washer Oil WH_Com, O - HWat [unit w/ elec dry - Water Heater] | O, Water Heating | 0.00020496 | 0.00082575 | 0.00012182 | 0.00021972 | 0.025285 | 1.1785e-05 | 0.0018716 | 8.4661e-05 | 0.00029366 | 1.6597e-05 | 0.00016413
| 199 | Clothes Washer Oil WH_Com, E - Appl [unit w/ gas dry - Washer] | E, Appliances | 0.0004 | 0.0004 | 0.0002 | 0.0002 | 0.002 | 0.0006 | 0.001 | 0.004 | 8e-05 | 8e-05 | 8e-05
| 200 | Clothes Washer Oil WH_Com, G - Oth [unit w/ gas dry - Dryer] | G, Other | 0.0004 | 0.0004 | 0.0002 | 0.0002 | 0.002 | 0.0006 | 0.001 | 0.004 | 8e-05 | 8e-05 | 8e-05
| 201 | Clothes Washer Oil WH_Com, O - HWat [unit w/ gas dry - Water Heater] | O, Water Heating | 3.416e-05 | 0.00013763 | 2.0303e-05 | 3.662e-05 | 0.0042142 | 1.9641e-06 | 0.00031193 | 1.411e-05 | 4.8943e-05 | 2.7662e-06 | 2.7355e-05
| 202 | Clothes Washer Oil WH_Com, E - Appl [unit w/ propane dry - Washer] | E, Appliances | 0.0006 | 0.0006 | 0.0003 | 0.0003 | 0.003 | 0.0009 | 0.0015 | 0.006 | 0.00012 | 0.00012 | 0.00012
| 203 | Clothes Washer Oil WH_Com, P - Oth [unit w/ propane dry - Dryer] | Prp, Other | 0.00013261 | 3.6181e-05 | 3.8614e-05 | 1.4491e-05 | 2.2088e-06 | 0.00061165 | 0 | 0.0026761 | 0 | 1.8536e-05 | 8.3382e-06
| 204 | Clothes Washer Oil WH_Com, O - HWat [unit w/ propane dry - Water Heater] | O, Water Heating | 5.124e-05 | 0.00020644 | 3.0455e-05 | 5.493e-05 | 0.0063213 | 2.9462e-06 | 0.0004679 | 2.1165e-05 | 7.3415e-05 | 4.1493e-06 | 4.1033e-05
| 205 | Clothes Washer Propane WH_Com, E - Appl [unit w/ elec dry - Washer] | E, Appliances | 0.0004 | 0.0004 | 0.0002 | 0.0002 | 0.002 | 0.0006 | 0.001 | 0.004 | 8e-05 | 8e-05 | 8e-05
| 206 | Clothes Washer Propane WH_Com, E - Appl [unit w/ elec dry - Dryer] | E, Appliances | 0.0004 | 0.0004 | 0.0002 | 0.0002 | 0.002 | 0.0006 | 0.001 | 0.004 | 8e-05 | 8e-05 | 8e-05
| 207 | Clothes Washer Propane WH_Com, P - HWat [unit w/ elec dry - Water Heater] | Prp, Water Heating | 0.0011658 | 0.0010624 | 0.0005797 | 0.00056338 | 0.00078581 | 0.001198 | 0.0016881 | 0.0089859 | 0.00011106 | 0.00015723 | 0.00013264
| 208 | Clothes Washer Propane WH_Com, E - Appl [unit w/ gas dry - Washer] | E, Appliances | 0.0002 | 0.0002 | 0.0001 | 0.0001 | 0.001 | 0.0003 | 0.0005 | 0.002 | 4e-05 | 4e-05 | 4e-05
| 209 | Clothes Washer Propane WH_Com, G - Oth [unit w/ gas dry - Dryer] | G, Other | 0.0002 | 0.0002 | 0.0001 | 0.0001 | 0.001 | 0.0003 | 0.0005 | 0.002 | 4e-05 | 4e-05 | 4e-05
| 210 | Clothes Washer Propane WH_Com, P - HWat [unit w/ gas dry - Water Heater] | Prp, Water Heating | 0.00058292 | 0.00053119 | 0.00028985 | 0.00028169 | 0.00039291 | 0.00059902 | 0.00084403 | 0.0044929 | 5.5528e-05 | 7.8617e-05 | 6.6322e-05
| 211 | Clothes Washer Propane WH_Com, E - Appl [unit w/ propane dry - Washer] | E, Appliances | 0.0004 | 0.0004 | 0.0002 | 0.0002 | 0.002 | 0.0006 | 0.001 | 0.004 | 8e-05 | 8e-05 | 8e-05
| 212 | Clothes Washer Propane WH_Com, P - Oth [unit w/ propane dry - Dryer] | Prp, Other | 8.8405e-05 | 2.4121e-05 | 2.5743e-05 | 9.6607e-06 | 1.4725e-06 | 0.00040777 | 0 | 0.0017841 | 0 | 1.2357e-05 | 5.5588e-06
| 213 | Clothes Washer Propane WH_Com, P - HWat [unit w/ propane dry - Water Heater] | Prp, Water Heating | 0.0012 | 0.0012 | 0.0006 | 0.0006 | 0.005 | 0.0012 | 0.002 | 0.009 | 0.00016 | 0.00016 | 0.00016
| 214 | Ozone Laundry_Com, E - HWat | E, Water Heating | 0 | 0 | 0.12 | 0 | 0.23 | 0 | 0 | 0.23 | 0 | 0 | 0
| 215 | Ozone Laundry_Com, G - HWat | G, Water Heating | 0 | 0 | 0.12 | 0 | 0.23 | 0 | 0 | 0.23 | 0 | 0 | 0
| 216 | Ozone Laundry_Com, O - HWat | O, Water Heating | 0 | 0 | 0.0040607 | 0 | 0.19385 | 0 | 0 | 0.00036059 | 0 | 0 | 0
| 217 | Ozone Laundry_Com, P - HWat | Prp, Water Heating | 0 | 0 | 0.11594 | 0 | 0.036147 | 0 | 0 | 0.22964 | 0 | 0 | 0
| 218 | Dishwasher_Com, E - Appl [Building w elec WH] | E, Appliances | 0.01 | 0.01 | 0.02 | 0.01 | 0.024 | 0.08 | 0.01 | 0.02 | 0.0008 | 0.0008 | 0.0004
| 219 | Dishwasher_Com, E - HWat [Building w elec WH] | E, Water Heating | 0.005 | 0.005 | 0.01 | 0.005 | 0.012 | 0.04 | 0.005 | 0.01 | 8e-05 | 8e-05 | 4e-05
| 220 | Dishwasher_Com, E - Appl [Building w gas WH] | E, Appliances | 0.025 | 0.025 | 0.05 | 0.025 | 0.06 | 0.2 | 0.025 | 0.05 | 0.002 | 0.002 | 0.001
| 221 | Dishwasher_Com, G - HWat [Building w gas WH] | G, Water Heating | 0.0125 | 0.0125 | 0.025 | 0.0125 | 0.03 | 0.1 | 0.0125 | 0.025 | 0.0002 | 0.0002 | 0.0001
| 222 | Dishwasher_Com, E - Appl [Building w oil WH] | E, Appliances | 0.0025 | 0.0025 | 0.005 | 0.0025 | 0.006 | 0.02 | 0.0025 | 0.005 | 0.0002 | 0.0002 | 0.0001
| 223 | Dishwasher_Com, O - HWat [Building w oil WH] | O, Water Heating | 3.5583e-05 | 0.00014336 | 8.4598e-05 | 7.6292e-05 | 0.0025285 | 1.6368e-05 | 0.00019496 | 3.9195e-06 | 6.1179e-06 | 3.4578e-07 | 1.7097e-06
| 224 | Dishwasher_Com, E - Appl [Building w propane WH] | E, Appliances | 0.0025 | 0.0025 | 0.005 | 0.0025 | 0.006 | 0.02 | 0.0025 | 0.005 | 0.0002 | 0.0002 | 0.0001
| 225 | Dishwasher_Com, P - HWat [Building w propane WH] | Prp, Water Heating | 0.0036433 | 0.0033199 | 0.0072462 | 0.0035211 | 0.0014145 | 0.029951 | 0.0031651 | 0.0074882 | 4.1646e-05 | 5.8963e-05 | 2.4871e-05
| 226 | Faucet Aerator_Com, E - HWat | E, Water Heating | 0.6 | 0.6 | 0.6 | 0.3 | 0.1 | 0.1 | 0.45 | 0.1 | 0.6 | 0.6 | 0.6
| 227 | Faucet Aerator_Com, G - HWat | G, Water Heating | 0.6 | 0.6 | 0.6 | 0.3 | 0.1 | 0.1 | 0.45 | 0.1 | 0.6 | 0.6 | 0.6
| 228 | Faucet Aerator_Com, O - HWat | O, Water Heating | 0.01708 | 0.068813 | 0.020303 | 0.01831 | 0.084284 | 0.00016368 | 0.070185 | 0.00015678 | 0.18354 | 0.010373 | 0.10258
| 229 | Faucet Aerator_Com, P - HWat | Prp, Water Heating | 0.58292 | 0.53119 | 0.5797 | 0.28169 | 0.015716 | 0.099836 | 0.37982 | 0.099843 | 0.41646 | 0.58963 | 0.49742
| 230 | Pre Rinse Sprayers_Com, E - HWat | E, Water Heating | 0.014108 | 0.027171 | 0.0056101 | 0.13591 | 0 | 0.35 | 0.034952 | 0.0057333 | 0.14496 | 0.004667 | 0.021995
| 231 | Pre Rinse Sprayers_Com, G - HWat | G, Water Heating | 0.014108 | 0.027171 | 0.0056101 | 0.13591 | 0 | 0.35 | 0.034952 | 0.0057333 | 0.14496 | 0.004667 | 0.021995
| 232 | Pre Rinse Sprayers_Com, O - HWat | O, Water Heating | 0.0004016 | 0.0031162 | 0.00018984 | 0.0082953 | 0 | 0.00057287 | 0.0054513 | 8.9887e-06 | 0.044342 | 8.0688e-05 | 0.0037605
| 233 | Pre Rinse Sprayers_Com, P - HWat | Prp, Water Heating | 0.013706 | 0.024055 | 0.0054202 | 0.12762 | 0 | 0.34943 | 0.029501 | 0.0057243 | 0.10062 | 0.0045864 | 0.018234
| 234 | Heat Pump Water Heater_Com, E - HWat | E, Water Heating | 0.92 | 0.92 | 0.92 | 0.92 | 0.92 | 0.92 | 0.92 | 0.92 | 0.92 | 0.92 | 0.92
| 235 | FF Storage Water Heater_Com, G - HWat | G, Water Heating | 0.92 | 0.92 | 0.92 | 0.92 | 0.92 | 0.92 | 0.92 | 0.92 | 0.92 | 0.92 | 0.92
| 236 | FF Storage Water Heater_Com, O - HWat | O, Water Heating | 0.026189 | 0.10551 | 0.031132 | 0.056151 | 0.77541 | 0.0015058 | 0.14349 | 0.0014424 | 0.28142 | 0.015906 | 0.15729
| 237 | FF Storage Water Heater_Com, P - HWat | Prp, Water Heating | 0.89381 | 0.81449 | 0.88887 | 0.86385 | 0.14459 | 0.91849 | 0.77651 | 0.91856 | 0.63858 | 0.90409 | 0.76271
| 238 | FF Instantaneous Water Heater_Com, G - HWat | G, Water Heating | 0.92 | 0.92 | 0.92 | 0.92 | 0.92 | 0.92 | 0.92 | 0.92 | 0.92 | 0.92 | 0.92
| 239 | FF Instantaneous Water Heater_Com, O - HWat | O, Water Heating | 0.026189 | 0.10551 | 0.031132 | 0.056151 | 0.77541 | 0.0015058 | 0.14349 | 0.0014424 | 0.28142 | 0.015906 | 0.15729
| 240 | FF Instantaneous Water Heater_Com, P - HWat | Prp, Water Heating | 0.89381 | 0.81449 | 0.88887 | 0.86385 | 0.14459 | 0.91849 | 0.77651 | 0.91856 | 0.63858 | 0.90409 | 0.76271
| 241 | Clothes Dryer_Com, E - Appl | E, Appliances | 0.05 | 0.05 | 0.1 | 0.01 | 0.12 | 0.03 | 0.05 | 0.3 | 0.05 | 0.05 | 0.03
| 242 | Clothes Dryer_Com, G - Oth | G, Other | 0.05 | 0.05 | 0.1 | 0.01 | 0.12 | 0.03 | 0.05 | 0.3 | 0.05 | 0.05 | 0.03
| 243 | Clothes Dryer_Com, P - Oth | Prp, Other | 0.011051 | 0.0030151 | 0.012871 | 0.00048303 | 8.8352e-05 | 0.020388 | 0 | 0.1338 | 0 | 0.0077234 | 0.0020845
| 244 | Pnemautic to DDC_Com, E - TotE [Building w Elec Heat] | E, Total Electric | 0.14373 | 0.14373 | 0.14373 | 0.14373 | 0.14373 | 0.14373 | 0.14373 | 0.14373 | 0.14373 | 0.14373 | 0.14373
| 245 | Pnemautic to DDC_Com, E - TotE [Building w Gas Heat] | E, Total Electric | 0.15219 | 0.15219 | 0.15219 | 0.15219 | 0.15219 | 0.15219 | 0.15219 | 0.15219 | 0.15219 | 0.15219 | 0.15219
| 246 | Pnemautic to DDC_Com, G - TotF [Building w Gas Heat] | G, Total FF | 0.85 | 0.85 | 0.85 | 0.85 | 0.85 | 0.85 | 0.85 | 0.85 | 0.85 | 0.85 | 0.85
| 247 | Pnemautic to DDC_Com, E - TotE [Building w Oil Heat] | E, Total Electric | 0.040947 | 0.040947 | 0.040947 | 0.040947 | 0.040947 | 0.040947 | 0.040947 | 0.040947 | 0.040947 | 0.040947 | 0.040947
| 248 | Pnemautic to DDC_Com, O - TotF [Building w Oil Heat] | O, Total FF | 0.28868 | 0.59036 | 0.4684 | 0.41158 | 0.84703 | 0.056921 | 0.58677 | 0.15171 | 0.66341 | 0.407 | 0.58846
| 249 | Pnemautic to DDC_Com, E - TotE [Building w Propane Heat] | E, Total Electric | 0.01234 | 0.01234 | 0.01234 | 0.01234 | 0.01234 | 0.01234 | 0.01234 | 0.01234 | 0.01234 | 0.01234 | 0.01234
| 250 | Pnemautic to DDC_Com, P - TotF [Building w Propane Heat] | Prp, Total FF | 0.56132 | 0.25964 | 0.3816 | 0.43842 | 0.0029732 | 0.79308 | 0.26323 | 0.69829 | 0.18659 | 0.443 | 0.26154
| 251 | Data Center_Com, E - TotE [Building w Elec Heat] | E, Total Electric | 0.024913 | 0.041522 | 0.0099653 | 0.0020761 | 0.0024913 | 0 | 0.024913 | 0 | 0 | 0.012457 | 0
| 252 | Data Center_Com, E - TotE [Building w Gas Heat] | E, Total Electric | 0.050874 | 0.08479 | 0.020349 | 0.0042395 | 0.0050874 | 0 | 0.050874 | 0 | 0 | 0.025437 | 0
| 253 | Data Center_Com, G - TotF [Building w Gas Heat] | G, Total FF | 0.006 | 0.01 | 0.0024 | 0.0005 | 0.0006 | 0 | 0.006 | 0 | 0 | 0.003 | 0
| 254 | Data Center_Com, E - TotE [Building w Oil Heat] | E, Total Electric | 0.013688 | 0.022813 | 0.0054752 | 0.0011407 | 0.0013688 | 0 | 0.013688 | 0 | 0 | 0.0068439 | 0
| 255 | Data Center_Com, O - TotF [Building w Oil Heat] | O, Total FF | 0.0012226 | 0.0041672 | 0.00079352 | 0.00014526 | 0.00035874 | 0 | 0.0024851 | 0 | 0 | 0.00086188 | 0
| 256 | Data Center_Com, E - TotE [Building w Propane Heat] | E, Total Electric | 0.0041251 | 0.0068751 | 0.00165 | 0.00034376 | 0.00041251 | 0 | 0.0041251 | 0 | 0 | 0.0020625 | 0
| 257 | Data Center_Com, P - TotF [Building w Propane Heat] | Prp, Total FF | 0.0014264 | 0.0010997 | 0.00038789 | 9.2842e-05 | 7.5553e-07 | 0 | 0.00066892 | 0 | 0 | 0.00056287 | 0
| 258 | RCx_Com, E - TotE [Building w Elec Heat] | E, Total Electric | 0.26617 | 0.26617 | 0.26617 | 0.26617 | 0.26617 | 0.26617 | 0.26617 | 0.26617 | 0.26617 | 0.26617 | 0.26617
| 259 | RCx_Com, E - TotE [Building w Gas Heat] | E, Total Electric | 0.54352 | 0.54352 | 0.54352 | 0.54352 | 0.54352 | 0.54352 | 0.54352 | 0.54352 | 0.54352 | 0.54352 | 0.54352
| 260 | RCx_Com, G - TotF [Building w Gas Heat] | G, Total FF | 1 | 1 | 1 | 1 | 1 | 1 | 1 | 1 | 1 | 1 | 1
| 261 | RCx_Com, E - TotE [Building w Oil Heat] | E, Total Electric | 0.14624 | 0.14624 | 0.14624 | 0.14624 | 0.14624 | 0.14624 | 0.14624 | 0.14624 | 0.14624 | 0.14624 | 0.14624
| 262 | RCx_Com, O - TotF [Building w Oil Heat] | O, Total FF | 0.33962 | 0.69454 | 0.55106 | 0.48421 | 0.9965 | 0.066966 | 0.69031 | 0.17848 | 0.78048 | 0.47882 | 0.69231
| 263 | RCx_Com, E - TotE [Building w Propane Heat] | E, Total Electric | 0.044071 | 0.044071 | 0.044071 | 0.044071 | 0.044071 | 0.044071 | 0.044071 | 0.044071 | 0.044071 | 0.044071 | 0.044071
| 264 | RCx_Com, P - TotF [Building w Propane Heat] | Prp, Total FF | 0.66038 | 0.30546 | 0.44894 | 0.51579 | 0.0034978 | 0.93303 | 0.30969 | 0.82152 | 0.21952 | 0.52118 | 0.30769
| 265 | Commissioning_Com, E - TotE [Building w Elec Heat] | E, Total Electric | 0.26617 | 0.26617 | 0.26617 | 0.26617 | 0.26617 | 0.26617 | 0.26617 | 0.26617 | 0.26617 | 0.26617 | 0.26617
| 266 | Commissioning_Com, E - TotE [Building w Gas Heat] | E, Total Electric | 0.54352 | 0.54352 | 0.54352 | 0.54352 | 0.54352 | 0.54352 | 0.54352 | 0.54352 | 0.54352 | 0.54352 | 0.54352
| 267 | Commissioning_Com, G - TotF [Building w Gas Heat] | G, Total FF | 1 | 1 | 1 | 1 | 1 | 1 | 1 | 1 | 1 | 1 | 1
| 268 | Commissioning_Com, E - TotE [Building w Oil Heat] | E, Total Electric | 0.14624 | 0.14624 | 0.14624 | 0.14624 | 0.14624 | 0.14624 | 0.14624 | 0.14624 | 0.14624 | 0.14624 | 0.14624
| 269 | Commissioning_Com, O - TotF [Building w Oil Heat] | O, Total FF | 0.33962 | 0.69454 | 0.55106 | 0.48421 | 0.9965 | 0.066966 | 0.69031 | 0.17848 | 0.78048 | 0.47882 | 0.69231
| 270 | Commissioning_Com, E - TotE [Building w Propane Heat] | E, Total Electric | 0.044071 | 0.044071 | 0.044071 | 0.044071 | 0.044071 | 0.044071 | 0.044071 | 0.044071 | 0.044071 | 0.044071 | 0.044071
| 271 | Commissioning_Com, P - TotF [Building w Propane Heat] | Prp, Total FF | 0.66038 | 0.30546 | 0.44894 | 0.51579 | 0.0034978 | 0.93303 | 0.30969 | 0.82152 | 0.21952 | 0.52118 | 0.30769
| 272 | Integrated Building Design_Com, E - TotE [Building w Elec Heat] | E, Total Electric | 0.26617 | 0.26617 | 0.26617 | 0.26617 | 0.26617 | 0.26617 | 0.26617 | 0.26617 | 0.26617 | 0.26617 | 0.26617
| 273 | Integrated Building Design_Com, E - TotE [Building w Gas Heat] | E, Total Electric | 0.54352 | 0.54352 | 0.54352 | 0.54352 | 0.54352 | 0.54352 | 0.54352 | 0.54352 | 0.54352 | 0.54352 | 0.54352
| 274 | Integrated Building Design_Com, G - TotF [Building w Gas Heat] | G, Total FF | 1 | 1 | 1 | 1 | 1 | 1 | 1 | 1 | 1 | 1 | 1
| 275 | Integrated Building Design_Com, E - TotE [Building w Oil Heat] | E, Total Electric | 0.14624 | 0.14624 | 0.14624 | 0.14624 | 0.14624 | 0.14624 | 0.14624 | 0.14624 | 0.14624 | 0.14624 | 0.14624
| 276 | Integrated Building Design_Com, O - TotF [Building w Oil Heat] | O, Total FF | 0.33962 | 0.69454 | 0.55106 | 0.48421 | 0.9965 | 0.066966 | 0.69031 | 0.17848 | 0.78048 | 0.47882 | 0.69231
| 277 | Integrated Building Design_Com, E - TotE [Building w Propane Heat] | E, Total Electric | 0.044071 | 0.044071 | 0.044071 | 0.044071 | 0.044071 | 0.044071 | 0.044071 | 0.044071 | 0.044071 | 0.044071 | 0.044071
| 278 | Integrated Building Design_Com, P - TotF [Building w Propane Heat] | Prp, Total FF | 0.66038 | 0.30546 | 0.44894 | 0.51579 | 0.0034978 | 0.93303 | 0.30969 | 0.82152 | 0.21952 | 0.52118 | 0.30769
| 279 | Deep Energy Retrofit_Com, E - TotE [Building w Elec Heat] | E, Total Electric | 0.26617 | 0.26617 | 0.26617 | 0.26617 | 0.26617 | 0.26617 | 0.26617 | 0.26617 | 0.26617 | 0.26617 | 0.26617
| 280 | Deep Energy Retrofit_Com, E - TotE [Building w Gas Heat] | E, Total Electric | 0.54352 | 0.54352 | 0.54352 | 0.54352 | 0.54352 | 0.54352 | 0.54352 | 0.54352 | 0.54352 | 0.54352 | 0.54352
| 281 | Deep Energy Retrofit_Com, G - TotF [Building w Gas Heat] | G, Total FF | 1 | 1 | 1 | 1 | 1 | 1 | 1 | 1 | 1 | 1 | 1
| 282 | Deep Energy Retrofit_Com, E - TotE [Building w Oil Heat] | E, Total Electric | 0.14624 | 0.14624 | 0.14624 | 0.14624 | 0.14624 | 0.14624 | 0.14624 | 0.14624 | 0.14624 | 0.14624 | 0.14624
| 283 | Deep Energy Retrofit_Com, O - TotF [Building w Oil Heat] | O, Total FF | 0.33962 | 0.69454 | 0.55106 | 0.48421 | 0.9965 | 0.066966 | 0.69031 | 0.17848 | 0.78048 | 0.47882 | 0.69231
| 284 | Deep Energy Retrofit_Com, E - TotE [Building w Propane Heat] | E, Total Electric | 0.044071 | 0.044071 | 0.044071 | 0.044071 | 0.044071 | 0.044071 | 0.044071 | 0.044071 | 0.044071 | 0.044071 | 0.044071
| 285 | Deep Energy Retrofit_Com, P - TotF [Building w Propane Heat] | Prp, Total FF | 0.66038 | 0.30546 | 0.44894 | 0.51579 | 0.0034978 | 0.93303 | 0.30969 | 0.82152 | 0.21952 | 0.52118 | 0.30769
| 286 | EMS_Com, E - TotE [Building w Elec Heat] | E, Total Electric | 0.22358 | 0.22358 | 0.22358 | 0.22358 | 0.22358 | 0.22358 | 0.22358 | 0.22358 | 0.22358 | 0.22358 | 0.22358
| 287 | EMS_Com, E - TotE [Building w Gas Heat] | E, Total Electric | 0.45656 | 0.45656 | 0.45656 | 0.45656 | 0.45656 | 0.45656 | 0.45656 | 0.45656 | 0.45656 | 0.45656 | 0.45656
| 288 | EMS_Com, G - TotF [Building w Gas Heat] | G, Total FF | 0.9 | 0.9 | 0.9 | 0.9 | 0.9 | 0.9 | 0.9 | 0.9 | 0.9 | 0.9 | 0.9
| 289 | EMS_Com, E - TotE [Building w Oil Heat] | E, Total Electric | 0.12284 | 0.12284 | 0.12284 | 0.12284 | 0.12284 | 0.12284 | 0.12284 | 0.12284 | 0.12284 | 0.12284 | 0.12284
| 290 | EMS_Com, O - TotF [Building w Oil Heat] | O, Total FF | 0.30566 | 0.62509 | 0.49595 | 0.43579 | 0.89685 | 0.060269 | 0.62128 | 0.16063 | 0.70243 | 0.43094 | 0.62308
| 291 | EMS_Com, E - TotE [Building w Propane Heat] | E, Total Electric | 0.03702 | 0.03702 | 0.03702 | 0.03702 | 0.03702 | 0.03702 | 0.03702 | 0.03702 | 0.03702 | 0.03702 | 0.03702
| 292 | EMS_Com, P - TotF [Building w Propane Heat] | Prp, Total FF | 0.59434 | 0.27491 | 0.40405 | 0.46421 | 0.0031481 | 0.83973 | 0.27872 | 0.73937 | 0.19757 | 0.46906 | 0.27692
| 293 | VFDs on HVAC Pumps_Com, E - Oth | E, Other | 0.14 | 0.6 | 0.14 | 0.22 | 0.3 | 0.3 | 0.3 | 0.26 | 0.14 | 0.42 | 0.3
| 294 | ECM Circulators_Com, E - Oth | E, Other | 0.14 | 0.42 | 0.14 | 0.18 | 0.22 | 0.22 | 0.22 | 0.22 | 0.14 | 0.3 | 0.22
| 295 | Motors_Com, E - Oth | E, Other | 0.8 | 0.8 | 0.8 | 0.8 | 0.8 | 0.8 | 0.8 | 0.8 | 0.8 | 0.8 | 0.8
| 296 | Ext Area Ltg_Com, E - ExtL | E, Exterior Lighting | 0.9 | 0.9 | 0.9 | 0.9 | 0.9 | 0.9 | 0.9 | 0.9 | 0.9 | 0.9 | 0.9
| 297 | Street Ltg_Com, E - ExtL | E, Exterior Lighting | 0.1 | 0.1 | 0.1 | 0.1 | 0.1 | 0.1 | 0.1 | 0.1 | 0.1 | 0.1 | 0.1
| 298 | Ext Ltg Ctrls_Com, E - ExtL | E, Exterior Lighting | 1 | 1 | 1 | 1 | 1 | 1 | 1 | 1 | 1 | 1 | 1
| 299 | Ext Ltg Dsgn_Com, E - ExtL | E, Exterior Lighting | 1 | 1 | 1 | 1 | 1 | 1 | 1 | 1 | 1 | 1 | 1
| 300 | Int Ltg Ctrls_Com, E - IntL [No Heat] | E, Interior Lighting | 0.20491 | 0.1597 | 0.16255 | 0.14265 | 0.051139 | 0.14038 | 0.096217 | 0.28614 | 0.13197 | 0.16273 | 0.17351
| 301 | Int Ltg Ctrls_Com, E - IntL [Electric Heat] | E, Interior Lighting | 0.13141 | 0.13141 | 0.11057 | 0.25889 | 0.061012 | 0.17049 | 0.20274 | 0.17554 | 0.15508 | 0.15508 | 0.10368
| 302 | Int Ltg Ctrls_Com, E/G - IntL | E, Interior Lighting | 0.57959 | 0.57959 | 0.57408 | 0.51567 | 0.49411 | 0.61697 | 0.56528 | 0.39944 | 0.58288 | 0.58288 | 0.56855
| 303 | Int Ltg Ctrls_Com, E/O - IntL | E, Interior Lighting | 0.055267 | 0.11302 | 0.12381 | 0.061416 | 0.39094 | 0.0053987 | 0.11232 | 0.0327 | 0.11553 | 0.07088 | 0.13031
| 304 | Int Ltg Ctrls_Com, E/P - IntL | E, Interior Lighting | 0.023336 | 0.010794 | 0.024148 | 0.019672 | 0.00017469 | 0.059559 | 0.0099769 | 0.10222 | 0.010109 | 0.024001 | 0.016997
| 305 | Exit Sign RetFit_Com, E - IntL [No Heat] | E, Interior Lighting | 0.0028583 | 0.0022269 | 0.0019654 | 0.00067927 | 0.00033086 | 0.0023431 | 0.0032321 | 0.0044479 | 0.0014754 | 0.0018198 | 0.0031381
| 306 | Exit Sign RetFit_Com, E - IntL [Electric Heat] | E, Interior Lighting | 0.0018332 | 0.0018332 | 0.0013361 | 0.0012338 | 0.00039474 | 0.0028505 | 0.0068346 | 0.0027297 | 0.0017352 | 0.0017352 | 0.0018749
| 307 | Exit Sign RetFit_Com, E/G - IntL | E, Interior Lighting | 0.0081367 | 0.0081367 | 0.0069766 | 0.0024605 | 0.0032059 | 0.010394 | 0.019298 | 0.0062334 | 0.0065539 | 0.0065539 | 0.01037
| 308 | Exit Sign RetFit_Com, E/O - IntL | E, Interior Lighting | 0.00077133 | 0.0015774 | 0.0014981 | 0.0002925 | 0.0025348 | 9.0126e-05 | 0.003781 | 0.00050855 | 0.0012927 | 0.00079306 | 0.0023602
| 309 | Exit Sign RetFit_Com, E/P - IntL | E, Interior Lighting | 0.00032511 | 0.00015038 | 0.00029161 | 9.3652e-05 | 1.1301e-06 | 0.000994 | 0.00033439 | 0.0015883 | 0.00011298 | 0.00026824 | 0.00030711
| 310 | LED HiLo Bay_Com, E - IntL [No Heat] | E, Interior Lighting | 0.009296 | 0.0072426 | 0.0053475 | 0.015557 | 0 | 8.4277e-07 | 0 | 0.0015767 | 0.0073498 | 0.0090653 | 0.08871
| 311 | LED HiLo Bay_Com, E - IntL [Electric Heat] | E, Interior Lighting | 0.0059622 | 0.0059622 | 0.0036354 | 0.028256 | 0 | 1.0253e-06 | 0 | 0.00096766 | 0.008644 | 0.008644 | 0.053003
| 312 | LED HiLo Bay_Com, E/G - IntL | E, Interior Lighting | 0.026463 | 0.026463 | 0.018982 | 0.056351 | 0 | 3.7385e-06 | 0 | 0.0022097 | 0.032648 | 0.032648 | 0.29315
| 313 | LED HiLo Bay_Com, E/O - IntL | E, Interior Lighting | 0.0025086 | 0.0051303 | 0.0040762 | 0.0066988 | 0 | 3.2417e-08 | 0 | 0.00018028 | 0.0064395 | 0.0039506 | 0.066721
| 314 | LED HiLo Bay_Com, E/P - IntL | E, Interior Lighting | 0.0010574 | 0.00048909 | 0.00079342 | 0.0021448 | 0 | 3.5753e-07 | 0 | 0.00056305 | 0.00056282 | 0.0013362 | 0.0086816
| 315 | Repl Scre_Com, E - IntL [No Heat] | E, Interior Lighting | 0.017779 | 0.013852 | 0.018334 | 0.0077035 | 0.0036196 | 0.060789 | 0.019328 | 0.1598 | 0.03033 | 0.037409 | 0.011013
| 316 | Repl Scre_Com, E - IntL [Electric Heat] | E, Interior Lighting | 0.011403 | 0.011403 | 0.012464 | 0.013992 | 0.0043184 | 0.073954 | 0.040872 | 0.09807 | 0.035671 | 0.035671 | 0.0065802
| 317 | Repl Scre_Com, E/G - IntL | E, Interior Lighting | 0.050612 | 0.050612 | 0.065082 | 0.027904 | 0.035071 | 0.26966 | 0.1154 | 0.22395 | 0.13473 | 0.13473 | 0.036394
| 318 | Repl Scre_Com, E/O - IntL | E, Interior Lighting | 0.0047978 | 0.0098117 | 0.013975 | 0.0033172 | 0.02773 | 0.0023382 | 0.022611 | 0.018271 | 0.026573 | 0.016303 | 0.0082832
| 319 | Repl Scre_Com, E/P - IntL | E, Interior Lighting | 0.0020222 | 0.00093539 | 0.0027203 | 0.0010621 | 1.2363e-05 | 0.025788 | 0.0019997 | 0.057064 | 0.0023225 | 0.0055141 | 0.0010778
| 320 | Lin LED Fixture_Com, E - IntL [No Heat] | E, Interior Lighting | 0.1625 | 0.12661 | 0.1193 | 0.095632 | 0.041757 | 0.060471 | 0.061919 | 0.087661 | 0.068173 | 0.084085 | 0.062656
| 321 | Lin LED Fixture_Com, E - IntL [Electric Heat] | E, Interior Lighting | 0.10422 | 0.10422 | 0.081101 | 0.1737 | 0.049819 | 0.073567 | 0.13094 | 0.053799 | 0.080177 | 0.080177 | 0.037436
| 322 | Lin LED Fixture_Com, E/G - IntL | E, Interior Lighting | 0.46259 | 0.46259 | 0.42348 | 0.34641 | 0.4046 | 0.26825 | 0.36971 | 0.12285 | 0.30283 | 0.30283 | 0.20705
| 323 | Lin LED Fixture_Com, E/O - IntL | E, Interior Lighting | 0.043852 | 0.08968 | 0.090936 | 0.04118 | 0.31991 | 0.002326 | 0.072436 | 0.010023 | 0.059729 | 0.036644 | 0.047125
| 324 | Lin LED Fixture_Com, E/P - IntL | E, Interior Lighting | 0.018483 | 0.0085495 | 0.0177 | 0.013185 | 0.00014263 | 0.025653 | 0.0064061 | 0.031304 | 0.0052204 | 0.012394 | 0.0061318
| 325 | LED Tube Repl_Com, E - IntL [No Heat] | E, Interior Lighting | 0.1625 | 0.12661 | 0.1193 | 0.095632 | 0.035493 | 0.060471 | 0.061919 | 0.087661 | 0.068173 | 0.084085 | 0.062656
| 326 | LED Tube Repl_Com, E - IntL [Electric Heat] | E, Interior Lighting | 0.10422 | 0.10422 | 0.081101 | 0.1737 | 0.042346 | 0.073567 | 0.13094 | 0.053799 | 0.080177 | 0.080177 | 0.037436
| 327 | LED Tube Repl_Com, E/G - IntL | E, Interior Lighting | 0.46259 | 0.46259 | 0.42348 | 0.34641 | 0.34391 | 0.26825 | 0.36971 | 0.12285 | 0.30283 | 0.30283 | 0.20705
| 328 | LED Tube Repl_Com, E/O - IntL | E, Interior Lighting | 0.043852 | 0.08968 | 0.090936 | 0.04118 | 0.27192 | 0.002326 | 0.072436 | 0.010023 | 0.059729 | 0.036644 | 0.047125
| 329 | LED Tube Repl_Com, E/P - IntL | E, Interior Lighting | 0.018483 | 0.0085495 | 0.0177 | 0.013185 | 0.00012124 | 0.025653 | 0.0064061 | 0.031304 | 0.0052204 | 0.012394 | 0.0061318
| 330 | Repl pin CFL wLED_Com, E - IntL [No Heat] | E, Interior Lighting | 0.0022998 | 0.0017918 | 0.0050189 | 9.7093e-05 | 0.0016404 | 0.0031202 | 0.0036492 | 0.01444 | 0.0034857 | 0.0042993 | 0.0014728
| 331 | Repl pin CFL wLED_Com, E - IntL [Electric Heat] | E, Interior Lighting | 0.001475 | 0.001475 | 0.003412 | 0.00017635 | 0.0019571 | 0.0037959 | 0.0077168 | 0.0088622 | 0.0040995 | 0.0040995 | 0.00088
| 332 | Repl pin CFL wLED_Com, E/G - IntL | E, Interior Lighting | 0.0065468 | 0.0065468 | 0.017816 | 0.0003517 | 0.015894 | 0.013841 | 0.021789 | 0.020237 | 0.015484 | 0.015484 | 0.0048672
| 333 | Repl pin CFL wLED_Com, E/O - IntL | E, Interior Lighting | 0.00062061 | 0.0012692 | 0.0038257 | 4.1809e-05 | 0.012567 | 0.00012002 | 0.0042691 | 0.001651 | 0.003054 | 0.0018736 | 0.0011078
| 334 | Repl pin CFL wLED_Com, E/P - IntL | E, Interior Lighting | 0.00026158 | 0.000121 | 0.00074467 | 1.3386e-05 | 5.603e-06 | 0.0013237 | 0.00037755 | 0.0051566 | 0.00026692 | 0.00063372 | 0.00014414
| 335 | Refrig Case LED_Com, E - IntL | E, Interior Lighting | 0.01 | 0.01 | 0.02 | 0.1 | 0.02 | 0.02 | 0.01 | 0.01 | 0.1 | 0.1 | 0.01
| 336 | Refrig Case Ctrls_Com, E - IntL | E, Interior Lighting | 0.01 | 0.01 | 0.02 | 0.1 | 0.02 | 0.02 | 0.01 | 0.01 | 0.1 | 0.1 | 0.01
| 337 | Stair Occ Sensor_Com, E - IntL [No Heat] | E, Interior Lighting | 0.0086606 | 0.0067476 | 0.0064502 | 0.0057844 | 0.0022516 | 0.0033306 | 0.0033097 | 0.0047647 | 0.0042832 | 0.005283 | 0.0033892
| 338 | Stair Occ Sensor_Com, E - IntL [Electric Heat] | E, Interior Lighting | 0.0055547 | 0.0055547 | 0.004385 | 0.010506 | 0.0026863 | 0.0040519 | 0.0069988 | 0.0029242 | 0.0050375 | 0.0050375 | 0.002025
| 339 | Stair Occ Sensor_Com, E/G - IntL | E, Interior Lighting | 0.024655 | 0.024655 | 0.022897 | 0.020953 | 0.021816 | 0.014774 | 0.019762 | 0.0066774 | 0.019026 | 0.019026 | 0.0112
| 340 | Stair Occ Sensor_Com, E/O - IntL | E, Interior Lighting | 0.0023372 | 0.0047796 | 0.0049168 | 0.0024908 | 0.01725 | 0.00012811 | 0.0038719 | 0.00054477 | 0.0037527 | 0.0023023 | 0.0025491
| 341 | Stair Occ Sensor_Com, E/P - IntL | E, Interior Lighting | 0.0009851 | 0.00045566 | 0.00095704 | 0.0007975 | 7.6908e-06 | 0.0014129 | 0.00034242 | 0.0017015 | 0.00032799 | 0.00077871 | 0.00033168
| 342 | Int Delamping_Com, E - IntL [No Heat] | E, Interior Lighting | 0.1625 | 0.12661 | 0.1193 | 0.095632 | 0.041757 | 0.060471 | 0.061919 | 0.087661 | 0.068173 | 0.084085 | 0.062656
| 343 | Int Delamping_Com, E - IntL [Electric Heat] | E, Interior Lighting | 0.10422 | 0.10422 | 0.081101 | 0.1737 | 0.049819 | 0.073567 | 0.13094 | 0.053799 | 0.080177 | 0.080177 | 0.037436
| 344 | Int Delamping_Com, E/G - IntL | E, Interior Lighting | 0.46259 | 0.46259 | 0.42348 | 0.34641 | 0.4046 | 0.26825 | 0.36971 | 0.12285 | 0.30283 | 0.30283 | 0.20705
| 345 | Int Delamping_Com, E/O - IntL | E, Interior Lighting | 0.043852 | 0.08968 | 0.090936 | 0.04118 | 0.31991 | 0.002326 | 0.072436 | 0.010023 | 0.059729 | 0.036644 | 0.047125
| 346 | Int Delamping_Com, E/P - IntL | E, Interior Lighting | 0.018483 | 0.0085495 | 0.0177 | 0.013185 | 0.00014263 | 0.025653 | 0.0064061 | 0.031304 | 0.0052204 | 0.012394 | 0.0061318
| 347 | Int Ltg Dsgn_Com, E - IntL [No Heat] | E, Interior Lighting | 0.20527 | 0.15993 | 0.16286 | 0.14271 | 0.051159 | 0.14054 | 0.096537 | 0.28682 | 0.13209 | 0.16292 | 0.17385
| 348 | Int Ltg Dsgn_Com, E - IntL [Electric Heat] | E, Interior Lighting | 0.13165 | 0.13165 | 0.11072 | 0.25921 | 0.061036 | 0.17098 | 0.20414 | 0.17602 | 0.15534 | 0.15534 | 0.10387
| 349 | Int Ltg Dsgn_Com, E/G - IntL | E, Interior Lighting | 0.58434 | 0.58434 | 0.57812 | 0.51695 | 0.4957 | 0.62345 | 0.5764 | 0.40195 | 0.58673 | 0.58673 | 0.57451
| 350 | Int Ltg Dsgn_Com, E/O - IntL | E, Interior Lighting | 0.055393 | 0.11328 | 0.12414 | 0.061453 | 0.39194 | 0.0054059 | 0.11293 | 0.032793 | 0.11573 | 0.070998 | 0.13076
| 351 | Int Ltg Dsgn_Com, E/P - IntL | E, Interior Lighting | 0.023348 | 0.0108 | 0.024164 | 0.019676 | 0.00017474 | 0.059623 | 0.0099876 | 0.10242 | 0.010115 | 0.024014 | 0.017014

## Table E5
Table E5. Measure Feasibility - All Regions
Return to List of Tables
| Meas | Measure Name | Primary Fuel End Use | Small Office | Large Office | Education | Grocery | Hospital | Food Service | Health Service | Lodging | Small Retail | Large Retail | Warehouse
| 1 | Room Air Conditioner_Com, E - Cool | E, Cooling | 1 | 1 | 1 | 1 | 1 | 1 | 1 | 1 | 1 | 1 | 1
| 2 | Fast Acting Doors_Com, E - Cool | E, Cooling | 0.75 | 0.75 | 0.75 | 0.75 | 0.75 | 0.75 | 0.75 | 0.75 | 0.75 | 0.75 | 0.75
| 3 | Chiller Systems_Com, E - Cool | E, Cooling | 1 | 1 | 1 | 1 | 1 | 1 | 1 | 1 | 1 | 1 | 1
| 4 | Chiller Tuneup_Com, E - Cool | E, Cooling | 1 | 1 | 1 | 1 | 1 | 1 | 1 | 1 | 1 | 1 | 1
| 5 | Computer Room Air Conditioner_Com, E - Cool | E, Cooling | 1 | 1 | 1 | 1 | 1 | 1 | 1 | 1 | 1 | 1 | 1
| 6 | Mini Split Ductless AC_Com, E - Cool | E, Cooling | 0.75 | 0.75 | 0.75 | 0.75 | 0.75 | 0.75 | 0.75 | 0.75 | 0.75 | 0.75 | 0.75
| 7 | Eff Unitary AC_Com, E - Cool | E, Cooling | 1 | 1 | 1 | 1 | 1 | 1 | 1 | 1 | 1 | 1 | 1
| 8 | PTAC_Com, E - Cool | E, Cooling | 1 | 1 | 1 | 1 | 1 | 1 | 1 | 1 | 1 | 1 | 1
| 9 | Unitary Equipment Economizer_Com, E - Cool | E, Cooling | 1 | 1 | 1 | 1 | 1 | 1 | 1 | 1 | 1 | 1 | 1
| 10 | Guest Room EM_Com, E - Cool [Building w Elec Heat] | E, Cooling | 0 | 0 | 0 | 0 | 0 | 0 | 0 | 1 | 0 | 0 | 0
| 11 | Guest Room EM_Com, E - Heat [Building w Elec Heat] | E, Space Heating | 0 | 0 | 0 | 0 | 0 | 0 | 0 | 1 | 0 | 0 | 0
| 12 | Guest Room EM_Com, E - Cool [Building w Gas Heat] | E, Cooling | 0 | 0 | 0 | 0 | 0 | 0 | 0 | 1 | 0 | 0 | 0
| 13 | Guest Room EM_Com, G - Heat [Building w Gas Heat] | G, Space Heating | 0 | 0 | 0 | 0 | 0 | 0 | 0 | 1 | 0 | 0 | 0
| 14 | Guest Room EM_Com, E - Cool [Building w Oil Heat] | E, Cooling | 0 | 0 | 0 | 0 | 0 | 0 | 0 | 1 | 0 | 0 | 0
| 15 | Guest Room EM_Com, O - Heat [Building w Oil Heat] | O, Space Heating | 0 | 0 | 0 | 0 | 0 | 0 | 0 | 1 | 0 | 0 | 0
| 16 | Guest Room EM_Com, E - Cool [Building w Propane Heat] | E, Cooling | 0 | 0 | 0 | 0 | 0 | 0 | 0 | 1 | 0 | 0 | 0
| 17 | Guest Room EM_Com, P - Heat [Building w Propane Heat] | Prp, Space Heating | 0 | 0 | 0 | 0 | 0 | 0 | 0 | 1 | 0 | 0 | 0
| 18 | AC Tuneup_Com, E - Cool [ASHP] | E, Cooling | 1 | 1 | 1 | 1 | 1 | 1 | 1 | 1 | 1 | 1 | 1
| 19 | AC Tuneup_Com, E - Heat [ASHP] | E, Space Heating | 1 | 1 | 1 | 1 | 1 | 1 | 1 | 1 | 1 | 1 | 1
| 20 | AC Tuneup_Com, E - Cool [Unitary AC] | E, Cooling | 1 | 1 | 1 | 1 | 1 | 1 | 1 | 1 | 1 | 1 | 1
| 21 | DCV_Com, E - Cool [Building w Elec Heat] | E, Cooling | 0.5 | 0.5 | 0.5 | 0.5 | 0.5 | 0.5 | 0.5 | 0.5 | 0.5 | 0.5 | 0.5
| 22 | DCV_Com, E - Heat [Building w Elec Heat] | E, Space Heating | 0.5 | 0.5 | 0.5 | 0.5 | 0.5 | 0.5 | 0.5 | 0.5 | 0.5 | 0.5 | 0.5
| 23 | DCV_Com, E - Vent [Building w Elec Heat] | E, Ventilation | 0.5 | 0.5 | 0.5 | 0.5 | 0.5 | 0.5 | 0.5 | 0.5 | 0.5 | 0.5 | 0.5
| 24 | DCV_Com, E - Cool [Building w Gas Heat] | E, Cooling | 0.5 | 0.5 | 0.5 | 0.5 | 0.5 | 0.5 | 0.5 | 0.5 | 0.5 | 0.5 | 0.5
| 25 | DCV_Com, G - Heat [Building w Gas Heat] | G, Space Heating | 0.5 | 0.5 | 0.5 | 0.5 | 0.5 | 0.5 | 0.5 | 0.5 | 0.5 | 0.5 | 0.5
| 26 | DCV_Com, E - Vent [Building w Gas Heat] | E, Ventilation | 0.5 | 0.5 | 0.5 | 0.5 | 0.5 | 0.5 | 0.5 | 0.5 | 0.5 | 0.5 | 0.5
| 27 | DCV_Com, E - Cool [Building w Oil Heat] | E, Cooling | 0.5 | 0.5 | 0.5 | 0.5 | 0.5 | 0.5 | 0.5 | 0.5 | 0.5 | 0.5 | 0.5
| 28 | DCV_Com, O - Heat [Building w Oil Heat] | O, Space Heating | 0.5 | 0.5 | 0.5 | 0.5 | 0.5 | 0.5 | 0.5 | 0.5 | 0.5 | 0.5 | 0.5
| 29 | DCV_Com, E - Vent [Building w Oil Heat] | E, Ventilation | 0.5 | 0.5 | 0.5 | 0.5 | 0.5 | 0.5 | 0.5 | 0.5 | 0.5 | 0.5 | 0.5
| 30 | DCV_Com, E - Cool [Building w Propane Heat] | E, Cooling | 0.5 | 0.5 | 0.5 | 0.5 | 0.5 | 0.5 | 0.5 | 0.5 | 0.5 | 0.5 | 0.5
| 31 | DCV_Com, P - Heat [Building w Propane Heat] | Prp, Space Heating | 0.5 | 0.5 | 0.5 | 0.5 | 0.5 | 0.5 | 0.5 | 0.5 | 0.5 | 0.5 | 0.5
| 32 | DCV_Com, E - Vent [Building w Propane Heat] | E, Ventilation | 0.5 | 0.5 | 0.5 | 0.5 | 0.5 | 0.5 | 0.5 | 0.5 | 0.5 | 0.5 | 0.5
| 33 | Controls for Unitary AC_Com, E - Cool | E, Cooling | 1 | 1 | 1 | 1 | 1 | 1 | 1 | 1 | 1 | 1 | 1
| 34 | Optimized Unitary AC Sys_Com, E - Cool [Building w Elec Heat] | E, Cooling | 1 | 1 | 1 | 1 | 1 | 1 | 1 | 1 | 1 | 1 | 1
| 35 | Optimized Unitary AC Sys_Com, E - Heat [Building w Elec Heat] | E, Space Heating | 1 | 1 | 1 | 1 | 1 | 1 | 1 | 1 | 1 | 1 | 1
| 36 | Optimized Unitary AC Sys_Com, E - Cool [Building w Gas Heat] | E, Cooling | 1 | 1 | 1 | 1 | 1 | 1 | 1 | 1 | 1 | 1 | 1
| 37 | Optimized Unitary AC Sys_Com, G - Heat [Building w Gas Heat] | G, Space Heating | 1 | 1 | 1 | 1 | 1 | 1 | 1 | 1 | 1 | 1 | 1
| 38 | Optimized Unitary AC Sys_Com, E - Cool [Building w Oil Heat] | E, Cooling | 1 | 1 | 1 | 1 | 1 | 1 | 1 | 1 | 1 | 1 | 1
| 39 | Optimized Unitary AC Sys_Com, O - Heat [Building w Oil Heat] | O, Space Heating | 1 | 1 | 1 | 1 | 1 | 1 | 1 | 1 | 1 | 1 | 1
| 40 | Optimized Unitary AC Sys_Com, E - Cool [Building w Propane Heat] | E, Cooling | 1 | 1 | 1 | 1 | 1 | 1 | 1 | 1 | 1 | 1 | 1
| 41 | Optimized Unitary AC Sys_Com, P - Heat [Building w Propane Heat] | Prp, Space Heating | 1 | 1 | 1 | 1 | 1 | 1 | 1 | 1 | 1 | 1 | 1
| 42 | Optimized Chiller Sys_Com, E - Cool | E, Cooling | 1 | 1 | 1 | 1 | 1 | 1 | 1 | 1 | 1 | 1 | 1
| 43 | Cool Roof_Com, E - Cool [Building w Elec Heat] | E, Cooling | 0.65 | 0.65 | 0.65 | 0.65 | 0.65 | 0.65 | 0.65 | 0.65 | 0.65 | 0.65 | 0.65
| 44 | Cool Roof_Com, E - Heat [Building w Elec Heat] | E, Space Heating | 0.65 | 0.65 | 0.65 | 0.65 | 0.65 | 0.65 | 0.65 | 0.65 | 0.65 | 0.65 | 0.65
| 45 | Cool Roof_Com, E - Cool [Building w Gas Heat] | E, Cooling | 0.65 | 0.65 | 0.65 | 0.65 | 0.65 | 0.65 | 0.65 | 0.65 | 0.65 | 0.65 | 0.65
| 46 | Cool Roof_Com, G - Heat [Building w Gas Heat] | G, Space Heating | 0.65 | 0.65 | 0.65 | 0.65 | 0.65 | 0.65 | 0.65 | 0.65 | 0.65 | 0.65 | 0.65
| 47 | Cool Roof_Com, E - Cool [Building w Oil Heat] | E, Cooling | 0.65 | 0.65 | 0.65 | 0.65 | 0.65 | 0.65 | 0.65 | 0.65 | 0.65 | 0.65 | 0.65
| 48 | Cool Roof_Com, O - Heat [Building w Oil Heat] | O, Space Heating | 0.65 | 0.65 | 0.65 | 0.65 | 0.65 | 0.65 | 0.65 | 0.65 | 0.65 | 0.65 | 0.65
| 49 | Cool Roof_Com, E - Cool [Building w Propane Heat] | E, Cooling | 0.65 | 0.65 | 0.65 | 0.65 | 0.65 | 0.65 | 0.65 | 0.65 | 0.65 | 0.65 | 0.65
| 50 | Cool Roof_Com, P - Heat [Building w Propane Heat] | Prp, Space Heating | 0.65 | 0.65 | 0.65 | 0.65 | 0.65 | 0.65 | 0.65 | 0.65 | 0.65 | 0.65 | 0.65
| 51 | GSHP_Com, E - Cool | E, Cooling | 0.2 | 0.2 | 0.2 | 0.2 | 0.2 | 0.2 | 0.2 | 0.2 | 0.2 | 0.2 | 0.2
| 52 | GSHP_Com, E - Heat | E, Space Heating | 0.2 | 0.2 | 0.2 | 0.2 | 0.2 | 0.2 | 0.2 | 0.2 | 0.2 | 0.2 | 0.2
| 55 | Unitary HP_Com, E - Cool | E, Cooling | 1 | 1 | 1 | 1 | 1 | 1 | 1 | 1 | 1 | 1 | 1
| 56 | Unitary HP_Com, E - Heat | E, Space Heating | 1 | 1 | 1 | 1 | 1 | 1 | 1 | 1 | 1 | 1 | 1
| 57 | PTHP_Com, E - Cool | E, Cooling | 1 | 1 | 1 | 1 | 1 | 1 | 1 | 1 | 1 | 1 | 1
| 58 | PTHP_Com, E - Heat | E, Space Heating | 1 | 1 | 1 | 1 | 1 | 1 | 1 | 1 | 1 | 1 | 1
| 59 | Minisplit Ductless HP_Com, E - Cool | E, Cooling | 0.75 | 0.75 | 0.75 | 0.75 | 0.75 | 0.75 | 0.75 | 0.75 | 0.75 | 0.75 | 0.75
| 60 | Minisplit Ductless HP_Com, E - Heat | E, Space Heating | 0.75 | 0.75 | 0.75 | 0.75 | 0.75 | 0.75 | 0.75 | 0.75 | 0.75 | 0.75 | 0.75
| 61 | Programmable TStat_Com, E - Cool [Building w Elec Heat] | E, Cooling | 1 | 1 | 1 | 1 | 1 | 1 | 1 | 1 | 1 | 1 | 1
| 62 | Programmable TStat_Com, E - Heat [Building w Elec Heat] | E, Space Heating | 1 | 1 | 1 | 1 | 1 | 1 | 1 | 1 | 1 | 1 | 1
| 63 | Programmable TStat_Com, E - Cool [Building w Gas Heat] | E, Cooling | 1 | 1 | 1 | 1 | 1 | 1 | 1 | 1 | 1 | 1 | 1
| 64 | Programmable TStat_Com, G - Heat [Building w Gas Heat] | G, Space Heating | 1 | 1 | 1 | 1 | 1 | 1 | 1 | 1 | 1 | 1 | 1
| 65 | Programmable TStat_Com, E - Cool [Building w Propane Heat] | E, Cooling | 1 | 1 | 1 | 1 | 1 | 1 | 1 | 1 | 1 | 1 | 1
| 66 | Programmable TStat_Com, P - Heat [Building w Propane Heat] | Prp, Space Heating | 1 | 1 | 1 | 1 | 1 | 1 | 1 | 1 | 1 | 1 | 1
| 67 | Programmable TStat_Com, E - Cool [Building w Oil Heat] | E, Cooling | 1 | 1 | 1 | 1 | 1 | 1 | 1 | 1 | 1 | 1 | 1
| 68 | Programmable TStat_Com, O - Heat [Building w Oil Heat] | O, Space Heating | 1 | 1 | 1 | 1 | 1 | 1 | 1 | 1 | 1 | 1 | 1
| 69 | Smart TStat_Com, E - Cool [Building w Elec Heat] | E, Cooling | 1 | 1 | 1 | 1 | 1 | 1 | 1 | 1 | 1 | 1 | 1
| 70 | Smart TStat_Com, E - Heat [Building w Elec Heat] | E, Space Heating | 1 | 1 | 1 | 1 | 1 | 1 | 1 | 1 | 1 | 1 | 1
| 71 | Smart TStat_Com, E - Cool [Building w Gas Heat] | E, Cooling | 1 | 1 | 1 | 1 | 1 | 1 | 1 | 1 | 1 | 1 | 1
| 72 | Smart TStat_Com, G - Heat [Building w Gas Heat] | G, Space Heating | 1 | 1 | 1 | 1 | 1 | 1 | 1 | 1 | 1 | 1 | 1
| 73 | Smart TStat_Com, E - Cool [Building w Propane Heat] | E, Cooling | 1 | 1 | 1 | 1 | 1 | 1 | 1 | 1 | 1 | 1 | 1
| 74 | Smart TStat_Com, P - Heat [Building w Propane Heat] | Prp, Space Heating | 1 | 1 | 1 | 1 | 1 | 1 | 1 | 1 | 1 | 1 | 1
| 75 | Smart TStat_Com, E - Cool [Building w Oil Heat] | E, Cooling | 1 | 1 | 1 | 1 | 1 | 1 | 1 | 1 | 1 | 1 | 1
| 76 | Smart TStat_Com, O - Heat [Building w Oil Heat] | O, Space Heating | 1 | 1 | 1 | 1 | 1 | 1 | 1 | 1 | 1 | 1 | 1
| 77 | Boiler Blowdown Controls_Com, G - Heat | G, Space Heating | 1 | 1 | 1 | 1 | 1 | 1 | 1 | 1 | 1 | 1 | 1
| 78 | Boiler Blowdown Controls_Com, O - Heat | O, Space Heating | 1 | 1 | 1 | 1 | 1 | 1 | 1 | 1 | 1 | 1 | 1
| 79 | Boiler Blowdown Controls_Com, P - Heat | Prp, Space Heating | 1 | 1 | 1 | 1 | 1 | 1 | 1 | 1 | 1 | 1 | 1
| 80 | Boiler Modifications_Com, G - Heat | G, Space Heating | 1 | 1 | 1 | 1 | 1 | 1 | 1 | 1 | 1 | 1 | 1
| 81 | Boiler Modifications_Com, O - Heat | O, Space Heating | 1 | 1 | 1 | 1 | 1 | 1 | 1 | 1 | 1 | 1 | 1
| 82 | Boiler Modifications_Com, P - Heat | Prp, Space Heating | 1 | 1 | 1 | 1 | 1 | 1 | 1 | 1 | 1 | 1 | 1
| 83 | Boilers_Com, G - Heat | G, Space Heating | 1 | 1 | 1 | 1 | 1 | 1 | 1 | 1 | 1 | 1 | 1
| 84 | Boilers_Com, O - Heat | O, Space Heating | 1 | 1 | 1 | 1 | 1 | 1 | 1 | 1 | 1 | 1 | 1
| 85 | Boilers_Com, P - Heat | Prp, Space Heating | 1 | 1 | 1 | 1 | 1 | 1 | 1 | 1 | 1 | 1 | 1
| 86 | Furnace_Com, G - Heat | G, Space Heating | 1 | 1 | 1 | 1 | 1 | 1 | 1 | 1 | 1 | 1 | 1
| 87 | Furnace_Com, O - Heat | O, Space Heating | 1 | 1 | 1 | 1 | 1 | 1 | 1 | 1 | 1 | 1 | 1
| 88 | Furnace_Com, P - Heat | Prp, Space Heating | 1 | 1 | 1 | 1 | 1 | 1 | 1 | 1 | 1 | 1 | 1
| 89 | Unit Heater_Com, G - Heat | G, Space Heating | 1 | 1 | 1 | 1 | 1 | 1 | 1 | 1 | 1 | 1 | 1
| 90 | Unit Heater_Com, P - Heat | Prp, Space Heating | 1 | 1 | 1 | 1 | 1 | 1 | 1 | 1 | 1 | 1 | 1
| 91 | Destratification Fans_Com, G - Heat | G, Space Heating | 0.95 | 0.95 | 0.95 | 0.95 | 0.95 | 0.95 | 0.95 | 0.95 | 0.95 | 0.95 | 0.95
| 92 | Destratification Fans_Com, O - Heat | O, Space Heating | 0.95 | 0.95 | 0.95 | 0.95 | 0.95 | 0.95 | 0.95 | 0.95 | 0.95 | 0.95 | 0.95
| 93 | Destratification Fans_Com, P - Heat | Prp, Space Heating | 0.95 | 0.95 | 0.95 | 0.95 | 0.95 | 0.95 | 0.95 | 0.95 | 0.95 | 0.95 | 0.95
| 94 | Energy Recovery Ventilator_Com, G - Heat | G, Space Heating | 0.6 | 0.6 | 0.6 | 0.6 | 0.6 | 0.6 | 0.6 | 0.6 | 0.6 | 0.6 | 0.6
| 95 | Energy Recovery Ventilator_Com, O - Heat | O, Space Heating | 0.6 | 0.6 | 0.6 | 0.6 | 0.6 | 0.6 | 0.6 | 0.6 | 0.6 | 0.6 | 0.6
| 96 | Energy Recovery Ventilator_Com, P - Heat | Prp, Space Heating | 0.6 | 0.6 | 0.6 | 0.6 | 0.6 | 0.6 | 0.6 | 0.6 | 0.6 | 0.6 | 0.6
| 97 | Forced Air Heating Maintenance_Com, G - Heat | G, Space Heating | 1 | 1 | 1 | 1 | 1 | 1 | 1 | 1 | 1 | 1 | 1
| 98 | Forced Air Heating Maintenance_Com, O - Heat | O, Space Heating | 1 | 1 | 1 | 1 | 1 | 1 | 1 | 1 | 1 | 1 | 1
| 99 | Forced Air Heating Maintenance_Com, P - Heat | Prp, Space Heating | 1 | 1 | 1 | 1 | 1 | 1 | 1 | 1 | 1 | 1 | 1
| 100 | Infrared Heater_Com, G - Heat | G, Space Heating | 1 | 1 | 1 | 1 | 1 | 1 | 1 | 1 | 1 | 1 | 1
| 101 | Infrared Heater_Com, P - Heat | Prp, Space Heating | 1 | 1 | 1 | 1 | 1 | 1 | 1 | 1 | 1 | 1 | 1
| 102 | Steam Trap Maintenance_Com, G - Heat | G, Space Heating | 1 | 1 | 1 | 1 | 1 | 1 | 1 | 1 | 1 | 1 | 1
| 103 | Steam Trap Maintenance_Com, O - Heat | O, Space Heating | 1 | 1 | 1 | 1 | 1 | 1 | 1 | 1 | 1 | 1 | 1
| 104 | Steam Trap Maintenance_Com, P - Heat | Prp, Space Heating | 1 | 1 | 1 | 1 | 1 | 1 | 1 | 1 | 1 | 1 | 1
| 105 | Windows_Com, E - Cool [Building w Elec Heat] | E, Cooling | 0.8 | 0.8 | 0.8 | 0.8 | 0.8 | 0.8 | 0.8 | 0.8 | 0.8 | 0.8 | 0.8
| 106 | Windows_Com, E - Heat [Building w Elec Heat] | E, Space Heating | 0.8 | 0.8 | 0.8 | 0.8 | 0.8 | 0.8 | 0.8 | 0.8 | 0.8 | 0.8 | 0.8
| 107 | Windows_Com, E - Cool [Building w Gas Heat] | E, Cooling | 0.8 | 0.8 | 0.8 | 0.8 | 0.8 | 0.8 | 0.8 | 0.8 | 0.8 | 0.8 | 0.8
| 108 | Windows_Com, G - Heat [Building w Gas Heat] | G, Space Heating | 0.8 | 0.8 | 0.8 | 0.8 | 0.8 | 0.8 | 0.8 | 0.8 | 0.8 | 0.8 | 0.8
| 109 | Windows_Com, E - Cool [Building w Oil Heat] | E, Cooling | 0.8 | 0.8 | 0.8 | 0.8 | 0.8 | 0.8 | 0.8 | 0.8 | 0.8 | 0.8 | 0.8
| 110 | Windows_Com, O - Heat [Building w Oil Heat] | O, Space Heating | 0.8 | 0.8 | 0.8 | 0.8 | 0.8 | 0.8 | 0.8 | 0.8 | 0.8 | 0.8 | 0.8
| 111 | Windows_Com, E - Cool [Building w Propane Heat] | E, Cooling | 0.8 | 0.8 | 0.8 | 0.8 | 0.8 | 0.8 | 0.8 | 0.8 | 0.8 | 0.8 | 0.8
| 112 | Windows_Com, P - Heat [Building w Propane Heat] | Prp, Space Heating | 0.8 | 0.8 | 0.8 | 0.8 | 0.8 | 0.8 | 0.8 | 0.8 | 0.8 | 0.8 | 0.8
| 113 | Window Film_Com, E - Cool [Building w Elec Heat] | E, Cooling | 0.8 | 0.8 | 0.8 | 0.8 | 0.8 | 0.8 | 0.8 | 0.8 | 0.8 | 0.8 | 0.8
| 114 | Window Film_Com, E - Heat [Building w Elec Heat] | E, Space Heating | 0.8 | 0.8 | 0.8 | 0.8 | 0.8 | 0.8 | 0.8 | 0.8 | 0.8 | 0.8 | 0.8
| 115 | Window Film_Com, E - Cool [Building w Gas Heat] | E, Cooling | 0.8 | 0.8 | 0.8 | 0.8 | 0.8 | 0.8 | 0.8 | 0.8 | 0.8 | 0.8 | 0.8
| 116 | Window Film_Com, G - Heat [Building w Gas Heat] | G, Space Heating | 0.8 | 0.8 | 0.8 | 0.8 | 0.8 | 0.8 | 0.8 | 0.8 | 0.8 | 0.8 | 0.8
| 117 | Window Film_Com, E - Cool [Building w Oil Heat] | E, Cooling | 0.8 | 0.8 | 0.8 | 0.8 | 0.8 | 0.8 | 0.8 | 0.8 | 0.8 | 0.8 | 0.8
| 118 | Window Film_Com, O - Heat [Building w Oil Heat] | O, Space Heating | 0.8 | 0.8 | 0.8 | 0.8 | 0.8 | 0.8 | 0.8 | 0.8 | 0.8 | 0.8 | 0.8
| 119 | Window Film_Com, E - Cool [Building w Propane Heat] | E, Cooling | 0.8 | 0.8 | 0.8 | 0.8 | 0.8 | 0.8 | 0.8 | 0.8 | 0.8 | 0.8 | 0.8
| 120 | Window Film_Com, P - Heat [Building w Propane Heat] | Prp, Space Heating | 0.8 | 0.8 | 0.8 | 0.8 | 0.8 | 0.8 | 0.8 | 0.8 | 0.8 | 0.8 | 0.8
| 121 | Motors and Fans_Com, E - Vent | E, Ventilation | 0.91 | 0.94 | 1 | 1 | 1 | 1 | 1 | 1 | 0.92 | 0.92 | 1
| 122 | ECM Furnace Motors_Com, E - Vent | E, Ventilation | 0.6 | 0.6 | 0.6 | 0.6 | 0.6 | 0.6 | 0.6 | 0.6 | 0.6 | 0.6 | 0.6
| 123 | VFD on HVAC System_Com, E - Vent | E, Ventilation | 0.24284 | 0.29469 | 0.26314 | 0.28252 | 0.29261 | 0.28258 | 0.28319 | 0.17239 | 0.27484 | 0.29521 | 0.28996
| 124 | Kitchen DCV_Com, E - Vent [Building w Elec Heat] | E, Ventilation | 0.6 | 0.6 | 0.6 | 0.6 | 0.6 | 0.6 | 0.6 | 0.6 | 0.6 | 0.6 | 0.6
| 125 | Kitchen DCV_Com, E - Heat [Building w Elec Heat] | E, Space Heating | 0.6 | 0.6 | 0.6 | 0.6 | 0.6 | 0.6 | 0.6 | 0.6 | 0.6 | 0.6 | 0.6
| 126 | Kitchen DCV_Com, E - Vent [Building w Gas Heat] | E, Ventilation | 0.6 | 0.6 | 0.6 | 0.6 | 0.6 | 0.6 | 0.6 | 0.6 | 0.6 | 0.6 | 0.6
| 127 | Kitchen DCV_Com, G - Heat [Building w Gas Heat] | G, Space Heating | 0.6 | 0.6 | 0.6 | 0.6 | 0.6 | 0.6 | 0.6 | 0.6 | 0.6 | 0.6 | 0.6
| 128 | Kitchen DCV_Com, E - Vent [Building w Oil Heat] | E, Ventilation | 0.6 | 0.6 | 0.6 | 0.6 | 0.6 | 0.6 | 0.6 | 0.6 | 0.6 | 0.6 | 0.6
| 129 | Kitchen DCV_Com, O - Heat [Building w Oil Heat] | O, Space Heating | 0.6 | 0.6 | 0.6 | 0.6 | 0.6 | 0.6 | 0.6 | 0.6 | 0.6 | 0.6 | 0.6
| 130 | Kitchen DCV_Com, E - Vent [Building w Oil Heat] | E, Ventilation | 0.6 | 0.6 | 0.6 | 0.6 | 0.6 | 0.6 | 0.6 | 0.6 | 0.6 | 0.6 | 0.6
| 131 | Kitchen DCV_Com, P - Heat [Building w Propane Heat] | Prp, Space Heating | 0.6 | 0.6 | 0.6 | 0.6 | 0.6 | 0.6 | 0.6 | 0.6 | 0.6 | 0.6 | 0.6
| 132 | Duct Sealing Regulated_Com, E - Vent [Building w Elec Heat] | E, Ventilation | 1 | 1 | 1 | 1 | 1 | 1 | 1 | 1 | 1 | 1 | 1
| 133 | Duct Sealing Regulated_Com, E - Heat [Building w Elec Heat] | E, Space Heating | 1 | 1 | 1 | 1 | 1 | 1 | 1 | 1 | 1 | 1 | 1
| 134 | Duct Sealing Regulated_Com, E - Cool [Building w Elec Heat] | E, Cooling | 1 | 1 | 1 | 1 | 1 | 1 | 1 | 1 | 1 | 1 | 1
| 135 | Duct Sealing Regulated_Com, E - Vent [Building w Gas Heat] | E, Ventilation | 1 | 1 | 1 | 1 | 1 | 1 | 1 | 1 | 1 | 1 | 1
| 136 | Duct Sealing Regulated_Com, G - Heat [Building w Gas Heat] | G, Space Heating | 1 | 1 | 1 | 1 | 1 | 1 | 1 | 1 | 1 | 1 | 1
| 137 | Duct Sealing Regulated_Com, E - Cool [Building w Gas Heat] | E, Cooling | 1 | 1 | 1 | 1 | 1 | 1 | 1 | 1 | 1 | 1 | 1
| 138 | Duct Sealing Non Regulated_Com, E - Vent [Building w Oil Heat] | E, Ventilation | 1 | 1 | 1 | 1 | 1 | 1 | 1 | 1 | 1 | 1 | 1
| 139 | Duct Sealing Non Regulated_Com, O - Heat [Building w Oil Heat] | O, Space Heating | 1 | 1 | 1 | 1 | 1 | 1 | 1 | 1 | 1 | 1 | 1
| 140 | Duct Sealing Non Regulated_Com, E - Cool [Building w Oil Heat] | E, Cooling | 1 | 1 | 1 | 1 | 1 | 1 | 1 | 1 | 1 | 1 | 1
| 141 | Duct Sealing Non Regulated_Com, E - Vent [Building w Propane Heat] | E, Ventilation | 1 | 1 | 1 | 1 | 1 | 1 | 1 | 1 | 1 | 1 | 1
| 142 | Duct Sealing Non Regulated_Com, P - Heat [Building w Propane Heat] | Prp, Space Heating | 1 | 1 | 1 | 1 | 1 | 1 | 1 | 1 | 1 | 1 | 1
| 143 | Duct Sealing Non Regulated_Com, E - Cool [Building w Propane Heat] | E, Cooling | 1 | 1 | 1 | 1 | 1 | 1 | 1 | 1 | 1 | 1 | 1
| 144 | Power Strip_Com, E - Plug [Tier 1] | E, Plug Loads | 0.75 | 0.75 | 0.75 | 0.75 | 0.75 | 0.75 | 0.75 | 0.75 | 0.75 | 0.75 | 0.75
| 145 | Power Strip_Com, E - Plug [Tier 2] | E, Plug Loads | 0.75 | 0.75 | 0.75 | 0.75 | 0.75 | 0.75 | 0.75 | 0.75 | 0.75 | 0.75 | 0.75
| 146 | Computer Power Management_Com, E - Plug | E, Plug Loads | 1 | 1 | 1 | 1 | 1 | 1 | 1 | 1 | 1 | 1 | 1
| 147 | Vending Machine Controls_Com, E - Plug [Non-Refrigerated] | E, Plug Loads | 1 | 1 | 1 | 1 | 1 | 1 | 1 | 1 | 1 | 1 | 1
| 148 | Vending Machine Controls_Com, E - Plug [Refrigerated] | E, Plug Loads | 1 | 1 | 1 | 1 | 1 | 1 | 1 | 1 | 1 | 1 | 1
| 149 | Ovens_Com, E - Cook | E, Cooking | 1 | 1 | 1 | 1 | 1 | 1 | 1 | 1 | 1 | 1 | 1
| 150 | Ovens_Com, G - Cook | G, Cooking | 1 | 1 | 1 | 1 | 1 | 1 | 1 | 1 | 1 | 1 | 1
| 151 | Ovens_Com, P - Cook | Prp, Cooking | 1 | 1 | 1 | 1 | 1 | 1 | 1 | 1 | 1 | 1 | 1
| 152 | Fryers_Com, E - Cook | E, Cooking | 1 | 1 | 1 | 1 | 1 | 1 | 1 | 1 | 1 | 1 | 1
| 153 | Fryers_Com, G - Cook | G, Cooking | 1 | 1 | 1 | 1 | 1 | 1 | 1 | 1 | 1 | 1 | 1
| 154 | Fryers_Com, P - Cook | Prp, Cooking | 1 | 1 | 1 | 1 | 1 | 1 | 1 | 1 | 1 | 1 | 1
| 155 | Griddles_Com, E - Cook | E, Cooking | 1 | 1 | 1 | 1 | 1 | 1 | 1 | 1 | 1 | 1 | 1
| 156 | Griddles_Com, G - Cook | G, Cooking | 1 | 1 | 1 | 1 | 1 | 1 | 1 | 1 | 1 | 1 | 1
| 157 | Griddles_Com, P - Cook | Prp, Cooking | 1 | 1 | 1 | 1 | 1 | 1 | 1 | 1 | 1 | 1 | 1
| 158 | Hot Food Holding Cabinet_Com, E - Cook | E, Cooking | 1 | 1 | 1 | 1 | 1 | 1 | 1 | 1 | 1 | 1 | 1
| 159 | Steamers_Com, E - Cook | E, Cooking | 1 | 1 | 1 | 1 | 1 | 1 | 1 | 1 | 1 | 1 | 1
| 160 | Steamers_Com, G - Cook | G, Cooking | 1 | 1 | 1 | 1 | 1 | 1 | 1 | 1 | 1 | 1 | 1
| 161 | Steamers_Com, P - Cook | Prp, Cooking | 1 | 1 | 1 | 1 | 1 | 1 | 1 | 1 | 1 | 1 | 1
| 162 | ES Refrigerator and Freezer_Com, E - Refr | E, Refrigeration | 1 | 1 | 1 | 1 | 1 | 1 | 1 | 1 | 1 | 1 | 1
| 163 | Anti Sweat Heat Control_Com, E - Refr | E, Refrigeration | 1 | 1 | 1 | 1 | 1 | 1 | 1 | 1 | 1 | 1 | 1
| 164 | Case Night Covers_Com, E - Refr | E, Refrigeration | 0.75 | 0.75 | 0.75 | 0.75 | 0.75 | 0.75 | 0.75 | 0.75 | 0.75 | 0.75 | 0.75
| 165 | Loading Dock Pit Seals_Com, E - Refr | E, Refrigeration | 1 | 1 | 1 | 1 | 1 | 1 | 1 | 1 | 1 | 1 | 1
| 166 | ECM Comp Cond Fan Motor_Com, E - Refr | E, Refrigeration | 1 | 1 | 1 | 1 | 1 | 1 | 1 | 1 | 1 | 1 | 1
| 167 | Evap Fan Motor Replacement_Com, E - Refr | E, Refrigeration | 1 | 1 | 1 | 1 | 1 | 1 | 1 | 1 | 1 | 1 | 1
| 168 | Evap Fan Speed Controls_Com, E - Refr | E, Refrigeration | 1 | 1 | 1 | 1 | 1 | 1 | 1 | 1 | 1 | 1 | 1
| 169 | LowHeat NoHeat Doors_Com, E - Refr | E, Refrigeration | 0.75 | 0.75 | 0.75 | 0.75 | 0.75 | 0.75 | 0.75 | 0.75 | 0.75 | 0.75 | 0.75
| 170 | Refrigerated Vending Machine_Com, E - Refr | E, Refrigeration | 1 | 1 | 1 | 1 | 1 | 1 | 1 | 1 | 1 | 1 | 1
| 171 | Walk In Refrigeration_Com, E - Refr | E, Refrigeration | 1 | 1 | 1 | 1 | 1 | 1 | 1 | 1 | 1 | 1 | 1
| 172 | Refrigeration Tune Up_Com, E - Refr | E, Refrigeration | 1 | 1 | 1 | 1 | 1 | 1 | 1 | 1 | 1 | 1 | 1
| 173 | ES Ice Machine_Com, E - Refr | E, Refrigeration | 1 | 1 | 1 | 1 | 1 | 1 | 1 | 1 | 1 | 1 | 1
| 174 | Walk In Cooler Retroft_Com, E - Refr | E, Refrigeration | 1 | 1 | 1 | 1 | 1 | 1 | 1 | 1 | 1 | 1 | 1
| 175 | HE Built Up Refrig_Com, E - Refr | E, Refrigeration | 1 | 1 | 1 | 1 | 1 | 1 | 1 | 1 | 1 | 1 | 1
| 176 | Door Gasket Replacement_Com, E - Refr | E, Refrigeration | 1 | 1 | 1 | 1 | 1 | 1 | 1 | 1 | 1 | 1 | 1
| 177 | EnergyStar Dehumidifier_Com, E - Appl | E, Appliances | 1 | 1 | 1 | 1 | 1 | 1 | 1 | 1 | 1 | 1 | 1
| 178 | Clothes Washer Elec WH_Com, E - Appl [unit w/ elec dry - Washer] | E, Appliances | 1 | 1 | 1 | 1 | 1 | 1 | 1 | 1 | 1 | 1 | 1
| 179 | Clothes Washer Elec WH_Com, E - Appl [unit w/ elec dry - Dryer] | E, Appliances | 1 | 1 | 1 | 1 | 1 | 1 | 1 | 1 | 1 | 1 | 1
| 180 | Clothes Washer Elec WH_Com, E - HWat [unit w/ elec dry - Water Heater] | E, Water Heating | 1 | 1 | 1 | 1 | 1 | 1 | 1 | 1 | 1 | 1 | 1
| 181 | Clothes Washer Elec WH_Com, E - Appl [unit w/ gas dry - Washer] | E, Appliances | 1 | 1 | 1 | 1 | 1 | 1 | 1 | 1 | 1 | 1 | 1
| 182 | Clothes Washer Elec WH_Com, G - Oth [unit w/ gas dry - Dryer] | G, Other | 1 | 1 | 1 | 1 | 1 | 1 | 1 | 1 | 1 | 1 | 1
| 183 | Clothes Washer Elec WH_Com, E - HWat [unit w/ gas dry - Water Heater] | E, Water Heating | 1 | 1 | 1 | 1 | 1 | 1 | 1 | 1 | 1 | 1 | 1
| 184 | Clothes Washer Elec WH_Com, E - Appl [unit w/ propane dry - Washer] | E, Appliances | 1 | 1 | 1 | 1 | 1 | 1 | 1 | 1 | 1 | 1 | 1
| 185 | Clothes Washer Elec WH_Com, P - Oth [unit w/ propane dry - Dryer] | Prp, Other | 1 | 1 | 1 | 1 | 1 | 1 | 1 | 1 | 1 | 1 | 1
| 186 | Clothes Washer Elec WH_Com, E - HWat [unit w/ propane dry - Water Heater] | E, Water Heating | 1 | 1 | 1 | 1 | 1 | 1 | 1 | 1 | 1 | 1 | 1
| 187 | Clothes Washer Gas WH_Com, E - Appl [unit w/ elec dry - Washer] | E, Appliances | 1 | 1 | 1 | 1 | 1 | 1 | 1 | 1 | 1 | 1 | 1
| 188 | Clothes Washer Gas WH_Com, E - Appl [unit w/ elec dry - Dryer] | E, Appliances | 1 | 1 | 1 | 1 | 1 | 1 | 1 | 1 | 1 | 1 | 1
| 189 | Clothes Washer Gas WH_Com, G - HWat [unit w/ elec dry - Water Heater] | G, Water Heating | 1 | 1 | 1 | 1 | 1 | 1 | 1 | 1 | 1 | 1 | 1
| 190 | Clothes Washer Gas WH_Com, E - Appl [unit w/ gas dry - Washer] | E, Appliances | 1 | 1 | 1 | 1 | 1 | 1 | 1 | 1 | 1 | 1 | 1
| 191 | Clothes Washer Gas WH_Com, G - Oth [unit w/ gas dry - Dryer] | G, Other | 1 | 1 | 1 | 1 | 1 | 1 | 1 | 1 | 1 | 1 | 1
| 192 | Clothes Washer Gas WH_Com, G - HWat [unit w/ gas dry - Water Heater] | G, Water Heating | 1 | 1 | 1 | 1 | 1 | 1 | 1 | 1 | 1 | 1 | 1
| 193 | Clothes Washer Gas WH_Com, E - Appl [unit w/ propane dry - Washer] | E, Appliances | 1 | 1 | 1 | 1 | 1 | 1 | 1 | 1 | 1 | 1 | 1
| 194 | Clothes Washer Gas WH_Com, P - Oth [unit w/ propane dry - Dryer] | Prp, Other | 1 | 1 | 1 | 1 | 1 | 1 | 1 | 1 | 1 | 1 | 1
| 195 | Clothes Washer Gas WH_Com, G - HWat [unit w/ propane dry - Water Heater] | G, Water Heating | 1 | 1 | 1 | 1 | 1 | 1 | 1 | 1 | 1 | 1 | 1
| 196 | Clothes Washer Oil WH_Com, E - Appl [unit w/ elec dry - Washer] | E, Appliances | 1 | 1 | 1 | 1 | 1 | 1 | 1 | 1 | 1 | 1 | 1
| 197 | Clothes Washer Oil WH_Com, E - Appl [unit w/ elec dry - Dryer] | E, Appliances | 1 | 1 | 1 | 1 | 1 | 1 | 1 | 1 | 1 | 1 | 1
| 198 | Clothes Washer Oil WH_Com, O - HWat [unit w/ elec dry - Water Heater] | O, Water Heating | 1 | 1 | 1 | 1 | 1 | 1 | 1 | 1 | 1 | 1 | 1
| 199 | Clothes Washer Oil WH_Com, E - Appl [unit w/ gas dry - Washer] | E, Appliances | 1 | 1 | 1 | 1 | 1 | 1 | 1 | 1 | 1 | 1 | 1
| 200 | Clothes Washer Oil WH_Com, G - Oth [unit w/ gas dry - Dryer] | G, Other | 1 | 1 | 1 | 1 | 1 | 1 | 1 | 1 | 1 | 1 | 1
| 201 | Clothes Washer Oil WH_Com, O - HWat [unit w/ gas dry - Water Heater] | O, Water Heating | 1 | 1 | 1 | 1 | 1 | 1 | 1 | 1 | 1 | 1 | 1
| 202 | Clothes Washer Oil WH_Com, E - Appl [unit w/ propane dry - Washer] | E, Appliances | 1 | 1 | 1 | 1 | 1 | 1 | 1 | 1 | 1 | 1 | 1
| 203 | Clothes Washer Oil WH_Com, P - Oth [unit w/ propane dry - Dryer] | Prp, Other | 1 | 1 | 1 | 1 | 1 | 1 | 1 | 1 | 1 | 1 | 1
| 204 | Clothes Washer Oil WH_Com, O - HWat [unit w/ propane dry - Water Heater] | O, Water Heating | 1 | 1 | 1 | 1 | 1 | 1 | 1 | 1 | 1 | 1 | 1
| 205 | Clothes Washer Propane WH_Com, E - Appl [unit w/ elec dry - Washer] | E, Appliances | 1 | 1 | 1 | 1 | 1 | 1 | 1 | 1 | 1 | 1 | 1
| 206 | Clothes Washer Propane WH_Com, E - Appl [unit w/ elec dry - Dryer] | E, Appliances | 1 | 1 | 1 | 1 | 1 | 1 | 1 | 1 | 1 | 1 | 1
| 207 | Clothes Washer Propane WH_Com, P - HWat [unit w/ elec dry - Water Heater] | Prp, Water Heating | 1 | 1 | 1 | 1 | 1 | 1 | 1 | 1 | 1 | 1 | 1
| 208 | Clothes Washer Propane WH_Com, E - Appl [unit w/ gas dry - Washer] | E, Appliances | 1 | 1 | 1 | 1 | 1 | 1 | 1 | 1 | 1 | 1 | 1
| 209 | Clothes Washer Propane WH_Com, G - Oth [unit w/ gas dry - Dryer] | G, Other | 1 | 1 | 1 | 1 | 1 | 1 | 1 | 1 | 1 | 1 | 1
| 210 | Clothes Washer Propane WH_Com, P - HWat [unit w/ gas dry - Water Heater] | Prp, Water Heating | 1 | 1 | 1 | 1 | 1 | 1 | 1 | 1 | 1 | 1 | 1
| 211 | Clothes Washer Propane WH_Com, E - Appl [unit w/ propane dry - Washer] | E, Appliances | 1 | 1 | 1 | 1 | 1 | 1 | 1 | 1 | 1 | 1 | 1
| 212 | Clothes Washer Propane WH_Com, P - Oth [unit w/ propane dry - Dryer] | Prp, Other | 1 | 1 | 1 | 1 | 1 | 1 | 1 | 1 | 1 | 1 | 1
| 213 | Clothes Washer Propane WH_Com, P - HWat [unit w/ propane dry - Water Heater] | Prp, Water Heating | 1 | 1 | 1 | 1 | 1 | 1 | 1 | 1 | 1 | 1 | 1
| 214 | Ozone Laundry_Com, E - HWat | E, Water Heating | 0.5 | 0.5 | 0.5 | 0.5 | 0.5 | 0.5 | 0.5 | 0.5 | 0.5 | 0.5 | 0.5
| 215 | Ozone Laundry_Com, G - HWat | G, Water Heating | 0.5 | 0.5 | 0.5 | 0.5 | 0.5 | 0.5 | 0.5 | 0.5 | 0.5 | 0.5 | 0.5
| 216 | Ozone Laundry_Com, O - HWat | O, Water Heating | 0.5 | 0.5 | 0.5 | 0.5 | 0.5 | 0.5 | 0.5 | 0.5 | 0.5 | 0.5 | 0.5
| 217 | Ozone Laundry_Com, P - HWat | Prp, Water Heating | 0.5 | 0.5 | 0.5 | 0.5 | 0.5 | 0.5 | 0.5 | 0.5 | 0.5 | 0.5 | 0.5
| 218 | Dishwasher_Com, E - Appl [Building w elec WH] | E, Appliances | 1 | 1 | 1 | 1 | 1 | 1 | 1 | 1 | 1 | 1 | 1
| 219 | Dishwasher_Com, E - HWat [Building w elec WH] | E, Water Heating | 1 | 1 | 1 | 1 | 1 | 1 | 1 | 1 | 1 | 1 | 1
| 220 | Dishwasher_Com, E - Appl [Building w gas WH] | E, Appliances | 1 | 1 | 1 | 1 | 1 | 1 | 1 | 1 | 1 | 1 | 1
| 221 | Dishwasher_Com, G - HWat [Building w gas WH] | G, Water Heating | 1 | 1 | 1 | 1 | 1 | 1 | 1 | 1 | 1 | 1 | 1
| 222 | Dishwasher_Com, E - Appl [Building w oil WH] | E, Appliances | 1 | 1 | 1 | 1 | 1 | 1 | 1 | 1 | 1 | 1 | 1
| 223 | Dishwasher_Com, O - HWat [Building w oil WH] | O, Water Heating | 1 | 1 | 1 | 1 | 1 | 1 | 1 | 1 | 1 | 1 | 1
| 224 | Dishwasher_Com, E - Appl [Building w propane WH] | E, Appliances | 1 | 1 | 1 | 1 | 1 | 1 | 1 | 1 | 1 | 1 | 1
| 225 | Dishwasher_Com, P - HWat [Building w propane WH] | Prp, Water Heating | 1 | 1 | 1 | 1 | 1 | 1 | 1 | 1 | 1 | 1 | 1
| 226 | Faucet Aerator_Com, E - HWat | E, Water Heating | 0.9 | 0.9 | 0.9 | 0.9 | 0.9 | 0.9 | 0.9 | 0.9 | 0.9 | 0.9 | 0.9
| 227 | Faucet Aerator_Com, G - HWat | G, Water Heating | 0.9 | 0.9 | 0.9 | 0.9 | 0.9 | 0.9 | 0.9 | 0.9 | 0.9 | 0.9 | 0.9
| 228 | Faucet Aerator_Com, O - HWat | O, Water Heating | 0.9 | 0.9 | 0.9 | 0.9 | 0.9 | 0.9 | 0.9 | 0.9 | 0.9 | 0.9 | 0.9
| 229 | Faucet Aerator_Com, P - HWat | Prp, Water Heating | 0.9 | 0.9 | 0.9 | 0.9 | 0.9 | 0.9 | 0.9 | 0.9 | 0.9 | 0.9 | 0.9
| 230 | Pre Rinse Sprayers_Com, E - HWat | E, Water Heating | 0.9 | 0.9 | 0.9 | 0.9 | 0.9 | 0.9 | 0.9 | 0.9 | 0.9 | 0.9 | 0.9
| 231 | Pre Rinse Sprayers_Com, G - HWat | G, Water Heating | 0.9 | 0.9 | 0.9 | 0.9 | 0.9 | 0.9 | 0.9 | 0.9 | 0.9 | 0.9 | 0.9
| 232 | Pre Rinse Sprayers_Com, O - HWat | O, Water Heating | 0.9 | 0.9 | 0.9 | 0.9 | 0.9 | 0.9 | 0.9 | 0.9 | 0.9 | 0.9 | 0.9
| 233 | Pre Rinse Sprayers_Com, P - HWat | Prp, Water Heating | 0.9 | 0.9 | 0.9 | 0.9 | 0.9 | 0.9 | 0.9 | 0.9 | 0.9 | 0.9 | 0.9
| 234 | Heat Pump Water Heater_Com, E - HWat | E, Water Heating | 0.7 | 0.7 | 0.7 | 0.7 | 0.7 | 0.7 | 0.7 | 0.7 | 0.7 | 0.7 | 0.7
| 235 | FF Storage Water Heater_Com, G - HWat | G, Water Heating | 0.8 | 0.8 | 0.8 | 0.8 | 0.8 | 0.8 | 0.8 | 0.8 | 0.8 | 0.8 | 0.8
| 236 | FF Storage Water Heater_Com, O - HWat | O, Water Heating | 0.8 | 0.8 | 0.8 | 0.8 | 0.8 | 0.8 | 0.8 | 0.8 | 0.8 | 0.8 | 0.8
| 237 | FF Storage Water Heater_Com, P - HWat | Prp, Water Heating | 0.8 | 0.8 | 0.8 | 0.8 | 0.8 | 0.8 | 0.8 | 0.8 | 0.8 | 0.8 | 0.8
| 238 | FF Instantaneous Water Heater_Com, G - HWat | G, Water Heating | 1 | 1 | 1 | 1 | 1 | 1 | 1 | 1 | 1 | 1 | 1
| 239 | FF Instantaneous Water Heater_Com, O - HWat | O, Water Heating | 1 | 1 | 1 | 1 | 1 | 1 | 1 | 1 | 1 | 1 | 1
| 240 | FF Instantaneous Water Heater_Com, P - HWat | Prp, Water Heating | 1 | 1 | 1 | 1 | 1 | 1 | 1 | 1 | 1 | 1 | 1
| 241 | Clothes Dryer_Com, E - Appl | E, Appliances | 1 | 1 | 1 | 1 | 1 | 1 | 1 | 1 | 1 | 1 | 1
| 242 | Clothes Dryer_Com, G - Oth | G, Other | 1 | 1 | 1 | 1 | 1 | 1 | 1 | 1 | 1 | 1 | 1
| 243 | Clothes Dryer_Com, P - Oth | Prp, Other | 1 | 1 | 1 | 1 | 1 | 1 | 1 | 1 | 1 | 1 | 1
| 244 | Pnemautic to DDC_Com, E - TotE [Building w Elec Heat] | E, Total Electric | 0.85 | 0.85 | 0.85 | 0.85 | 0.85 | 0.85 | 0.85 | 0.85 | 0.85 | 0.85 | 0.85
| 245 | Pnemautic to DDC_Com, E - TotE [Building w Gas Heat] | E, Total Electric | 0.85 | 0.85 | 0.85 | 0.85 | 0.85 | 0.85 | 0.85 | 0.85 | 0.85 | 0.85 | 0.85
| 246 | Pnemautic to DDC_Com, G - TotF [Building w Gas Heat] | G, Total FF | 0.85 | 0.85 | 0.85 | 0.85 | 0.85 | 0.85 | 0.85 | 0.85 | 0.85 | 0.85 | 0.85
| 247 | Pnemautic to DDC_Com, E - TotE [Building w Oil Heat] | E, Total Electric | 0.85 | 0.85 | 0.85 | 0.85 | 0.85 | 0.85 | 0.85 | 0.85 | 0.85 | 0.85 | 0.85
| 248 | Pnemautic to DDC_Com, O - TotF [Building w Oil Heat] | O, Total FF | 0.85 | 0.85 | 0.85 | 0.85 | 0.85 | 0.85 | 0.85 | 0.85 | 0.85 | 0.85 | 0.85
| 249 | Pnemautic to DDC_Com, E - TotE [Building w Propane Heat] | E, Total Electric | 0.85 | 0.85 | 0.85 | 0.85 | 0.85 | 0.85 | 0.85 | 0.85 | 0.85 | 0.85 | 0.85
| 250 | Pnemautic to DDC_Com, P - TotF [Building w Propane Heat] | Prp, Total FF | 0.85 | 0.85 | 0.85 | 0.85 | 0.85 | 0.85 | 0.85 | 0.85 | 0.85 | 0.85 | 0.85
| 251 | Data Center_Com, E - TotE [Building w Elec Heat] | E, Total Electric | 0.95 | 0.95 | 0.95 | 0.95 | 0.95 | 0.95 | 0.95 | 0.95 | 0.95 | 0.95 | 0.95
| 252 | Data Center_Com, E - TotE [Building w Gas Heat] | E, Total Electric | 0.95 | 0.95 | 0.95 | 0.95 | 0.95 | 0.95 | 0.95 | 0.95 | 0.95 | 0.95 | 0.95
| 253 | Data Center_Com, G - TotF [Building w Gas Heat] | G, Total FF | 0.95 | 0.95 | 0.95 | 0.95 | 0.95 | 0.95 | 0.95 | 0.95 | 0.95 | 0.95 | 0.95
| 254 | Data Center_Com, E - TotE [Building w Oil Heat] | E, Total Electric | 0.95 | 0.95 | 0.95 | 0.95 | 0.95 | 0.95 | 0.95 | 0.95 | 0.95 | 0.95 | 0.95
| 255 | Data Center_Com, O - TotF [Building w Oil Heat] | O, Total FF | 0.95 | 0.95 | 0.95 | 0.95 | 0.95 | 0.95 | 0.95 | 0.95 | 0.95 | 0.95 | 0.95
| 256 | Data Center_Com, E - TotE [Building w Propane Heat] | E, Total Electric | 0.95 | 0.95 | 0.95 | 0.95 | 0.95 | 0.95 | 0.95 | 0.95 | 0.95 | 0.95 | 0.95
| 257 | Data Center_Com, P - TotF [Building w Propane Heat] | Prp, Total FF | 0.95 | 0.95 | 0.95 | 0.95 | 0.95 | 0.95 | 0.95 | 0.95 | 0.95 | 0.95 | 0.95
| 258 | RCx_Com, E - TotE [Building w Elec Heat] | E, Total Electric | 0.75 | 1 | 0.8 | 0.9 | 1 | 0.77 | 0.85 | 0.8 | 0.8 | 1 | 0.95
| 259 | RCx_Com, E - TotE [Building w Gas Heat] | E, Total Electric | 0.75 | 1 | 0.8 | 0.9 | 1 | 0.77 | 0.85 | 0.8 | 0.8 | 1 | 0.95
| 260 | RCx_Com, G - TotF [Building w Gas Heat] | G, Total FF | 0.75 | 1 | 0.8 | 0.9 | 1 | 0.77 | 0.85 | 0.8 | 0.8 | 1 | 0.95
| 261 | RCx_Com, E - TotE [Building w Oil Heat] | E, Total Electric | 0.75 | 1 | 0.8 | 0.9 | 1 | 0.77 | 0.85 | 0.8 | 0.8 | 1 | 0.95
| 262 | RCx_Com, O - TotF [Building w Oil Heat] | O, Total FF | 0.75 | 1 | 0.8 | 0.9 | 1 | 0.77 | 0.85 | 0.8 | 0.8 | 1 | 0.95
| 263 | RCx_Com, E - TotE [Building w Propane Heat] | E, Total Electric | 0.75 | 1 | 0.8 | 0.9 | 1 | 0.77 | 0.85 | 0.8 | 0.8 | 1 | 0.95
| 264 | RCx_Com, P - TotF [Building w Propane Heat] | Prp, Total FF | 0.75 | 1 | 0.8 | 0.9 | 1 | 0.77 | 0.85 | 0.8 | 0.8 | 1 | 0.95
| 265 | Commissioning_Com, E - TotE [Building w Elec Heat] | E, Total Electric | 0.75 | 1 | 0.8 | 0.9 | 1 | 0.77 | 0.85 | 0.8 | 0.8 | 1 | 0.95
| 266 | Commissioning_Com, E - TotE [Building w Gas Heat] | E, Total Electric | 0.75 | 1 | 0.8 | 0.9 | 1 | 0.77 | 0.85 | 0.8 | 0.8 | 1 | 0.95
| 267 | Commissioning_Com, G - TotF [Building w Gas Heat] | G, Total FF | 0.75 | 1 | 0.8 | 0.9 | 1 | 0.77 | 0.85 | 0.8 | 0.8 | 1 | 0.95
| 268 | Commissioning_Com, E - TotE [Building w Oil Heat] | E, Total Electric | 0.75 | 1 | 0.8 | 0.9 | 1 | 0.77 | 0.85 | 0.8 | 0.8 | 1 | 0.95
| 269 | Commissioning_Com, O - TotF [Building w Oil Heat] | O, Total FF | 0.75 | 1 | 0.8 | 0.9 | 1 | 0.77 | 0.85 | 0.8 | 0.8 | 1 | 0.95
| 270 | Commissioning_Com, E - TotE [Building w Propane Heat] | E, Total Electric | 0.75 | 1 | 0.8 | 0.9 | 1 | 0.77 | 0.85 | 0.8 | 0.8 | 1 | 0.95
| 271 | Commissioning_Com, P - TotF [Building w Propane Heat] | Prp, Total FF | 0.75 | 1 | 0.8 | 0.9 | 1 | 0.77 | 0.85 | 0.8 | 0.8 | 1 | 0.95
| 272 | Integrated Building Design_Com, E - TotE [Building w Elec Heat] | E, Total Electric | 0.9 | 0.9 | 0.9 | 0.9 | 0.9 | 0.9 | 0.9 | 0.9 | 0.9 | 0.9 | 0.9
| 273 | Integrated Building Design_Com, E - TotE [Building w Gas Heat] | E, Total Electric | 0.9 | 0.9 | 0.9 | 0.9 | 0.9 | 0.9 | 0.9 | 0.9 | 0.9 | 0.9 | 0.9
| 274 | Integrated Building Design_Com, G - TotF [Building w Gas Heat] | G, Total FF | 0.9 | 0.9 | 0.9 | 0.9 | 0.9 | 0.9 | 0.9 | 0.9 | 0.9 | 0.9 | 0.9
| 275 | Integrated Building Design_Com, E - TotE [Building w Oil Heat] | E, Total Electric | 0.9 | 0.9 | 0.9 | 0.9 | 0.9 | 0.9 | 0.9 | 0.9 | 0.9 | 0.9 | 0.9
| 276 | Integrated Building Design_Com, O - TotF [Building w Oil Heat] | O, Total FF | 0.9 | 0.9 | 0.9 | 0.9 | 0.9 | 0.9 | 0.9 | 0.9 | 0.9 | 0.9 | 0.9
| 277 | Integrated Building Design_Com, E - TotE [Building w Propane Heat] | E, Total Electric | 0.9 | 0.9 | 0.9 | 0.9 | 0.9 | 0.9 | 0.9 | 0.9 | 0.9 | 0.9 | 0.9
| 278 | Integrated Building Design_Com, P - TotF [Building w Propane Heat] | Prp, Total FF | 0.9 | 0.9 | 0.9 | 0.9 | 0.9 | 0.9 | 0.9 | 0.9 | 0.9 | 0.9 | 0.9
| 279 | Deep Energy Retrofit_Com, E - TotE [Building w Elec Heat] | E, Total Electric | 0.2008 | 0.2008 | 0.2008 | 0.2008 | 0.2008 | 0.2008 | 0.2008 | 0.2008 | 0.2008 | 0.2008 | 0.2008
| 280 | Deep Energy Retrofit_Com, E - TotE [Building w Gas Heat] | E, Total Electric | 0.2008 | 0.2008 | 0.2008 | 0.2008 | 0.2008 | 0.2008 | 0.2008 | 0.2008 | 0.2008 | 0.2008 | 0.2008
| 281 | Deep Energy Retrofit_Com, G - TotF [Building w Gas Heat] | G, Total FF | 0.2008 | 0.2008 | 0.2008 | 0.2008 | 0.2008 | 0.2008 | 0.2008 | 0.2008 | 0.2008 | 0.2008 | 0.2008
| 282 | Deep Energy Retrofit_Com, E - TotE [Building w Oil Heat] | E, Total Electric | 0.2008 | 0.2008 | 0.2008 | 0.2008 | 0.2008 | 0.2008 | 0.2008 | 0.2008 | 0.2008 | 0.2008 | 0.2008
| 283 | Deep Energy Retrofit_Com, O - TotF [Building w Oil Heat] | O, Total FF | 0.2008 | 0.2008 | 0.2008 | 0.2008 | 0.2008 | 0.2008 | 0.2008 | 0.2008 | 0.2008 | 0.2008 | 0.2008
| 284 | Deep Energy Retrofit_Com, E - TotE [Building w Propane Heat] | E, Total Electric | 0.2008 | 0.2008 | 0.2008 | 0.2008 | 0.2008 | 0.2008 | 0.2008 | 0.2008 | 0.2008 | 0.2008 | 0.2008
| 285 | Deep Energy Retrofit_Com, P - TotF [Building w Propane Heat] | Prp, Total FF | 0.2008 | 0.2008 | 0.2008 | 0.2008 | 0.2008 | 0.2008 | 0.2008 | 0.2008 | 0.2008 | 0.2008 | 0.2008
| 286 | EMS_Com, E - TotE [Building w Elec Heat] | E, Total Electric | 0.7 | 0.7 | 0.7 | 0.7 | 0.7 | 0.7 | 0.7 | 0.7 | 0.7 | 0.7 | 0.7
| 287 | EMS_Com, E - TotE [Building w Gas Heat] | E, Total Electric | 0.7 | 0.7 | 0.7 | 0.7 | 0.7 | 0.7 | 0.7 | 0.7 | 0.7 | 0.7 | 0.7
| 288 | EMS_Com, G - TotF [Building w Gas Heat] | G, Total FF | 0.7 | 0.7 | 0.7 | 0.7 | 0.7 | 0.7 | 0.7 | 0.7 | 0.7 | 0.7 | 0.7
| 289 | EMS_Com, E - TotE [Building w Oil Heat] | E, Total Electric | 0.7 | 0.7 | 0.7 | 0.7 | 0.7 | 0.7 | 0.7 | 0.7 | 0.7 | 0.7 | 0.7
| 290 | EMS_Com, O - TotF [Building w Oil Heat] | O, Total FF | 0.7 | 0.7 | 0.7 | 0.7 | 0.7 | 0.7 | 0.7 | 0.7 | 0.7 | 0.7 | 0.7
| 291 | EMS_Com, E - TotE [Building w Propane Heat] | E, Total Electric | 0.7 | 0.7 | 0.7 | 0.7 | 0.7 | 0.7 | 0.7 | 0.7 | 0.7 | 0.7 | 0.7
| 292 | EMS_Com, P - TotF [Building w Propane Heat] | Prp, Total FF | 0.7 | 0.7 | 0.7 | 0.7 | 0.7 | 0.7 | 0.7 | 0.7 | 0.7 | 0.7 | 0.7
| 293 | VFDs on HVAC Pumps_Com, E - Oth | E, Other | 0.40796 | 0.48642 | 0.46334 | 0.48763 | 0.46502 | 0.46414 | 0.48838 | 0.25285 | 0.45384 | 0.49315 | 0.47533
| 294 | ECM Circulators_Com, E - Oth | E, Other | 0.40796 | 0.48642 | 0.46334 | 0.48763 | 0.46502 | 0.46414 | 0.48838 | 0.25285 | 0.45384 | 0.49315 | 0.47533
| 295 | Motors_Com, E - Oth | E, Other | 0.91 | 0.94 | 1 | 1 | 1 | 1 | 1 | 1 | 0.92 | 0.92 | 1
| 296 | Ext Area Ltg_Com, E - ExtL | E, Exterior Lighting | 0.99 | 0.99 | 0.99 | 0.99 | 0.99 | 0.99 | 0.99 | 0.99 | 0.99 | 0.99 | 0.99
| 297 | Street Ltg_Com, E - ExtL | E, Exterior Lighting | 0.99 | 0.99 | 0.99 | 0.99 | 0.99 | 0.99 | 0.99 | 0.99 | 0.99 | 0.99 | 0.99
| 298 | Ext Ltg Ctrls_Com, E - ExtL | E, Exterior Lighting | 0.99 | 0.99 | 0.99 | 0.99 | 0.99 | 0.99 | 0.99 | 0.99 | 0.99 | 0.99 | 0.99
| 299 | Ext Ltg Dsgn_Com, E - ExtL | E, Exterior Lighting | 0.99 | 0.99 | 0.99 | 0.99 | 0.99 | 0.99 | 0.99 | 0.99 | 0.99 | 0.99 | 0.99
| 300 | Int Ltg Ctrls_Com, E - IntL [No Heat] | E, Interior Lighting | 0.99 | 0.99 | 0.99 | 0.99 | 0.99 | 0.99 | 0.99 | 0.99 | 0.99 | 0.99 | 0.99
| 301 | Int Ltg Ctrls_Com, E - IntL [Electric Heat] | E, Interior Lighting | 0.99 | 0.99 | 0.99 | 0.99 | 0.99 | 0.99 | 0.99 | 0.99 | 0.99 | 0.99 | 0.99
| 302 | Int Ltg Ctrls_Com, E/G - IntL | E, Interior Lighting | 0.99 | 0.99 | 0.99 | 0.99 | 0.99 | 0.99 | 0.99 | 0.99 | 0.99 | 0.99 | 0.99
| 303 | Int Ltg Ctrls_Com, E/O - IntL | E, Interior Lighting | 0.99 | 0.99 | 0.99 | 0.99 | 0.99 | 0.99 | 0.99 | 0.99 | 0.99 | 0.99 | 0.99
| 304 | Int Ltg Ctrls_Com, E/P - IntL | E, Interior Lighting | 0.99 | 0.99 | 0.99 | 0.99 | 0.99 | 0.99 | 0.99 | 0.99 | 0.99 | 0.99 | 0.99
| 305 | Exit Sign RetFit_Com, E - IntL [No Heat] | E, Interior Lighting | 0.99 | 0.99 | 0.99 | 0.99 | 0.99 | 0.99 | 0.99 | 0.99 | 0.99 | 0.99 | 0.99
| 306 | Exit Sign RetFit_Com, E - IntL [Electric Heat] | E, Interior Lighting | 0.99 | 0.99 | 0.99 | 0.99 | 0.99 | 0.99 | 0.99 | 0.99 | 0.99 | 0.99 | 0.99
| 307 | Exit Sign RetFit_Com, E/G - IntL | E, Interior Lighting | 0.99 | 0.99 | 0.99 | 0.99 | 0.99 | 0.99 | 0.99 | 0.99 | 0.99 | 0.99 | 0.99
| 308 | Exit Sign RetFit_Com, E/O - IntL | E, Interior Lighting | 0.99 | 0.99 | 0.99 | 0.99 | 0.99 | 0.99 | 0.99 | 0.99 | 0.99 | 0.99 | 0.99
| 309 | Exit Sign RetFit_Com, E/P - IntL | E, Interior Lighting | 0.99 | 0.99 | 0.99 | 0.99 | 0.99 | 0.99 | 0.99 | 0.99 | 0.99 | 0.99 | 0.99
| 310 | LED HiLo Bay_Com, E - IntL [No Heat] | E, Interior Lighting | 0.99 | 0.99 | 0.99 | 0.99 | 0.99 | 0.99 | 0.99 | 0.99 | 0.99 | 0.99 | 0.99
| 311 | LED HiLo Bay_Com, E - IntL [Electric Heat] | E, Interior Lighting | 0.99 | 0.99 | 0.99 | 0.99 | 0.99 | 0.99 | 0.99 | 0.99 | 0.99 | 0.99 | 0.99
| 312 | LED HiLo Bay_Com, E/G - IntL | E, Interior Lighting | 0.99 | 0.99 | 0.99 | 0.99 | 0.99 | 0.99 | 0.99 | 0.99 | 0.99 | 0.99 | 0.99
| 313 | LED HiLo Bay_Com, E/O - IntL | E, Interior Lighting | 0.99 | 0.99 | 0.99 | 0.99 | 0.99 | 0.99 | 0.99 | 0.99 | 0.99 | 0.99 | 0.99
| 314 | LED HiLo Bay_Com, E/P - IntL | E, Interior Lighting | 0.99 | 0.99 | 0.99 | 0.99 | 0.99 | 0.99 | 0.99 | 0.99 | 0.99 | 0.99 | 0.99
| 315 | Repl Scre_Com, E - IntL [No Heat] | E, Interior Lighting | 0.99 | 0.99 | 0.99 | 0.99 | 0.99 | 0.99 | 0.99 | 0.99 | 0.99 | 0.99 | 0.99
| 316 | Repl Scre_Com, E - IntL [Electric Heat] | E, Interior Lighting | 0.99 | 0.99 | 0.99 | 0.99 | 0.99 | 0.99 | 0.99 | 0.99 | 0.99 | 0.99 | 0.99
| 317 | Repl Scre_Com, E/G - IntL | E, Interior Lighting | 0.99 | 0.99 | 0.99 | 0.99 | 0.99 | 0.99 | 0.99 | 0.99 | 0.99 | 0.99 | 0.99
| 318 | Repl Scre_Com, E/O - IntL | E, Interior Lighting | 0.99 | 0.99 | 0.99 | 0.99 | 0.99 | 0.99 | 0.99 | 0.99 | 0.99 | 0.99 | 0.99
| 319 | Repl Scre_Com, E/P - IntL | E, Interior Lighting | 0.99 | 0.99 | 0.99 | 0.99 | 0.99 | 0.99 | 0.99 | 0.99 | 0.99 | 0.99 | 0.99
| 320 | Lin LED Fixture_Com, E - IntL [No Heat] | E, Interior Lighting | 0.99 | 0.99 | 0.99 | 0.99 | 0.99 | 0.99 | 0.99 | 0.99 | 0.99 | 0.99 | 0.99
| 321 | Lin LED Fixture_Com, E - IntL [Electric Heat] | E, Interior Lighting | 0.99 | 0.99 | 0.99 | 0.99 | 0.99 | 0.99 | 0.99 | 0.99 | 0.99 | 0.99 | 0.99
| 322 | Lin LED Fixture_Com, E/G - IntL | E, Interior Lighting | 0.99 | 0.99 | 0.99 | 0.99 | 0.99 | 0.99 | 0.99 | 0.99 | 0.99 | 0.99 | 0.99
| 323 | Lin LED Fixture_Com, E/O - IntL | E, Interior Lighting | 0.99 | 0.99 | 0.99 | 0.99 | 0.99 | 0.99 | 0.99 | 0.99 | 0.99 | 0.99 | 0.99
| 324 | Lin LED Fixture_Com, E/P - IntL | E, Interior Lighting | 0.99 | 0.99 | 0.99 | 0.99 | 0.99 | 0.99 | 0.99 | 0.99 | 0.99 | 0.99 | 0.99
| 325 | LED Tube Repl_Com, E - IntL [No Heat] | E, Interior Lighting | 0.99 | 0.99 | 0.99 | 0.99 | 0.99 | 0.99 | 0.99 | 0.99 | 0.99 | 0.99 | 0.99
| 326 | LED Tube Repl_Com, E - IntL [Electric Heat] | E, Interior Lighting | 0.99 | 0.99 | 0.99 | 0.99 | 0.99 | 0.99 | 0.99 | 0.99 | 0.99 | 0.99 | 0.99
| 327 | LED Tube Repl_Com, E/G - IntL | E, Interior Lighting | 0.99 | 0.99 | 0.99 | 0.99 | 0.99 | 0.99 | 0.99 | 0.99 | 0.99 | 0.99 | 0.99
| 328 | LED Tube Repl_Com, E/O - IntL | E, Interior Lighting | 0.99 | 0.99 | 0.99 | 0.99 | 0.99 | 0.99 | 0.99 | 0.99 | 0.99 | 0.99 | 0.99
| 329 | LED Tube Repl_Com, E/P - IntL | E, Interior Lighting | 0.99 | 0.99 | 0.99 | 0.99 | 0.99 | 0.99 | 0.99 | 0.99 | 0.99 | 0.99 | 0.99
| 330 | Repl pin CFL wLED_Com, E - IntL [No Heat] | E, Interior Lighting | 0.99 | 0.99 | 0.99 | 0.99 | 0.99 | 0.99 | 0.99 | 0.99 | 0.99 | 0.99 | 0.99
| 331 | Repl pin CFL wLED_Com, E - IntL [Electric Heat] | E, Interior Lighting | 0.99 | 0.99 | 0.99 | 0.99 | 0.99 | 0.99 | 0.99 | 0.99 | 0.99 | 0.99 | 0.99
| 332 | Repl pin CFL wLED_Com, E/G - IntL | E, Interior Lighting | 0.99 | 0.99 | 0.99 | 0.99 | 0.99 | 0.99 | 0.99 | 0.99 | 0.99 | 0.99 | 0.99
| 333 | Repl pin CFL wLED_Com, E/O - IntL | E, Interior Lighting | 0.99 | 0.99 | 0.99 | 0.99 | 0.99 | 0.99 | 0.99 | 0.99 | 0.99 | 0.99 | 0.99
| 334 | Repl pin CFL wLED_Com, E/P - IntL | E, Interior Lighting | 0.99 | 0.99 | 0.99 | 0.99 | 0.99 | 0.99 | 0.99 | 0.99 | 0.99 | 0.99 | 0.99
| 335 | Refrig Case LED_Com, E - IntL | E, Interior Lighting | 0.99 | 0.99 | 0.99 | 0.99 | 0.99 | 0.99 | 0.99 | 0.99 | 0.99 | 0.99 | 0.99
| 336 | Refrig Case Ctrls_Com, E - IntL | E, Interior Lighting | 0.99 | 0.99 | 0.99 | 0.99 | 0.99 | 0.99 | 0.99 | 0.99 | 0.99 | 0.99 | 0.99
| 337 | Stair Occ Sensor_Com, E - IntL [No Heat] | E, Interior Lighting | 0.99 | 0.99 | 0.99 | 0.99 | 0.99 | 0.99 | 0.99 | 0.99 | 0.99 | 0.99 | 0.99
| 338 | Stair Occ Sensor_Com, E - IntL [Electric Heat] | E, Interior Lighting | 0.99 | 0.99 | 0.99 | 0.99 | 0.99 | 0.99 | 0.99 | 0.99 | 0.99 | 0.99 | 0.99
| 339 | Stair Occ Sensor_Com, E/G - IntL | E, Interior Lighting | 0.99 | 0.99 | 0.99 | 0.99 | 0.99 | 0.99 | 0.99 | 0.99 | 0.99 | 0.99 | 0.99
| 340 | Stair Occ Sensor_Com, E/O - IntL | E, Interior Lighting | 0.99 | 0.99 | 0.99 | 0.99 | 0.99 | 0.99 | 0.99 | 0.99 | 0.99 | 0.99 | 0.99
| 341 | Stair Occ Sensor_Com, E/P - IntL | E, Interior Lighting | 0.99 | 0.99 | 0.99 | 0.99 | 0.99 | 0.99 | 0.99 | 0.99 | 0.99 | 0.99 | 0.99
| 342 | Int Delamping_Com, E - IntL [No Heat] | E, Interior Lighting | 0.1 | 0.1 | 0.1 | 0.1 | 0.1 | 0.1 | 0.1 | 0.1 | 0.1 | 0.1 | 0.1
| 343 | Int Delamping_Com, E - IntL [Electric Heat] | E, Interior Lighting | 0.1 | 0.1 | 0.1 | 0.1 | 0.1 | 0.1 | 0.1 | 0.1 | 0.1 | 0.1 | 0.1
| 344 | Int Delamping_Com, E/G - IntL | E, Interior Lighting | 0.1 | 0.1 | 0.1 | 0.1 | 0.1 | 0.1 | 0.1 | 0.1 | 0.1 | 0.1 | 0.1
| 345 | Int Delamping_Com, E/O - IntL | E, Interior Lighting | 0.1 | 0.1 | 0.1 | 0.1 | 0.1 | 0.1 | 0.1 | 0.1 | 0.1 | 0.1 | 0.1
| 346 | Int Delamping_Com, E/P - IntL | E, Interior Lighting | 0.1 | 0.1 | 0.1 | 0.1 | 0.1 | 0.1 | 0.1 | 0.1 | 0.1 | 0.1 | 0.1
| 347 | Int Ltg Dsgn_Com, E - IntL [No Heat] | E, Interior Lighting | 0.99 | 0.99 | 0.99 | 0.99 | 0.99 | 0.99 | 0.99 | 0.99 | 0.99 | 0.99 | 0.99
| 348 | Int Ltg Dsgn_Com, E - IntL [Electric Heat] | E, Interior Lighting | 0.99 | 0.99 | 0.99 | 0.99 | 0.99 | 0.99 | 0.99 | 0.99 | 0.99 | 0.99 | 0.99
| 349 | Int Ltg Dsgn_Com, E/G - IntL | E, Interior Lighting | 0.99 | 0.99 | 0.99 | 0.99 | 0.99 | 0.99 | 0.99 | 0.99 | 0.99 | 0.99 | 0.99
| 350 | Int Ltg Dsgn_Com, E/O - IntL | E, Interior Lighting | 0.99 | 0.99 | 0.99 | 0.99 | 0.99 | 0.99 | 0.99 | 0.99 | 0.99 | 0.99 | 0.99
| 351 | Int Ltg Dsgn_Com, E/P - IntL | E, Interior Lighting | 0.99 | 0.99 | 0.99 | 0.99 | 0.99 | 0.99 | 0.99 | 0.99 | 0.99 | 0.99 | 0.99

## Table E6
Table E6. Measure Retrofit Percent Not Complete - All Regions
Return to List of Tables
| Meas | Measure Name | Primary Fuel End Use | Small Office | Large Office | Education | Grocery | Hospital | Food Service | Health Service | Lodging | Small Retail | Large Retail | Warehouse
| 1 | Room Air Conditioner_Com, E - Cool | E, Cooling | 0.44477 | 0.44477 | 0.44477 | 0.44477 | 0.44477 | 0.44477 | 0.44477 | 0.44477 | 0.44477 | 0.44477 | 0.44477
| 2 | Fast Acting Doors_Com, E - Cool | E, Cooling | 0.9 | 0.9 | 0.9 | 0.9 | 0.9 | 0.9 | 0.9 | 0.9 | 0.9 | 0.9 | 0.9
| 3 | Chiller Systems_Com, E - Cool | E, Cooling | 0.27507 | 0.27507 | 0.27507 | 0.27507 | 0.27507 | 0.27507 | 0.27507 | 0.27507 | 0.27507 | 0.27507 | 0.27507
| 4 | Chiller Tuneup_Com, E - Cool | E, Cooling | 0.85 | 0.85 | 0.85 | 0.85 | 0.85 | 0.85 | 0.85 | 0.85 | 0.85 | 0.85 | 0.85
| 5 | Computer Room Air Conditioner_Com, E - Cool | E, Cooling
| 6 | Mini Split Ductless AC_Com, E - Cool | E, Cooling | 0.98 | 0.98 | 0.98 | 0.98 | 0.98 | 0.98 | 0.98 | 0.98 | 0.98 | 0.98 | 0.98
| 7 | Eff Unitary AC_Com, E - Cool | E, Cooling | 0.77476 | 0.77476 | 0.77476 | 0.77476 | 0.77476 | 0.77476 | 0.77476 | 0.77476 | 0.77476 | 0.77476 | 0.77476
| 8 | PTAC_Com, E - Cool | E, Cooling | 0.46678 | 0.46678 | 0.46678 | 0.46678 | 0.46678 | 0.46678 | 0.46678 | 0.46678 | 0.46678 | 0.46678 | 0.46678
| 9 | Unitary Equipment Economizer_Com, E - Cool | E, Cooling | 0.78284 | 0.78284 | 0.42 | 0.42 | 0.42 | 0.42 | 0.42 | 0.42 | 0.42 | 0.42 | 0.42
| 10 | Guest Room EM_Com, E - Cool [Building w Elec Heat] | E, Cooling | 0.97491 | 0.97491 | 0.97491 | 0.97491 | 0.97491 | 0.97491 | 0.97491 | 0.97491 | 0.97491 | 0.97491 | 0.97491
| 11 | Guest Room EM_Com, E - Heat [Building w Elec Heat] | E, Space Heating | 0.97491 | 0.97491 | 0.97491 | 0.97491 | 0.97491 | 0.97491 | 0.97491 | 0.97491 | 0.97491 | 0.97491 | 0.97491
| 12 | Guest Room EM_Com, E - Cool [Building w Gas Heat] | E, Cooling | 0.97491 | 0.97491 | 0.97491 | 0.97491 | 0.97491 | 0.97491 | 0.97491 | 0.97491 | 0.97491 | 0.97491 | 0.97491
| 13 | Guest Room EM_Com, G - Heat [Building w Gas Heat] | G, Space Heating | 0.97491 | 0.97491 | 0.97491 | 0.97491 | 0.97491 | 0.97491 | 0.97491 | 0.97491 | 0.97491 | 0.97491 | 0.97491
| 14 | Guest Room EM_Com, E - Cool [Building w Oil Heat] | E, Cooling | 0.97491 | 0.97491 | 0.97491 | 0.97491 | 0.97491 | 0.97491 | 0.97491 | 0.97491 | 0.97491 | 0.97491 | 0.97491
| 15 | Guest Room EM_Com, O - Heat [Building w Oil Heat] | O, Space Heating | 0.97491 | 0.97491 | 0.97491 | 0.97491 | 0.97491 | 0.97491 | 0.97491 | 0.97491 | 0.97491 | 0.97491 | 0.97491
| 16 | Guest Room EM_Com, E - Cool [Building w Propane Heat] | E, Cooling | 0.97491 | 0.97491 | 0.97491 | 0.97491 | 0.97491 | 0.97491 | 0.97491 | 0.97491 | 0.97491 | 0.97491 | 0.97491
| 17 | Guest Room EM_Com, P - Heat [Building w Propane Heat] | Prp, Space Heating | 0.97491 | 0.97491 | 0.97491 | 0.97491 | 0.97491 | 0.97491 | 0.97491 | 0.97491 | 0.97491 | 0.97491 | 0.97491
| 18 | AC Tuneup_Com, E - Cool [ASHP] | E, Cooling | 0.28407 | 0.28407 | 0.28407 | 0.28407 | 0.28407 | 0.28407 | 0.28407 | 0.28407 | 0.28407 | 0.28407 | 0.28407
| 19 | AC Tuneup_Com, E - Heat [ASHP] | E, Space Heating | 0.28407 | 0.28407 | 0.28407 | 0.28407 | 0.28407 | 0.28407 | 0.28407 | 0.28407 | 0.28407 | 0.28407 | 0.28407
| 20 | AC Tuneup_Com, E - Cool [Unitary AC] | E, Cooling | 0.28407 | 0.28407 | 0.28407 | 0.28407 | 0.28407 | 0.28407 | 0.28407 | 0.28407 | 0.28407 | 0.28407 | 0.28407
| 21 | DCV_Com, E - Cool [Building w Elec Heat] | E, Cooling | 0.90792 | 0.90792 | 0.90792 | 0.90792 | 0.90792 | 0.90792 | 0.90792 | 0.90792 | 0.90792 | 0.90792 | 0.90792
| 22 | DCV_Com, E - Heat [Building w Elec Heat] | E, Space Heating | 0.90792 | 0.90792 | 0.90792 | 0.90792 | 0.90792 | 0.90792 | 0.90792 | 0.90792 | 0.90792 | 0.90792 | 0.90792
| 23 | DCV_Com, E - Vent [Building w Elec Heat] | E, Ventilation | 0.90792 | 0.90792 | 0.90792 | 0.90792 | 0.90792 | 0.90792 | 0.90792 | 0.90792 | 0.90792 | 0.90792 | 0.90792
| 24 | DCV_Com, E - Cool [Building w Gas Heat] | E, Cooling | 0.90792 | 0.90792 | 0.90792 | 0.90792 | 0.90792 | 0.90792 | 0.90792 | 0.90792 | 0.90792 | 0.90792 | 0.90792
| 25 | DCV_Com, G - Heat [Building w Gas Heat] | G, Space Heating | 0.90792 | 0.90792 | 0.90792 | 0.90792 | 0.90792 | 0.90792 | 0.90792 | 0.90792 | 0.90792 | 0.90792 | 0.90792
| 26 | DCV_Com, E - Vent [Building w Gas Heat] | E, Ventilation | 0.90792 | 0.90792 | 0.90792 | 0.90792 | 0.90792 | 0.90792 | 0.90792 | 0.90792 | 0.90792 | 0.90792 | 0.90792
| 27 | DCV_Com, E - Cool [Building w Oil Heat] | E, Cooling | 0.90792 | 0.90792 | 0.90792 | 0.90792 | 0.90792 | 0.90792 | 0.90792 | 0.90792 | 0.90792 | 0.90792 | 0.90792
| 28 | DCV_Com, O - Heat [Building w Oil Heat] | O, Space Heating | 0.90792 | 0.90792 | 0.90792 | 0.90792 | 0.90792 | 0.90792 | 0.90792 | 0.90792 | 0.90792 | 0.90792 | 0.90792
| 29 | DCV_Com, E - Vent [Building w Oil Heat] | E, Ventilation | 0.90792 | 0.90792 | 0.90792 | 0.90792 | 0.90792 | 0.90792 | 0.90792 | 0.90792 | 0.90792 | 0.90792 | 0.90792
| 30 | DCV_Com, E - Cool [Building w Propane Heat] | E, Cooling | 0.90792 | 0.90792 | 0.90792 | 0.90792 | 0.90792 | 0.90792 | 0.90792 | 0.90792 | 0.90792 | 0.90792 | 0.90792
| 31 | DCV_Com, P - Heat [Building w Propane Heat] | Prp, Space Heating | 0.90792 | 0.90792 | 0.90792 | 0.90792 | 0.90792 | 0.90792 | 0.90792 | 0.90792 | 0.90792 | 0.90792 | 0.90792
| 32 | DCV_Com, E - Vent [Building w Propane Heat] | E, Ventilation | 0.90792 | 0.90792 | 0.90792 | 0.90792 | 0.90792 | 0.90792 | 0.90792 | 0.90792 | 0.90792 | 0.90792 | 0.90792
| 33 | Controls for Unitary AC_Com, E - Cool | E, Cooling | 0.98 | 0.98 | 0.98 | 0.98 | 0.98 | 0.98 | 0.98 | 0.98 | 0.98 | 0.98 | 0.98
| 34 | Optimized Unitary AC Sys_Com, E - Cool [Building w Elec Heat] | E, Cooling
| 35 | Optimized Unitary AC Sys_Com, E - Heat [Building w Elec Heat] | E, Space Heating
| 36 | Optimized Unitary AC Sys_Com, E - Cool [Building w Gas Heat] | E, Cooling
| 37 | Optimized Unitary AC Sys_Com, G - Heat [Building w Gas Heat] | G, Space Heating
| 38 | Optimized Unitary AC Sys_Com, E - Cool [Building w Oil Heat] | E, Cooling
| 39 | Optimized Unitary AC Sys_Com, O - Heat [Building w Oil Heat] | O, Space Heating
| 40 | Optimized Unitary AC Sys_Com, E - Cool [Building w Propane Heat] | E, Cooling
| 41 | Optimized Unitary AC Sys_Com, P - Heat [Building w Propane Heat] | Prp, Space Heating
| 42 | Optimized Chiller Sys_Com, E - Cool | E, Cooling
| 43 | Cool Roof_Com, E - Cool [Building w Elec Heat] | E, Cooling | 0.51 | 0.51 | 0.51 | 0.51 | 0.51 | 0.51 | 0.51 | 0.51 | 0.51 | 0.51 | 0.51
| 44 | Cool Roof_Com, E - Heat [Building w Elec Heat] | E, Space Heating | 0.51 | 0.51 | 0.51 | 0.51 | 0.51 | 0.51 | 0.51 | 0.51 | 0.51 | 0.51 | 0.51
| 45 | Cool Roof_Com, E - Cool [Building w Gas Heat] | E, Cooling | 0.51 | 0.51 | 0.51 | 0.51 | 0.51 | 0.51 | 0.51 | 0.51 | 0.51 | 0.51 | 0.51
| 46 | Cool Roof_Com, G - Heat [Building w Gas Heat] | G, Space Heating | 0.51 | 0.51 | 0.51 | 0.51 | 0.51 | 0.51 | 0.51 | 0.51 | 0.51 | 0.51 | 0.51
| 47 | Cool Roof_Com, E - Cool [Building w Oil Heat] | E, Cooling | 0.51 | 0.51 | 0.51 | 0.51 | 0.51 | 0.51 | 0.51 | 0.51 | 0.51 | 0.51 | 0.51
| 48 | Cool Roof_Com, O - Heat [Building w Oil Heat] | O, Space Heating | 0.51 | 0.51 | 0.51 | 0.51 | 0.51 | 0.51 | 0.51 | 0.51 | 0.51 | 0.51 | 0.51
| 49 | Cool Roof_Com, E - Cool [Building w Propane Heat] | E, Cooling | 0.51 | 0.51 | 0.51 | 0.51 | 0.51 | 0.51 | 0.51 | 0.51 | 0.51 | 0.51 | 0.51
| 50 | Cool Roof_Com, P - Heat [Building w Propane Heat] | Prp, Space Heating | 0.51 | 0.51 | 0.51 | 0.51 | 0.51 | 0.51 | 0.51 | 0.51 | 0.51 | 0.51 | 0.51
| 51 | GSHP_Com, E - Cool | E, Cooling | 0.995 | 0.995 | 0.995 | 0.995 | 0.995 | 0.995 | 0.995 | 0.995 | 0.995 | 0.995 | 0.995
| 52 | GSHP_Com, E - Heat | E, Space Heating | 0.995 | 0.995 | 0.995 | 0.995 | 0.995 | 0.995 | 0.995 | 0.995 | 0.995 | 0.995 | 0.995
| 55 | Unitary HP_Com, E - Cool | E, Cooling | 0.48142 | 0.48142 | 0.48142 | 0.48142 | 0.48142 | 0.48142 | 0.48142 | 0.48142 | 0.48142 | 0.48142 | 0.48142
| 56 | Unitary HP_Com, E - Heat | E, Space Heating | 0.48142 | 0.48142 | 0.48142 | 0.48142 | 0.48142 | 0.48142 | 0.48142 | 0.48142 | 0.48142 | 0.48142 | 0.48142
| 57 | PTHP_Com, E - Cool | E, Cooling | 0.90833 | 0.90833 | 0.90833 | 0.90833 | 0.90833 | 0.90833 | 0.90833 | 0.90833 | 0.90833 | 0.90833 | 0.90833
| 58 | PTHP_Com, E - Heat | E, Space Heating | 0.90833 | 0.90833 | 0.90833 | 0.90833 | 0.90833 | 0.90833 | 0.90833 | 0.90833 | 0.90833 | 0.90833 | 0.90833
| 59 | Minisplit Ductless HP_Com, E - Cool | E, Cooling | 0.90833 | 0.90833 | 0.90833 | 0.90833 | 0.90833 | 0.90833 | 0.90833 | 0.90833 | 0.90833 | 0.90833 | 0.90833
| 60 | Minisplit Ductless HP_Com, E - Heat | E, Space Heating | 0.90833 | 0.90833 | 0.90833 | 0.90833 | 0.90833 | 0.90833 | 0.90833 | 0.90833 | 0.90833 | 0.90833 | 0.90833
| 61 | Programmable TStat_Com, E - Cool [Building w Elec Heat] | E, Cooling | 0.2042 | 0.2042 | 0.2042 | 0.2042 | 0.2042 | 0.2042 | 0.2042 | 0.2042 | 0.2042 | 0.2042 | 0.2042
| 62 | Programmable TStat_Com, E - Heat [Building w Elec Heat] | E, Space Heating | 0.2995 | 0.2995 | 0.2995 | 0.2995 | 0.2995 | 0.2995 | 0.2995 | 0.2995 | 0.2995 | 0.2995 | 0.2995
| 63 | Programmable TStat_Com, E - Cool [Building w Gas Heat] | E, Cooling | 0.2042 | 0.2042 | 0.2042 | 0.2042 | 0.2042 | 0.2042 | 0.2042 | 0.2042 | 0.2042 | 0.2042 | 0.2042
| 64 | Programmable TStat_Com, G - Heat [Building w Gas Heat] | G, Space Heating | 0.2995 | 0.2995 | 0.2995 | 0.2995 | 0.2995 | 0.2995 | 0.2995 | 0.2995 | 0.2995 | 0.2995 | 0.2995
| 65 | Programmable TStat_Com, E - Cool [Building w Propane Heat] | E, Cooling | 0.2042 | 0.2042 | 0.2042 | 0.2042 | 0.2042 | 0.2042 | 0.2042 | 0.2042 | 0.2042 | 0.2042 | 0.2042
| 66 | Programmable TStat_Com, P - Heat [Building w Propane Heat] | Prp, Space Heating | 0.2995 | 0.2995 | 0.2995 | 0.2995 | 0.2995 | 0.2995 | 0.2995 | 0.2995 | 0.2995 | 0.2995 | 0.2995
| 67 | Programmable TStat_Com, E - Cool [Building w Oil Heat] | E, Cooling | 0.2042 | 0.2042 | 0.2042 | 0.2042 | 0.2042 | 0.2042 | 0.2042 | 0.2042 | 0.2042 | 0.2042 | 0.2042
| 68 | Programmable TStat_Com, O - Heat [Building w Oil Heat] | O, Space Heating | 0.2995 | 0.2995 | 0.2995 | 0.2995 | 0.2995 | 0.2995 | 0.2995 | 0.2995 | 0.2995 | 0.2995 | 0.2995
| 69 | Smart TStat_Com, E - Cool [Building w Elec Heat] | E, Cooling | 0.35861 | 0.35861 | 0.35861 | 0.35861 | 0.35861 | 0.35861 | 0.35861 | 0.35861 | 0.35861 | 0.35861 | 0.35861
| 70 | Smart TStat_Com, E - Heat [Building w Elec Heat] | E, Space Heating | 0.35861 | 0.35861 | 0.35861 | 0.35861 | 0.35861 | 0.35861 | 0.35861 | 0.35861 | 0.35861 | 0.35861 | 0.35861
| 71 | Smart TStat_Com, E - Cool [Building w Gas Heat] | E, Cooling | 0.35861 | 0.35861 | 0.35861 | 0.35861 | 0.35861 | 0.35861 | 0.35861 | 0.35861 | 0.35861 | 0.35861 | 0.35861
| 72 | Smart TStat_Com, G - Heat [Building w Gas Heat] | G, Space Heating | 0.35861 | 0.35861 | 0.35861 | 0.35861 | 0.35861 | 0.35861 | 0.35861 | 0.35861 | 0.35861 | 0.35861 | 0.35861
| 73 | Smart TStat_Com, E - Cool [Building w Propane Heat] | E, Cooling | 0.35861 | 0.35861 | 0.35861 | 0.35861 | 0.35861 | 0.35861 | 0.35861 | 0.35861 | 0.35861 | 0.35861 | 0.35861
| 74 | Smart TStat_Com, P - Heat [Building w Propane Heat] | Prp, Space Heating | 0.35861 | 0.35861 | 0.35861 | 0.35861 | 0.35861 | 0.35861 | 0.35861 | 0.35861 | 0.35861 | 0.35861 | 0.35861
| 75 | Smart TStat_Com, E - Cool [Building w Oil Heat] | E, Cooling | 0.35861 | 0.35861 | 0.35861 | 0.35861 | 0.35861 | 0.35861 | 0.35861 | 0.35861 | 0.35861 | 0.35861 | 0.35861
| 76 | Smart TStat_Com, O - Heat [Building w Oil Heat] | O, Space Heating | 0.35861 | 0.35861 | 0.35861 | 0.35861 | 0.35861 | 0.35861 | 0.35861 | 0.35861 | 0.35861 | 0.35861 | 0.35861
| 77 | Boiler Blowdown Controls_Com, G - Heat | G, Space Heating | 0.78883 | 0.78883 | 0.78883 | 0.78883 | 0.78883 | 0.78883 | 0.78883 | 0.78883 | 0.78883 | 0.78883 | 0.78883
| 78 | Boiler Blowdown Controls_Com, O - Heat | O, Space Heating | 0.93954 | 0.93954 | 0.93954 | 0.93954 | 0.93954 | 0.93954 | 0.93954 | 0.93954 | 0.93954 | 0.93954 | 0.93954
| 79 | Boiler Blowdown Controls_Com, P - Heat | Prp, Space Heating | 0.86418 | 0.86418 | 0.86418 | 0.86418 | 0.86418 | 0.86418 | 0.86418 | 0.86418 | 0.86418 | 0.86418 | 0.86418
| 80 | Boiler Modifications_Com, G - Heat | G, Space Heating | 0.58872 | 0.58872 | 0.58872 | 0.58872 | 0.58872 | 0.58872 | 0.58872 | 0.58872 | 0.58872 | 0.58872 | 0.58872
| 81 | Boiler Modifications_Com, O - Heat | O, Space Heating | 0.76583 | 0.76583 | 0.76583 | 0.76583 | 0.76583 | 0.76583 | 0.76583 | 0.76583 | 0.76583 | 0.76583 | 0.76583
| 82 | Boiler Modifications_Com, P - Heat | Prp, Space Heating | 0.67727 | 0.67727 | 0.67727 | 0.67727 | 0.67727 | 0.67727 | 0.67727 | 0.67727 | 0.67727 | 0.67727 | 0.67727
| 83 | Boilers_Com, G - Heat | G, Space Heating | 0.73273 | 0.73273 | 0.73273 | 0.73273 | 0.73273 | 0.73273 | 0.73273 | 0.73273 | 0.73273 | 0.73273 | 0.73273
| 84 | Boilers_Com, O - Heat | O, Space Heating | 0.79945 | 0.79945 | 0.79945 | 0.79945 | 0.79945 | 0.79945 | 0.79945 | 0.79945 | 0.79945 | 0.79945 | 0.79945
| 85 | Boilers_Com, P - Heat | Prp, Space Heating | 0.76609 | 0.76609 | 0.76609 | 0.76609 | 0.76609 | 0.76609 | 0.76609 | 0.76609 | 0.76609 | 0.76609 | 0.76609
| 86 | Furnace_Com, G - Heat | G, Space Heating | 0.6066 | 0.6066 | 0.6066 | 0.6066 | 0.6066 | 0.6066 | 0.6066 | 0.6066 | 0.6066 | 0.6066 | 0.6066
| 87 | Furnace_Com, O - Heat | O, Space Heating | 0.90016 | 0.90016 | 0.90016 | 0.90016 | 0.90016 | 0.90016 | 0.90016 | 0.90016 | 0.90016 | 0.90016 | 0.90016
| 88 | Furnace_Com, P - Heat | Prp, Space Heating | 0.75338 | 0.75338 | 0.75338 | 0.75338 | 0.75338 | 0.75338 | 0.75338 | 0.75338 | 0.75338 | 0.75338 | 0.75338
| 89 | Unit Heater_Com, G - Heat | G, Space Heating | 0.79102 | 0.79102 | 0.79102 | 0.79102 | 0.79102 | 0.79102 | 0.79102 | 0.79102 | 0.79102 | 0.79102 | 0.79102
| 90 | Unit Heater_Com, P - Heat | Prp, Space Heating | 1 | 1 | 1 | 1 | 1 | 1 | 1 | 1 | 1 | 1 | 1
| 91 | Destratification Fans_Com, G - Heat | G, Space Heating | 0.5 | 0.5 | 0.5 | 0.5 | 0.5 | 0.5 | 0.5 | 0.5 | 0.5 | 0.5 | 0.5
| 92 | Destratification Fans_Com, O - Heat | O, Space Heating | 0.5 | 0.5 | 0.5 | 0.5 | 0.5 | 0.5 | 0.5 | 0.5 | 0.5 | 0.5 | 0.5
| 93 | Destratification Fans_Com, P - Heat | Prp, Space Heating | 0.5 | 0.5 | 0.5 | 0.5 | 0.5 | 0.5 | 0.5 | 0.5 | 0.5 | 0.5 | 0.5
| 94 | Energy Recovery Ventilator_Com, G - Heat | G, Space Heating | 0.85 | 0.85 | 0.85 | 0.85 | 0.85 | 0.85 | 0.85 | 0.85 | 0.85 | 0.85 | 0.85
| 95 | Energy Recovery Ventilator_Com, O - Heat | O, Space Heating | 0.85 | 0.85 | 0.85 | 0.85 | 0.85 | 0.85 | 0.85 | 0.85 | 0.85 | 0.85 | 0.85
| 96 | Energy Recovery Ventilator_Com, P - Heat | Prp, Space Heating | 0.85 | 0.85 | 0.85 | 0.85 | 0.85 | 0.85 | 0.85 | 0.85 | 0.85 | 0.85 | 0.85
| 97 | Forced Air Heating Maintenance_Com, G - Heat | G, Space Heating | 0.090537 | 0.090537 | 0.090537 | 0.090537 | 0.090537 | 0.090537 | 0.090537 | 0.090537 | 0.090537 | 0.090537 | 0.090537
| 98 | Forced Air Heating Maintenance_Com, O - Heat | O, Space Heating | 0.075885 | 0.075885 | 0.075885 | 0.075885 | 0.075885 | 0.075885 | 0.075885 | 0.075885 | 0.075885 | 0.075885 | 0.075885
| 99 | Forced Air Heating Maintenance_Com, P - Heat | Prp, Space Heating | 0.23581 | 0.23581 | 0.23581 | 0.23581 | 0.23581 | 0.23581 | 0.23581 | 0.23581 | 0.23581 | 0.23581 | 0.23581
| 100 | Infrared Heater_Com, G - Heat | G, Space Heating | 0 | 0 | 0 | 0 | 0 | 0 | 0 | 0 | 0 | 0 | 0.95
| 101 | Infrared Heater_Com, P - Heat | Prp, Space Heating | 0 | 0 | 0 | 0 | 0 | 0 | 0 | 0 | 0 | 0 | 0.95
| 102 | Steam Trap Maintenance_Com, G - Heat | G, Space Heating | 0.2 | 0.2 | 0.2 | 0.2 | 0.2 | 0.2 | 0.2 | 0.2 | 0.2 | 0.2 | 0.2
| 103 | Steam Trap Maintenance_Com, O - Heat | O, Space Heating | 0.2 | 0.2 | 0.2 | 0.2 | 0.2 | 0.2 | 0.2 | 0.2 | 0.2 | 0.2 | 0.2
| 104 | Steam Trap Maintenance_Com, P - Heat | Prp, Space Heating | 0.2 | 0.2 | 0.2 | 0.2 | 0.2 | 0.2 | 0.2 | 0.2 | 0.2 | 0.2 | 0.2
| 105 | Windows_Com, E - Cool [Building w Elec Heat] | E, Cooling
| 106 | Windows_Com, E - Heat [Building w Elec Heat] | E, Space Heating
| 107 | Windows_Com, E - Cool [Building w Gas Heat] | E, Cooling
| 108 | Windows_Com, G - Heat [Building w Gas Heat] | G, Space Heating
| 109 | Windows_Com, E - Cool [Building w Oil Heat] | E, Cooling
| 110 | Windows_Com, O - Heat [Building w Oil Heat] | O, Space Heating
| 111 | Windows_Com, E - Cool [Building w Propane Heat] | E, Cooling
| 112 | Windows_Com, P - Heat [Building w Propane Heat] | Prp, Space Heating
| 113 | Window Film_Com, E - Cool [Building w Elec Heat] | E, Cooling | 0.9 | 0.9 | 0.9 | 0.9 | 0.9 | 0.9 | 0.9 | 0.9 | 0.9 | 0.9 | 0.9
| 114 | Window Film_Com, E - Heat [Building w Elec Heat] | E, Space Heating | 0.9 | 0.9 | 0.9 | 0.9 | 0.9 | 0.9 | 0.9 | 0.9 | 0.9 | 0.9 | 0.9
| 115 | Window Film_Com, E - Cool [Building w Gas Heat] | E, Cooling | 0.9 | 0.9 | 0.9 | 0.9 | 0.9 | 0.9 | 0.9 | 0.9 | 0.9 | 0.9 | 0.9
| 116 | Window Film_Com, G - Heat [Building w Gas Heat] | G, Space Heating | 0.9 | 0.9 | 0.9 | 0.9 | 0.9 | 0.9 | 0.9 | 0.9 | 0.9 | 0.9 | 0.9
| 117 | Window Film_Com, E - Cool [Building w Oil Heat] | E, Cooling | 0.9 | 0.9 | 0.9 | 0.9 | 0.9 | 0.9 | 0.9 | 0.9 | 0.9 | 0.9 | 0.9
| 118 | Window Film_Com, O - Heat [Building w Oil Heat] | O, Space Heating | 0.9 | 0.9 | 0.9 | 0.9 | 0.9 | 0.9 | 0.9 | 0.9 | 0.9 | 0.9 | 0.9
| 119 | Window Film_Com, E - Cool [Building w Propane Heat] | E, Cooling | 0.9 | 0.9 | 0.9 | 0.9 | 0.9 | 0.9 | 0.9 | 0.9 | 0.9 | 0.9 | 0.9
| 120 | Window Film_Com, P - Heat [Building w Propane Heat] | Prp, Space Heating | 0.9 | 0.9 | 0.9 | 0.9 | 0.9 | 0.9 | 0.9 | 0.9 | 0.9 | 0.9 | 0.9
| 121 | Motors and Fans_Com, E - Vent | E, Ventilation | 0.99 | 0.99 | 0.99 | 0.99 | 0.99 | 0.99 | 0.99 | 0.99 | 0.99 | 0.99 | 0.99
| 122 | ECM Furnace Motors_Com, E - Vent | E, Ventilation | 0.8 | 0.65 | 0.95 | 0.9 | 0.5 | 0.75 | 0.5 | 0.75 | 0.9 | 0.65 | 0.95
| 123 | VFD on HVAC System_Com, E - Vent | E, Ventilation | 0.85122 | 0.85122 | 0.85122 | 0.85122 | 0.85122 | 0.85122 | 0.85122 | 0.85122 | 0.85122 | 0.85122 | 0.85122
| 124 | Kitchen DCV_Com, E - Vent [Building w Elec Heat] | E, Ventilation | 0.93 | 0.93 | 0.93 | 0.93 | 0.93 | 0.93 | 0.93 | 0.93 | 0.93 | 0.93 | 0.93
| 125 | Kitchen DCV_Com, E - Heat [Building w Elec Heat] | E, Space Heating | 0.93 | 0.93 | 0.93 | 0.93 | 0.93 | 0.93 | 0.93 | 0.93 | 0.93 | 0.93 | 0.93
| 126 | Kitchen DCV_Com, E - Vent [Building w Gas Heat] | E, Ventilation | 0.93 | 0.93 | 0.93 | 0.93 | 0.93 | 0.93 | 0.93 | 0.93 | 0.93 | 0.93 | 0.93
| 127 | Kitchen DCV_Com, G - Heat [Building w Gas Heat] | G, Space Heating | 0.93 | 0.93 | 0.93 | 0.93 | 0.93 | 0.93 | 0.93 | 0.93 | 0.93 | 0.93 | 0.93
| 128 | Kitchen DCV_Com, E - Vent [Building w Oil Heat] | E, Ventilation | 0.93 | 0.93 | 0.93 | 0.93 | 0.93 | 0.93 | 0.93 | 0.93 | 0.93 | 0.93 | 0.93
| 129 | Kitchen DCV_Com, O - Heat [Building w Oil Heat] | O, Space Heating | 0.93 | 0.93 | 0.93 | 0.93 | 0.93 | 0.93 | 0.93 | 0.93 | 0.93 | 0.93 | 0.93
| 130 | Kitchen DCV_Com, E - Vent [Building w Oil Heat] | E, Ventilation | 0.93 | 0.93 | 0.93 | 0.93 | 0.93 | 0.93 | 0.93 | 0.93 | 0.93 | 0.93 | 0.93
| 131 | Kitchen DCV_Com, P - Heat [Building w Propane Heat] | Prp, Space Heating | 0.93 | 0.93 | 0.93 | 0.93 | 0.93 | 0.93 | 0.93 | 0.93 | 0.93 | 0.93 | 0.93
| 132 | Duct Sealing Regulated_Com, E - Vent [Building w Elec Heat] | E, Ventilation | 0.5 | 0.5 | 0.5 | 0.5 | 0.5 | 0.5 | 0.5 | 0.5 | 0.5 | 0.5 | 0.5
| 133 | Duct Sealing Regulated_Com, E - Heat [Building w Elec Heat] | E, Space Heating | 0.5 | 0.5 | 0.5 | 0.5 | 0.5 | 0.5 | 0.5 | 0.5 | 0.5 | 0.5 | 0.5
| 134 | Duct Sealing Regulated_Com, E - Cool [Building w Elec Heat] | E, Cooling | 0.5 | 0.5 | 0.5 | 0.5 | 0.5 | 0.5 | 0.5 | 0.5 | 0.5 | 0.5 | 0.5
| 135 | Duct Sealing Regulated_Com, E - Vent [Building w Gas Heat] | E, Ventilation | 0.5 | 0.5 | 0.5 | 0.5 | 0.5 | 0.5 | 0.5 | 0.5 | 0.5 | 0.5 | 0.5
| 136 | Duct Sealing Regulated_Com, G - Heat [Building w Gas Heat] | G, Space Heating | 0.5 | 0.5 | 0.5 | 0.5 | 0.5 | 0.5 | 0.5 | 0.5 | 0.5 | 0.5 | 0.5
| 137 | Duct Sealing Regulated_Com, E - Cool [Building w Gas Heat] | E, Cooling | 0.5 | 0.5 | 0.5 | 0.5 | 0.5 | 0.5 | 0.5 | 0.5 | 0.5 | 0.5 | 0.5
| 138 | Duct Sealing Non Regulated_Com, E - Vent [Building w Oil Heat] | E, Ventilation | 0.5 | 0.5 | 0.5 | 0.5 | 0.5 | 0.5 | 0.5 | 0.5 | 0.5 | 0.5 | 0.5
| 139 | Duct Sealing Non Regulated_Com, O - Heat [Building w Oil Heat] | O, Space Heating | 0.5 | 0.5 | 0.5 | 0.5 | 0.5 | 0.5 | 0.5 | 0.5 | 0.5 | 0.5 | 0.5
| 140 | Duct Sealing Non Regulated_Com, E - Cool [Building w Oil Heat] | E, Cooling | 0.5 | 0.5 | 0.5 | 0.5 | 0.5 | 0.5 | 0.5 | 0.5 | 0.5 | 0.5 | 0.5
| 141 | Duct Sealing Non Regulated_Com, E - Vent [Building w Propane Heat] | E, Ventilation | 0.5 | 0.5 | 0.5 | 0.5 | 0.5 | 0.5 | 0.5 | 0.5 | 0.5 | 0.5 | 0.5
| 142 | Duct Sealing Non Regulated_Com, P - Heat [Building w Propane Heat] | Prp, Space Heating | 0.5 | 0.5 | 0.5 | 0.5 | 0.5 | 0.5 | 0.5 | 0.5 | 0.5 | 0.5 | 0.5
| 143 | Duct Sealing Non Regulated_Com, E - Cool [Building w Propane Heat] | E, Cooling | 0.5 | 0.5 | 0.5 | 0.5 | 0.5 | 0.5 | 0.5 | 0.5 | 0.5 | 0.5 | 0.5
| 144 | Power Strip_Com, E - Plug [Tier 1] | E, Plug Loads | 0.97514 | 0.95793 | 0.97935 | 0.96512 | 1 | 0.95636 | 0.98576 | 0.98315 | 0.97841 | 0.96999 | 0.84023
| 145 | Power Strip_Com, E - Plug [Tier 2] | E, Plug Loads | 0.97514 | 0.95793 | 0.97935 | 0.96512 | 1 | 0.95636 | 0.98576 | 0.98315 | 0.97841 | 0.96999 | 0.84023
| 146 | Computer Power Management_Com, E - Plug | E, Plug Loads | 0.65 | 0.65 | 0.65 | 0.65 | 0.65 | 0.65 | 0.65 | 0.65 | 0.65 | 0.65 | 0.65
| 147 | Vending Machine Controls_Com, E - Plug [Non-Refrigerated] | E, Plug Loads | 0.9 | 0.9 | 0.9 | 0.9 | 0.9 | 0.9 | 0.9 | 0.9 | 0.9 | 0.9 | 0.9
| 148 | Vending Machine Controls_Com, E - Plug [Refrigerated] | E, Plug Loads | 0.9 | 0.9 | 0.9 | 0.9 | 0.9 | 0.9 | 0.9 | 0.9 | 0.9 | 0.9 | 0.9
| 149 | Ovens_Com, E - Cook | E, Cooking
| 150 | Ovens_Com, G - Cook | G, Cooking
| 151 | Ovens_Com, P - Cook | Prp, Cooking
| 152 | Fryers_Com, E - Cook | E, Cooking
| 153 | Fryers_Com, G - Cook | G, Cooking
| 154 | Fryers_Com, P - Cook | Prp, Cooking
| 155 | Griddles_Com, E - Cook | E, Cooking
| 156 | Griddles_Com, G - Cook | G, Cooking
| 157 | Griddles_Com, P - Cook | Prp, Cooking
| 158 | Hot Food Holding Cabinet_Com, E - Cook | E, Cooking
| 159 | Steamers_Com, E - Cook | E, Cooking
| 160 | Steamers_Com, G - Cook | G, Cooking
| 161 | Steamers_Com, P - Cook | Prp, Cooking
| 162 | ES Refrigerator and Freezer_Com, E - Refr | E, Refrigeration | 0 | 0.35484 | 0.56 | 0.6413 |  | 0.55949 | 0.4 | 1 | 0.38889 | 0.66667 | 0
| 163 | Anti Sweat Heat Control_Com, E - Refr | E, Refrigeration | 1 | 1 | 1 | 0.73333 | 1 | 0.91489 | 1 | 0.95238 | 0.975 | 0.96875 | 1
| 164 | Case Night Covers_Com, E - Refr | E, Refrigeration | 1 | 1 | 1 | 0.97121 | 1 | 0.99458 | 1 | 1 | 0.97297 | 1 | 1
| 165 | Loading Dock Pit Seals_Com, E - Refr | E, Refrigeration | 1 | 1 | 1 | 1 | 1 | 1 | 1 | 1 | 1 | 1 | 1
| 166 | ECM Comp Cond Fan Motor_Com, E - Refr | E, Refrigeration | 0 | 1 | 0 | 0.69643 | 0.5 | 0.18667 | 1 | 0 | 0.28571 | 0.15385 | 0
| 167 | Evap Fan Motor Replacement_Com, E - Refr | E, Refrigeration | 1 | 1 | 0.98305 | 0.88155 | 1 | 0.93983 | 1 | 0.98462 | 0.89655 | 0.93617 | 1
| 168 | Evap Fan Speed Controls_Com, E - Refr | E, Refrigeration | 0.5 | 0 | 1 | 0.7 | 0.5 | 0.55224 | 0.5 | 0.83333 | 0.5 | 0.16667 | 1
| 169 | LowHeat NoHeat Doors_Com, E - Refr | E, Refrigeration | 0.9 | 0.9 | 0.9 | 0.9 | 0.9 | 0.9 | 0.9 | 0.9 | 0.9 | 0.9 | 0.9
| 170 | Refrigerated Vending Machine_Com, E - Refr | E, Refrigeration | 0.5 | 0.81818 | 0.75 | 1 | 1 | 0 | 0.5 | 0.94118 | 1 | 1 | 0.83333
| 171 | Walk In Refrigeration_Com, E - Refr | E, Refrigeration | 0.85 | 0.85 | 0.85 | 0.85 | 0.85 | 0.85 | 0.85 | 0.85 | 0.85 | 0.85 | 0.85
| 172 | Refrigeration Tune Up_Com, E - Refr | E, Refrigeration | 1 | 1 | 1 | 1 | 1 | 1 | 1 | 1 | 1 | 1 | 1
| 173 | ES Ice Machine_Com, E - Refr | E, Refrigeration | 1 | 0.61538 | 0.875 | 0.85714 | 1 | 0.80488 | 0.66667 | 0.71429 | 1 | 1 | 1
| 174 | Walk In Cooler Retroft_Com, E - Refr | E, Refrigeration | 0.6 | 0.6 | 0.6 | 0.6 | 0.6 | 0.6 | 0.6 | 0.6 | 0.6 | 0.6 | 0.6
| 175 | HE Built Up Refrig_Com, E - Refr | E, Refrigeration | 0.6 | 0.6 | 0.6 | 0.6 | 0.6 | 0.6 | 0.6 | 0.6 | 0.6 | 0.6 | 0.6
| 176 | Door Gasket Replacement_Com, E - Refr | E, Refrigeration | 0.6 | 0.6 | 0.6 | 0.6 | 0.6 | 0.6 | 0.6 | 0.6 | 0.6 | 0.6 | 0.6
| 177 | EnergyStar Dehumidifier_Com, E - Appl | E, Appliances | 0.49 | 0.49 | 0.49 | 0.49 | 0.49 | 0.49 | 0.49 | 0.49 | 0.49 | 0.49 | 0.49
| 178 | Clothes Washer Elec WH_Com, E - Appl [unit w/ elec dry - Washer] | E, Appliances | 0.85099 | 0.85099 | 0.85099 | 0.85099 | 0.85099 | 0.85099 | 0.85099 | 0.85099 | 0.85099 | 0.85099 | 0.85099
| 179 | Clothes Washer Elec WH_Com, E - Appl [unit w/ elec dry - Dryer] | E, Appliances | 0.85099 | 0.85099 | 0.85099 | 0.85099 | 0.85099 | 0.85099 | 0.85099 | 0.85099 | 0.85099 | 0.85099 | 0.85099
| 180 | Clothes Washer Elec WH_Com, E - HWat [unit w/ elec dry - Water Heater] | E, Water Heating | 0.85099 | 0.85099 | 0.85099 | 0.85099 | 0.85099 | 0.85099 | 0.85099 | 0.85099 | 0.85099 | 0.85099 | 0.85099
| 181 | Clothes Washer Elec WH_Com, E - Appl [unit w/ gas dry - Washer] | E, Appliances | 0.85099 | 0.85099 | 0.85099 | 0.85099 | 0.85099 | 0.85099 | 0.85099 | 0.85099 | 0.85099 | 0.85099 | 0.85099
| 182 | Clothes Washer Elec WH_Com, G - Oth [unit w/ gas dry - Dryer] | G, Other | 0.85099 | 0.85099 | 0.85099 | 0.85099 | 0.85099 | 0.85099 | 0.85099 | 0.85099 | 0.85099 | 0.85099 | 0.85099
| 183 | Clothes Washer Elec WH_Com, E - HWat [unit w/ gas dry - Water Heater] | E, Water Heating | 0.85099 | 0.85099 | 0.85099 | 0.85099 | 0.85099 | 0.85099 | 0.85099 | 0.85099 | 0.85099 | 0.85099 | 0.85099
| 184 | Clothes Washer Elec WH_Com, E - Appl [unit w/ propane dry - Washer] | E, Appliances | 0.85099 | 0.85099 | 0.85099 | 0.85099 | 0.85099 | 0.85099 | 0.85099 | 0.85099 | 0.85099 | 0.85099 | 0.85099
| 185 | Clothes Washer Elec WH_Com, P - Oth [unit w/ propane dry - Dryer] | Prp, Other | 0.85099 | 0.85099 | 0.85099 | 0.85099 | 0.85099 | 0.85099 | 0.85099 | 0.85099 | 0.85099 | 0.85099 | 0.85099
| 186 | Clothes Washer Elec WH_Com, E - HWat [unit w/ propane dry - Water Heater] | E, Water Heating | 0.85099 | 0.85099 | 0.85099 | 0.85099 | 0.85099 | 0.85099 | 0.85099 | 0.85099 | 0.85099 | 0.85099 | 0.85099
| 187 | Clothes Washer Gas WH_Com, E - Appl [unit w/ elec dry - Washer] | E, Appliances | 0.85099 | 0.85099 | 0.85099 | 0.85099 | 0.85099 | 0.85099 | 0.85099 | 0.85099 | 0.85099 | 0.85099 | 0.85099
| 188 | Clothes Washer Gas WH_Com, E - Appl [unit w/ elec dry - Dryer] | E, Appliances | 0.85099 | 0.85099 | 0.85099 | 0.85099 | 0.85099 | 0.85099 | 0.85099 | 0.85099 | 0.85099 | 0.85099 | 0.85099
| 189 | Clothes Washer Gas WH_Com, G - HWat [unit w/ elec dry - Water Heater] | G, Water Heating | 0.85099 | 0.85099 | 0.85099 | 0.85099 | 0.85099 | 0.85099 | 0.85099 | 0.85099 | 0.85099 | 0.85099 | 0.85099
| 190 | Clothes Washer Gas WH_Com, E - Appl [unit w/ gas dry - Washer] | E, Appliances | 0.85099 | 0.85099 | 0.85099 | 0.85099 | 0.85099 | 0.85099 | 0.85099 | 0.85099 | 0.85099 | 0.85099 | 0.85099
| 191 | Clothes Washer Gas WH_Com, G - Oth [unit w/ gas dry - Dryer] | G, Other | 0.85099 | 0.85099 | 0.85099 | 0.85099 | 0.85099 | 0.85099 | 0.85099 | 0.85099 | 0.85099 | 0.85099 | 0.85099
| 192 | Clothes Washer Gas WH_Com, G - HWat [unit w/ gas dry - Water Heater] | G, Water Heating | 0.85099 | 0.85099 | 0.85099 | 0.85099 | 0.85099 | 0.85099 | 0.85099 | 0.85099 | 0.85099 | 0.85099 | 0.85099
| 193 | Clothes Washer Gas WH_Com, E - Appl [unit w/ propane dry - Washer] | E, Appliances | 0.85099 | 0.85099 | 0.85099 | 0.85099 | 0.85099 | 0.85099 | 0.85099 | 0.85099 | 0.85099 | 0.85099 | 0.85099
| 194 | Clothes Washer Gas WH_Com, P - Oth [unit w/ propane dry - Dryer] | Prp, Other | 0.85099 | 0.85099 | 0.85099 | 0.85099 | 0.85099 | 0.85099 | 0.85099 | 0.85099 | 0.85099 | 0.85099 | 0.85099
| 195 | Clothes Washer Gas WH_Com, G - HWat [unit w/ propane dry - Water Heater] | G, Water Heating | 0.85099 | 0.85099 | 0.85099 | 0.85099 | 0.85099 | 0.85099 | 0.85099 | 0.85099 | 0.85099 | 0.85099 | 0.85099
| 196 | Clothes Washer Oil WH_Com, E - Appl [unit w/ elec dry - Washer] | E, Appliances | 0.85099 | 0.85099 | 0.85099 | 0.85099 | 0.85099 | 0.85099 | 0.85099 | 0.85099 | 0.85099 | 0.85099 | 0.85099
| 197 | Clothes Washer Oil WH_Com, E - Appl [unit w/ elec dry - Dryer] | E, Appliances | 0.85099 | 0.85099 | 0.85099 | 0.85099 | 0.85099 | 0.85099 | 0.85099 | 0.85099 | 0.85099 | 0.85099 | 0.85099
| 198 | Clothes Washer Oil WH_Com, O - HWat [unit w/ elec dry - Water Heater] | O, Water Heating | 0.85099 | 0.85099 | 0.85099 | 0.85099 | 0.85099 | 0.85099 | 0.85099 | 0.85099 | 0.85099 | 0.85099 | 0.85099
| 199 | Clothes Washer Oil WH_Com, E - Appl [unit w/ gas dry - Washer] | E, Appliances | 0.85099 | 0.85099 | 0.85099 | 0.85099 | 0.85099 | 0.85099 | 0.85099 | 0.85099 | 0.85099 | 0.85099 | 0.85099
| 200 | Clothes Washer Oil WH_Com, G - Oth [unit w/ gas dry - Dryer] | G, Other | 0.85099 | 0.85099 | 0.85099 | 0.85099 | 0.85099 | 0.85099 | 0.85099 | 0.85099 | 0.85099 | 0.85099 | 0.85099
| 201 | Clothes Washer Oil WH_Com, O - HWat [unit w/ gas dry - Water Heater] | O, Water Heating | 0.85099 | 0.85099 | 0.85099 | 0.85099 | 0.85099 | 0.85099 | 0.85099 | 0.85099 | 0.85099 | 0.85099 | 0.85099
| 202 | Clothes Washer Oil WH_Com, E - Appl [unit w/ propane dry - Washer] | E, Appliances | 0.85099 | 0.85099 | 0.85099 | 0.85099 | 0.85099 | 0.85099 | 0.85099 | 0.85099 | 0.85099 | 0.85099 | 0.85099
| 203 | Clothes Washer Oil WH_Com, P - Oth [unit w/ propane dry - Dryer] | Prp, Other | 0.85099 | 0.85099 | 0.85099 | 0.85099 | 0.85099 | 0.85099 | 0.85099 | 0.85099 | 0.85099 | 0.85099 | 0.85099
| 204 | Clothes Washer Oil WH_Com, O - HWat [unit w/ propane dry - Water Heater] | O, Water Heating | 0.85099 | 0.85099 | 0.85099 | 0.85099 | 0.85099 | 0.85099 | 0.85099 | 0.85099 | 0.85099 | 0.85099 | 0.85099
| 205 | Clothes Washer Propane WH_Com, E - Appl [unit w/ elec dry - Washer] | E, Appliances | 0.85099 | 0.85099 | 0.85099 | 0.85099 | 0.85099 | 0.85099 | 0.85099 | 0.85099 | 0.85099 | 0.85099 | 0.85099
| 206 | Clothes Washer Propane WH_Com, E - Appl [unit w/ elec dry - Dryer] | E, Appliances | 0.85099 | 0.85099 | 0.85099 | 0.85099 | 0.85099 | 0.85099 | 0.85099 | 0.85099 | 0.85099 | 0.85099 | 0.85099
| 207 | Clothes Washer Propane WH_Com, P - HWat [unit w/ elec dry - Water Heater] | Prp, Water Heating | 0.85099 | 0.85099 | 0.85099 | 0.85099 | 0.85099 | 0.85099 | 0.85099 | 0.85099 | 0.85099 | 0.85099 | 0.85099
| 208 | Clothes Washer Propane WH_Com, E - Appl [unit w/ gas dry - Washer] | E, Appliances | 0.85099 | 0.85099 | 0.85099 | 0.85099 | 0.85099 | 0.85099 | 0.85099 | 0.85099 | 0.85099 | 0.85099 | 0.85099
| 209 | Clothes Washer Propane WH_Com, G - Oth [unit w/ gas dry - Dryer] | G, Other | 0.85099 | 0.85099 | 0.85099 | 0.85099 | 0.85099 | 0.85099 | 0.85099 | 0.85099 | 0.85099 | 0.85099 | 0.85099
| 210 | Clothes Washer Propane WH_Com, P - HWat [unit w/ gas dry - Water Heater] | Prp, Water Heating | 0.85099 | 0.85099 | 0.85099 | 0.85099 | 0.85099 | 0.85099 | 0.85099 | 0.85099 | 0.85099 | 0.85099 | 0.85099
| 211 | Clothes Washer Propane WH_Com, E - Appl [unit w/ propane dry - Washer] | E, Appliances | 0.85099 | 0.85099 | 0.85099 | 0.85099 | 0.85099 | 0.85099 | 0.85099 | 0.85099 | 0.85099 | 0.85099 | 0.85099
| 212 | Clothes Washer Propane WH_Com, P - Oth [unit w/ propane dry - Dryer] | Prp, Other | 0.85099 | 0.85099 | 0.85099 | 0.85099 | 0.85099 | 0.85099 | 0.85099 | 0.85099 | 0.85099 | 0.85099 | 0.85099
| 213 | Clothes Washer Propane WH_Com, P - HWat [unit w/ propane dry - Water Heater] | Prp, Water Heating | 0.85099 | 0.85099 | 0.85099 | 0.85099 | 0.85099 | 0.85099 | 0.85099 | 0.85099 | 0.85099 | 0.85099 | 0.85099
| 214 | Ozone Laundry_Com, E - HWat | E, Water Heating | 1 | 1 | 1 | 1 | 1 | 1 | 1 | 1 | 1 | 0.98388 | 1
| 215 | Ozone Laundry_Com, G - HWat | G, Water Heating | 1 | 1 | 1 | 1 | 1 | 1 | 1 | 1 | 1 | 0.98388 | 1
| 216 | Ozone Laundry_Com, O - HWat | O, Water Heating | 1 | 1 | 1 | 1 | 1 | 1 | 1 | 1 | 1 | 0.98388 | 1
| 217 | Ozone Laundry_Com, P - HWat | Prp, Water Heating | 1 | 1 | 1 | 1 | 1 | 1 | 1 | 1 | 1 | 0.98388 | 1
| 218 | Dishwasher_Com, E - Appl [Building w elec WH] | E, Appliances | 0.66667 | 0.979 | 0.87796 | 0.54558 | 1 | 0.7189 | 1 | 0.82447 | 1 | 1 | 1
| 219 | Dishwasher_Com, E - HWat [Building w elec WH] | E, Water Heating | 0.66667 | 0.979 | 0.87796 | 0.54558 | 1 | 0.7189 | 1 | 0.82447 | 1 | 1 | 1
| 220 | Dishwasher_Com, E - Appl [Building w gas WH] | E, Appliances | 0.66667 | 0.979 | 0.87796 | 0.54558 | 1 | 0.7189 | 1 | 0.82447 | 1 | 1 | 1
| 221 | Dishwasher_Com, G - HWat [Building w gas WH] | G, Water Heating | 0.66667 | 0.979 | 0.87796 | 0.54558 | 1 | 0.7189 | 1 | 0.82447 | 1 | 1 | 1
| 222 | Dishwasher_Com, E - Appl [Building w oil WH] | E, Appliances | 0.66667 | 0.979 | 0.87796 | 0.54558 | 1 | 0.7189 | 1 | 0.82447 | 1 | 1 | 1
| 223 | Dishwasher_Com, O - HWat [Building w oil WH] | O, Water Heating | 0.66667 | 0.979 | 0.87796 | 0.54558 | 1 | 0.7189 | 1 | 0.82447 | 1 | 1 | 1
| 224 | Dishwasher_Com, E - Appl [Building w propane WH] | E, Appliances | 0.66667 | 0.979 | 0.87796 | 0.54558 | 1 | 0.7189 | 1 | 0.82447 | 1 | 1 | 1
| 225 | Dishwasher_Com, P - HWat [Building w propane WH] | Prp, Water Heating | 0.66667 | 0.979 | 0.87796 | 0.54558 | 1 | 0.7189 | 1 | 0.82447 | 1 | 1 | 1
| 226 | Faucet Aerator_Com, E - HWat | E, Water Heating | 0.33083 | 0.33083 | 0.33083 | 0.33083 | 0.33083 | 0.33083 | 0.33083 | 0.33083 | 0.33083 | 0.33083 | 0.33083
| 227 | Faucet Aerator_Com, G - HWat | G, Water Heating | 0.33083 | 0.33083 | 0.33083 | 0.33083 | 0.33083 | 0.33083 | 0.33083 | 0.33083 | 0.33083 | 0.33083 | 0.33083
| 228 | Faucet Aerator_Com, O - HWat | O, Water Heating | 0.33083 | 0.33083 | 0.33083 | 0.33083 | 0.33083 | 0.33083 | 0.33083 | 0.33083 | 0.33083 | 0.33083 | 0.33083
| 229 | Faucet Aerator_Com, P - HWat | Prp, Water Heating | 0.33083 | 0.33083 | 0.33083 | 0.33083 | 0.33083 | 0.33083 | 0.33083 | 0.33083 | 0.33083 | 0.33083 | 0.33083
| 230 | Pre Rinse Sprayers_Com, E - HWat | E, Water Heating | 0.49624 | 0.49624 | 0.49624 | 0.49624 | 0.49624 | 0.49624 | 0.49624 | 0.49624 | 0.49624 | 0.49624 | 0.49624
| 231 | Pre Rinse Sprayers_Com, G - HWat | G, Water Heating | 0.49624 | 0.49624 | 0.49624 | 0.49624 | 0.49624 | 0.49624 | 0.49624 | 0.49624 | 0.49624 | 0.49624 | 0.49624
| 232 | Pre Rinse Sprayers_Com, O - HWat | O, Water Heating | 0.49624 | 0.49624 | 0.49624 | 0.49624 | 0.49624 | 0.49624 | 0.49624 | 0.49624 | 0.49624 | 0.49624 | 0.49624
| 233 | Pre Rinse Sprayers_Com, P - HWat | Prp, Water Heating | 0.49624 | 0.49624 | 0.49624 | 0.49624 | 0.49624 | 0.49624 | 0.49624 | 0.49624 | 0.49624 | 0.49624 | 0.49624
| 234 | Heat Pump Water Heater_Com, E - HWat | E, Water Heating | 0.97 | 0.97 | 0.97 | 0.97 | 0.97 | 0.97 | 0.97 | 0.97 | 0.97 | 0.97 | 0.97
| 235 | FF Storage Water Heater_Com, G - HWat | G, Water Heating | 0.68302 | 0.68302 | 0.68302 | 0.68302 | 0.68302 | 0.68302 | 0.68302 | 0.68302 | 0.68302 | 0.68302 | 0.68302
| 236 | FF Storage Water Heater_Com, O - HWat | O, Water Heating | 0.68302 | 0.68302 | 0.68302 | 0.68302 | 0.68302 | 0.68302 | 0.68302 | 0.68302 | 0.68302 | 0.68302 | 0.68302
| 237 | FF Storage Water Heater_Com, P - HWat | Prp, Water Heating | 0.68302 | 0.68302 | 0.68302 | 0.68302 | 0.68302 | 0.68302 | 0.68302 | 0.68302 | 0.68302 | 0.68302 | 0.68302
| 238 | FF Instantaneous Water Heater_Com, G - HWat | G, Water Heating | 0.68302 | 0.68302 | 0.68302 | 0.68302 | 0.68302 | 0.68302 | 0.68302 | 0.68302 | 0.68302 | 0.68302 | 0.68302
| 239 | FF Instantaneous Water Heater_Com, O - HWat | O, Water Heating | 0.68302 | 0.68302 | 0.68302 | 0.68302 | 0.68302 | 0.68302 | 0.68302 | 0.68302 | 0.68302 | 0.68302 | 0.68302
| 240 | FF Instantaneous Water Heater_Com, P - HWat | Prp, Water Heating | 0.68302 | 0.68302 | 0.68302 | 0.68302 | 0.68302 | 0.68302 | 0.68302 | 0.68302 | 0.68302 | 0.68302 | 0.68302
| 241 | Clothes Dryer_Com, E - Appl | E, Appliances | 0.95155 | 0.95155 | 0.95155 | 0.95155 | 0.95155 | 0.95155 | 0.95155 | 0.95155 | 0.95155 | 0.95155 | 0.95155
| 242 | Clothes Dryer_Com, G - Oth | G, Other | 0.95155 | 0.95155 | 0.95155 | 0.95155 | 0.95155 | 0.95155 | 0.95155 | 0.95155 | 0.95155 | 0.95155 | 0.95155
| 243 | Clothes Dryer_Com, P - Oth | Prp, Other | 0.95155 | 0.95155 | 0.95155 | 0.95155 | 0.95155 | 0.95155 | 0.95155 | 0.95155 | 0.95155 | 0.95155 | 0.95155
| 244 | Pnemautic to DDC_Com, E - TotE [Building w Elec Heat] | E, Total Electric | 0.1 | 0.1 | 0.1 | 0.1 | 0.1 | 0.1 | 0.1 | 0.1 | 0.1 | 0.1 | 0.1
| 245 | Pnemautic to DDC_Com, E - TotE [Building w Gas Heat] | E, Total Electric | 0.1 | 0.1 | 0.1 | 0.1 | 0.1 | 0.1 | 0.1 | 0.1 | 0.1 | 0.1 | 0.1
| 246 | Pnemautic to DDC_Com, G - TotF [Building w Gas Heat] | G, Total FF | 0.1 | 0.1 | 0.1 | 0.1 | 0.1 | 0.1 | 0.1 | 0.1 | 0.1 | 0.1 | 0.1
| 247 | Pnemautic to DDC_Com, E - TotE [Building w Oil Heat] | E, Total Electric | 0.1 | 0.1 | 0.1 | 0.1 | 0.1 | 0.1 | 0.1 | 0.1 | 0.1 | 0.1 | 0.1
| 248 | Pnemautic to DDC_Com, O - TotF [Building w Oil Heat] | O, Total FF | 0.1 | 0.1 | 0.1 | 0.1 | 0.1 | 0.1 | 0.1 | 0.1 | 0.1 | 0.1 | 0.1
| 249 | Pnemautic to DDC_Com, E - TotE [Building w Propane Heat] | E, Total Electric | 0.1 | 0.1 | 0.1 | 0.1 | 0.1 | 0.1 | 0.1 | 0.1 | 0.1 | 0.1 | 0.1
| 250 | Pnemautic to DDC_Com, P - TotF [Building w Propane Heat] | Prp, Total FF | 0.1 | 0.1 | 0.1 | 0.1 | 0.1 | 0.1 | 0.1 | 0.1 | 0.1 | 0.1 | 0.1
| 251 | Data Center_Com, E - TotE [Building w Elec Heat] | E, Total Electric | 0.8 | 0.8 | 0.8 | 0.8 | 0.8 | 0.8 | 0.8 | 0.8 | 0.8 | 0.8 | 0.8
| 252 | Data Center_Com, E - TotE [Building w Gas Heat] | E, Total Electric | 0.8 | 0.8 | 0.8 | 0.8 | 0.8 | 0.8 | 0.8 | 0.8 | 0.8 | 0.8 | 0.8
| 253 | Data Center_Com, G - TotF [Building w Gas Heat] | G, Total FF | 0.8 | 0.8 | 0.8 | 0.8 | 0.8 | 0.8 | 0.8 | 0.8 | 0.8 | 0.8 | 0.8
| 254 | Data Center_Com, E - TotE [Building w Oil Heat] | E, Total Electric | 0.8 | 0.8 | 0.8 | 0.8 | 0.8 | 0.8 | 0.8 | 0.8 | 0.8 | 0.8 | 0.8
| 255 | Data Center_Com, O - TotF [Building w Oil Heat] | O, Total FF | 0.8 | 0.8 | 0.8 | 0.8 | 0.8 | 0.8 | 0.8 | 0.8 | 0.8 | 0.8 | 0.8
| 256 | Data Center_Com, E - TotE [Building w Propane Heat] | E, Total Electric | 0.8 | 0.8 | 0.8 | 0.8 | 0.8 | 0.8 | 0.8 | 0.8 | 0.8 | 0.8 | 0.8
| 257 | Data Center_Com, P - TotF [Building w Propane Heat] | Prp, Total FF | 0.8 | 0.8 | 0.8 | 0.8 | 0.8 | 0.8 | 0.8 | 0.8 | 0.8 | 0.8 | 0.8
| 258 | RCx_Com, E - TotE [Building w Elec Heat] | E, Total Electric | 0.98494 | 0.98494 | 0.98494 | 0.98494 | 0.98494 | 0.98494 | 0.98494 | 0.98494 | 0.98494 | 0.98494 | 0.98494
| 259 | RCx_Com, E - TotE [Building w Gas Heat] | E, Total Electric | 0.98494 | 0.98494 | 0.98494 | 0.98494 | 0.98494 | 0.98494 | 0.98494 | 0.98494 | 0.98494 | 0.98494 | 0.98494
| 260 | RCx_Com, G - TotF [Building w Gas Heat] | G, Total FF | 0.98494 | 0.98494 | 0.98494 | 0.98494 | 0.98494 | 0.98494 | 0.98494 | 0.98494 | 0.98494 | 0.98494 | 0.98494
| 261 | RCx_Com, E - TotE [Building w Oil Heat] | E, Total Electric | 0.98494 | 0.98494 | 0.98494 | 0.98494 | 0.98494 | 0.98494 | 0.98494 | 0.98494 | 0.98494 | 0.98494 | 0.98494
| 262 | RCx_Com, O - TotF [Building w Oil Heat] | O, Total FF | 0.98494 | 0.98494 | 0.98494 | 0.98494 | 0.98494 | 0.98494 | 0.98494 | 0.98494 | 0.98494 | 0.98494 | 0.98494
| 263 | RCx_Com, E - TotE [Building w Propane Heat] | E, Total Electric | 0.98494 | 0.98494 | 0.98494 | 0.98494 | 0.98494 | 0.98494 | 0.98494 | 0.98494 | 0.98494 | 0.98494 | 0.98494
| 264 | RCx_Com, P - TotF [Building w Propane Heat] | Prp, Total FF | 0.98494 | 0.98494 | 0.98494 | 0.98494 | 0.98494 | 0.98494 | 0.98494 | 0.98494 | 0.98494 | 0.98494 | 0.98494
| 265 | Commissioning_Com, E - TotE [Building w Elec Heat] | E, Total Electric | 0.98 | 0.98 | 0.98 | 0.98 | 0.98 | 0.98 | 0.98 | 0.98 | 0.98 | 0.98 | 0.98
| 266 | Commissioning_Com, E - TotE [Building w Gas Heat] | E, Total Electric | 0.98 | 0.98 | 0.98 | 0.98 | 0.98 | 0.98 | 0.98 | 0.98 | 0.98 | 0.98 | 0.98
| 267 | Commissioning_Com, G - TotF [Building w Gas Heat] | G, Total FF | 0.98 | 0.98 | 0.98 | 0.98 | 0.98 | 0.98 | 0.98 | 0.98 | 0.98 | 0.98 | 0.98
| 268 | Commissioning_Com, E - TotE [Building w Oil Heat] | E, Total Electric | 0.98 | 0.98 | 0.98 | 0.98 | 0.98 | 0.98 | 0.98 | 0.98 | 0.98 | 0.98 | 0.98
| 269 | Commissioning_Com, O - TotF [Building w Oil Heat] | O, Total FF | 0.98 | 0.98 | 0.98 | 0.98 | 0.98 | 0.98 | 0.98 | 0.98 | 0.98 | 0.98 | 0.98
| 270 | Commissioning_Com, E - TotE [Building w Propane Heat] | E, Total Electric | 0.98 | 0.98 | 0.98 | 0.98 | 0.98 | 0.98 | 0.98 | 0.98 | 0.98 | 0.98 | 0.98
| 271 | Commissioning_Com, P - TotF [Building w Propane Heat] | Prp, Total FF | 0.98 | 0.98 | 0.98 | 0.98 | 0.98 | 0.98 | 0.98 | 0.98 | 0.98 | 0.98 | 0.98
| 272 | Integrated Building Design_Com, E - TotE [Building w Elec Heat] | E, Total Electric | 0.97 | 0.97 | 0.97 | 0.97 | 0.97 | 0.97 | 0.97 | 0.97 | 0.97 | 0.97 | 0.97
| 273 | Integrated Building Design_Com, E - TotE [Building w Gas Heat] | E, Total Electric | 0.97 | 0.97 | 0.97 | 0.97 | 0.97 | 0.97 | 0.97 | 0.97 | 0.97 | 0.97 | 0.97
| 274 | Integrated Building Design_Com, G - TotF [Building w Gas Heat] | G, Total FF | 0.97 | 0.97 | 0.97 | 0.97 | 0.97 | 0.97 | 0.97 | 0.97 | 0.97 | 0.97 | 0.97
| 275 | Integrated Building Design_Com, E - TotE [Building w Oil Heat] | E, Total Electric | 0.97 | 0.97 | 0.97 | 0.97 | 0.97 | 0.97 | 0.97 | 0.97 | 0.97 | 0.97 | 0.97
| 276 | Integrated Building Design_Com, O - TotF [Building w Oil Heat] | O, Total FF | 0.97 | 0.97 | 0.97 | 0.97 | 0.97 | 0.97 | 0.97 | 0.97 | 0.97 | 0.97 | 0.97
| 277 | Integrated Building Design_Com, E - TotE [Building w Propane Heat] | E, Total Electric | 0.97 | 0.97 | 0.97 | 0.97 | 0.97 | 0.97 | 0.97 | 0.97 | 0.97 | 0.97 | 0.97
| 278 | Integrated Building Design_Com, P - TotF [Building w Propane Heat] | Prp, Total FF | 0.97 | 0.97 | 0.97 | 0.97 | 0.97 | 0.97 | 0.97 | 0.97 | 0.97 | 0.97 | 0.97
| 279 | Deep Energy Retrofit_Com, E - TotE [Building w Elec Heat] | E, Total Electric | 0.98 | 0.98 | 0.98 | 0.98 | 0.98 | 0.98 | 0.98 | 0.98 | 0.98 | 0.98 | 0.98
| 280 | Deep Energy Retrofit_Com, E - TotE [Building w Gas Heat] | E, Total Electric | 0.98 | 0.98 | 0.98 | 0.98 | 0.98 | 0.98 | 0.98 | 0.98 | 0.98 | 0.98 | 0.98
| 281 | Deep Energy Retrofit_Com, G - TotF [Building w Gas Heat] | G, Total FF | 0.98 | 0.98 | 0.98 | 0.98 | 0.98 | 0.98 | 0.98 | 0.98 | 0.98 | 0.98 | 0.98
| 282 | Deep Energy Retrofit_Com, E - TotE [Building w Oil Heat] | E, Total Electric | 0.98 | 0.98 | 0.98 | 0.98 | 0.98 | 0.98 | 0.98 | 0.98 | 0.98 | 0.98 | 0.98
| 283 | Deep Energy Retrofit_Com, O - TotF [Building w Oil Heat] | O, Total FF | 0.98 | 0.98 | 0.98 | 0.98 | 0.98 | 0.98 | 0.98 | 0.98 | 0.98 | 0.98 | 0.98
| 284 | Deep Energy Retrofit_Com, E - TotE [Building w Propane Heat] | E, Total Electric | 0.98 | 0.98 | 0.98 | 0.98 | 0.98 | 0.98 | 0.98 | 0.98 | 0.98 | 0.98 | 0.98
| 285 | Deep Energy Retrofit_Com, P - TotF [Building w Propane Heat] | Prp, Total FF | 0.98 | 0.98 | 0.98 | 0.98 | 0.98 | 0.98 | 0.98 | 0.98 | 0.98 | 0.98 | 0.98
| 286 | EMS_Com, E - TotE [Building w Elec Heat] | E, Total Electric | 0.97 | 0.97 | 0.97 | 0.97 | 0.97 | 0.97 | 0.97 | 0.97 | 0.97 | 0.97 | 0.97
| 287 | EMS_Com, E - TotE [Building w Gas Heat] | E, Total Electric | 0.97 | 0.97 | 0.97 | 0.97 | 0.97 | 0.97 | 0.97 | 0.97 | 0.97 | 0.97 | 0.97
| 288 | EMS_Com, G - TotF [Building w Gas Heat] | G, Total FF | 0.97 | 0.97 | 0.97 | 0.97 | 0.97 | 0.97 | 0.97 | 0.97 | 0.97 | 0.97 | 0.97
| 289 | EMS_Com, E - TotE [Building w Oil Heat] | E, Total Electric | 0.97 | 0.97 | 0.97 | 0.97 | 0.97 | 0.97 | 0.97 | 0.97 | 0.97 | 0.97 | 0.97
| 290 | EMS_Com, O - TotF [Building w Oil Heat] | O, Total FF | 0.97 | 0.97 | 0.97 | 0.97 | 0.97 | 0.97 | 0.97 | 0.97 | 0.97 | 0.97 | 0.97
| 291 | EMS_Com, E - TotE [Building w Propane Heat] | E, Total Electric | 0.97 | 0.97 | 0.97 | 0.97 | 0.97 | 0.97 | 0.97 | 0.97 | 0.97 | 0.97 | 0.97
| 292 | EMS_Com, P - TotF [Building w Propane Heat] | Prp, Total FF | 0.97 | 0.97 | 0.97 | 0.97 | 0.97 | 0.97 | 0.97 | 0.97 | 0.97 | 0.97 | 0.97
| 293 | VFDs on HVAC Pumps_Com, E - Oth | E, Other | 0.86082 | 0.86082 | 0.86082 | 0.86082 | 0.86082 | 0.86082 | 0.86082 | 0.86082 | 0.86082 | 0.86082 | 0.86082
| 294 | ECM Circulators_Com, E - Oth | E, Other | 0.8 | 0.65 | 0.95 | 0.9 | 0.5 | 0.75 | 0.5 | 0.75 | 0.9 | 0.65 | 0.95
| 295 | Motors_Com, E - Oth | E, Other | 0.99 | 0.99 | 0.99 | 0.99 | 0.99 | 0.99 | 0.99 | 0.99 | 0.99 | 0.99 | 0.99
| 296 | Ext Area Ltg_Com, E - ExtL | E, Exterior Lighting | 0.5 | 0.5 | 0.5 | 0.5 | 0.5 | 0.5 | 0.5 | 0.5 | 0.5 | 0.5 | 0.5
| 297 | Street Ltg_Com, E - ExtL | E, Exterior Lighting | 0.5 | 0.5 | 0.5 | 0.5 | 0.5 | 0.5 | 0.5 | 0.5 | 0.5 | 0.5 | 0.5
| 298 | Ext Ltg Ctrls_Com, E - ExtL | E, Exterior Lighting | 0.7 | 0.7 | 0.7 | 0.7 | 0.7 | 0.7 | 0.7 | 0.7 | 0.7 | 0.7 | 0.7
| 299 | Ext Ltg Dsgn_Com, E - ExtL | E, Exterior Lighting | 0 | [7 empty] | 0
| 300 | Int Ltg Ctrls_Com, E - IntL [No Heat] | E, Interior Lighting | 0.8 | 0.8 | 0.8 | 0.8 | 0.8 | 0.8 | 0.8 | 0.8 | 0.8 | 0.8 | 0.8
| 301 | Int Ltg Ctrls_Com, E - IntL [Electric Heat] | E, Interior Lighting | 0.8 | 0.8 | 0.8 | 0.8 | 0.8 | 0.8 | 0.8 | 0.8 | 0.8 | 0.8 | 0.8
| 302 | Int Ltg Ctrls_Com, E/G - IntL | E, Interior Lighting | 0.8 | 0.8 | 0.8 | 0.8 | 0.8 | 0.8 | 0.8 | 0.8 | 0.8 | 0.8 | 0.8
| 303 | Int Ltg Ctrls_Com, E/O - IntL | E, Interior Lighting | 0.8 | 0.8 | 0.8 | 0.8 | 0.8 | 0.8 | 0.8 | 0.8 | 0.8 | 0.8 | 0.8
| 304 | Int Ltg Ctrls_Com, E/P - IntL | E, Interior Lighting | 0.8 | 0.8 | 0.8 | 0.8 | 0.8 | 0.8 | 0.8 | 0.8 | 0.8 | 0.8 | 0.8
| 305 | Exit Sign RetFit_Com, E - IntL [No Heat] | E, Interior Lighting | 0.66667 | 0.66667 | 0.59213 | 0.66483 | 0 | 0.51133 | 0.7441 | 0.7021 | 0.77261 | 0.77261 | 0.93747
| 306 | Exit Sign RetFit_Com, E - IntL [Electric Heat] | E, Interior Lighting | 0.66667 | 0.66667 | 0.59213 | 0.66483 | 0 | 0.51133 | 0.7441 | 0.7021 | 0.77261 | 0.77261 | 0.93747
| 307 | Exit Sign RetFit_Com, E/G - IntL | E, Interior Lighting | 0.66667 | 0.66667 | 0.59213 | 0.66483 | 0 | 0.51133 | 0.7441 | 0.7021 | 0.77261 | 0.77261 | 0.93747
| 308 | Exit Sign RetFit_Com, E/O - IntL | E, Interior Lighting | 0.66667 | 0.66667 | 0.59213 | 0.66483 | 0 | 0.51133 | 0.7441 | 0.7021 | 0.77261 | 0.77261 | 0.93747
| 309 | Exit Sign RetFit_Com, E/P - IntL | E, Interior Lighting | 0.66667 | 0.66667 | 0.59213 | 0.66483 | 0 | 0.51133 | 0.7441 | 0.7021 | 0.77261 | 0.77261 | 0.93747
| 310 | LED HiLo Bay_Com, E - IntL [No Heat] | E, Interior Lighting | 0.95425 | 0.95425 | 0.95066 | 0.073514 | 0 | 1 | 0 | 1 | 0.75667 | 0.75667 | 0.96106
| 311 | LED HiLo Bay_Com, E - IntL [Electric Heat] | E, Interior Lighting | 0.95425 | 0.95425 | 0.95066 | 0.073514 | 0 | 1 | 0 | 1 | 0.75667 | 0.75667 | 0.96106
| 312 | LED HiLo Bay_Com, E/G - IntL | E, Interior Lighting | 0.95425 | 0.95425 | 0.95066 | 0.073514 | 0 | 1 | 0 | 1 | 0.75667 | 0.75667 | 0.96106
| 313 | LED HiLo Bay_Com, E/O - IntL | E, Interior Lighting | 0.95425 | 0.95425 | 0.95066 | 0.073514 | 0 | 1 | 0 | 1 | 0.75667 | 0.75667 | 0.96106
| 314 | LED HiLo Bay_Com, E/P - IntL | E, Interior Lighting | 0.95425 | 0.95425 | 0.95066 | 0.073514 | 0 | 1 | 0 | 1 | 0.75667 | 0.75667 | 0.96106
| 315 | Repl Scre_Com, E - IntL [No Heat] | E, Interior Lighting | 0.50322 | 0.50322 | 0.37974 | 0.46133 | 0.011694 | 0.62005 | 0.5754 | 0.19945 | 0.36767 | 0.36767 | 0.33851
| 316 | Repl Scre_Com, E - IntL [Electric Heat] | E, Interior Lighting | 0.50322 | 0.50322 | 0.37974 | 0.46133 | 0.011694 | 0.62005 | 0.5754 | 0.19945 | 0.36767 | 0.36767 | 0.33851
| 317 | Repl Scre_Com, E/G - IntL | E, Interior Lighting | 0.50322 | 0.50322 | 0.37974 | 0.46133 | 0.011694 | 0.62005 | 0.5754 | 0.19945 | 0.36767 | 0.36767 | 0.33851
| 318 | Repl Scre_Com, E/O - IntL | E, Interior Lighting | 0.50322 | 0.50322 | 0.37974 | 0.46133 | 0.011694 | 0.62005 | 0.5754 | 0.19945 | 0.36767 | 0.36767 | 0.33851
| 319 | Repl Scre_Com, E/P - IntL | E, Interior Lighting | 0.50322 | 0.50322 | 0.37974 | 0.46133 | 0.011694 | 0.62005 | 0.5754 | 0.19945 | 0.36767 | 0.36767 | 0.33851
| 320 | Lin LED Fixture_Com, E - IntL [No Heat] | E, Interior Lighting | 0.72301 | 0.72301 | 0.91072 | 0.742 | 1 | 0.74288 | 0.85955 | 0.901 | 0.59212 | 0.59212 | 0.8117
| 321 | Lin LED Fixture_Com, E - IntL [Electric Heat] | E, Interior Lighting | 0.72301 | 0.72301 | 0.91072 | 0.742 | 1 | 0.74288 | 0.85955 | 0.901 | 0.59212 | 0.59212 | 0.8117
| 322 | Lin LED Fixture_Com, E/G - IntL | E, Interior Lighting | 0.72301 | 0.72301 | 0.91072 | 0.742 | 1 | 0.74288 | 0.85955 | 0.901 | 0.59212 | 0.59212 | 0.8117
| 323 | Lin LED Fixture_Com, E/O - IntL | E, Interior Lighting | 0.72301 | 0.72301 | 0.91072 | 0.742 | 1 | 0.74288 | 0.85955 | 0.901 | 0.59212 | 0.59212 | 0.8117
| 324 | Lin LED Fixture_Com, E/P - IntL | E, Interior Lighting | 0.72301 | 0.72301 | 0.91072 | 0.742 | 1 | 0.74288 | 0.85955 | 0.901 | 0.59212 | 0.59212 | 0.8117
| 325 | LED Tube Repl_Com, E - IntL [No Heat] | E, Interior Lighting | 0.72301 | 0.72301 | 0.91072 | 0.742 | 1 | 0.74288 | 0.85955 | 0.901 | 0.59212 | 0.59212 | 0.8117
| 326 | LED Tube Repl_Com, E - IntL [Electric Heat] | E, Interior Lighting | 0.72301 | 0.72301 | 0.91072 | 0.742 | 1 | 0.74288 | 0.85955 | 0.901 | 0.59212 | 0.59212 | 0.8117
| 327 | LED Tube Repl_Com, E/G - IntL | E, Interior Lighting | 0.72301 | 0.72301 | 0.91072 | 0.742 | 1 | 0.74288 | 0.85955 | 0.901 | 0.59212 | 0.59212 | 0.8117
| 328 | LED Tube Repl_Com, E/O - IntL | E, Interior Lighting | 0.72301 | 0.72301 | 0.91072 | 0.742 | 1 | 0.74288 | 0.85955 | 0.901 | 0.59212 | 0.59212 | 0.8117
| 329 | LED Tube Repl_Com, E/P - IntL | E, Interior Lighting | 0.72301 | 0.72301 | 0.91072 | 0.742 | 1 | 0.74288 | 0.85955 | 0.901 | 0.59212 | 0.59212 | 0.8117
| 330 | Repl pin CFL wLED_Com, E - IntL [No Heat] | E, Interior Lighting | 0.76407 | 0.76407 | 0.76937 | 0.62992 | 0.90827 | 0.71312 | 0.76811 | 0.31016 | 0.45393 | 0.45393 | 0.49594
| 331 | Repl pin CFL wLED_Com, E - IntL [Electric Heat] | E, Interior Lighting | 0.76407 | 0.76407 | 0.76937 | 0.62992 | 0.90827 | 0.71312 | 0.76811 | 0.31016 | 0.45393 | 0.45393 | 0.49594
| 332 | Repl pin CFL wLED_Com, E/G - IntL | E, Interior Lighting | 0.76407 | 0.76407 | 0.76937 | 0.62992 | 0.90827 | 0.71312 | 0.76811 | 0.31016 | 0.45393 | 0.45393 | 0.49594
| 333 | Repl pin CFL wLED_Com, E/O - IntL | E, Interior Lighting | 0.76407 | 0.76407 | 0.76937 | 0.62992 | 0.90827 | 0.71312 | 0.76811 | 0.31016 | 0.45393 | 0.45393 | 0.49594
| 334 | Repl pin CFL wLED_Com, E/P - IntL | E, Interior Lighting | 0.76407 | 0.76407 | 0.76937 | 0.62992 | 0.90827 | 0.71312 | 0.76811 | 0.31016 | 0.45393 | 0.45393 | 0.49594
| 335 | Refrig Case LED_Com, E - IntL | E, Interior Lighting | 0.5 | 0.5 | 0.5 | 0.5 | 0.5 | 0.5 | 0.5 | 0.5 | 0.5 | 0.5 | 0.5
| 336 | Refrig Case Ctrls_Com, E - IntL | E, Interior Lighting | 0.8 | 0.8 | 0.8 | 0.8 | 0.8 | 0.8 | 0.8 | 0.8 | 0.8 | 0.8 | 0.8
| 337 | Stair Occ Sensor_Com, E - IntL [No Heat] | E, Interior Lighting | 0.75 | 0.75 | 0.75 | 0.75 | 0.75 | 0.75 | 0.75 | 0.75 | 0.75 | 0.75 | 0.75
| 338 | Stair Occ Sensor_Com, E - IntL [Electric Heat] | E, Interior Lighting | 0.75 | 0.75 | 0.75 | 0.75 | 0.75 | 0.75 | 0.75 | 0.75 | 0.75 | 0.75 | 0.75
| 339 | Stair Occ Sensor_Com, E/G - IntL | E, Interior Lighting | 0.75 | 0.75 | 0.75 | 0.75 | 0.75 | 0.75 | 0.75 | 0.75 | 0.75 | 0.75 | 0.75
| 340 | Stair Occ Sensor_Com, E/O - IntL | E, Interior Lighting | 0.75 | 0.75 | 0.75 | 0.75 | 0.75 | 0.75 | 0.75 | 0.75 | 0.75 | 0.75 | 0.75
| 341 | Stair Occ Sensor_Com, E/P - IntL | E, Interior Lighting | 0.75 | 0.75 | 0.75 | 0.75 | 0.75 | 0.75 | 0.75 | 0.75 | 0.75 | 0.75 | 0.75
| 342 | Int Delamping_Com, E - IntL [No Heat] | E, Interior Lighting | 0.9 | 0.9 | 0.9 | 0.9 | 0.9 | 0.9 | 0.9 | 0.9 | 0.9 | 0.9 | 0.9
| 343 | Int Delamping_Com, E - IntL [Electric Heat] | E, Interior Lighting | 0.9 | 0.9 | 0.9 | 0.9 | 0.9 | 0.9 | 0.9 | 0.9 | 0.9 | 0.9 | 0.9
| 344 | Int Delamping_Com, E/G - IntL | E, Interior Lighting | 0.9 | 0.9 | 0.9 | 0.9 | 0.9 | 0.9 | 0.9 | 0.9 | 0.9 | 0.9 | 0.9
| 345 | Int Delamping_Com, E/O - IntL | E, Interior Lighting | 0.9 | 0.9 | 0.9 | 0.9 | 0.9 | 0.9 | 0.9 | 0.9 | 0.9 | 0.9 | 0.9
| 346 | Int Delamping_Com, E/P - IntL | E, Interior Lighting | 0.9 | 0.9 | 0.9 | 0.9 | 0.9 | 0.9 | 0.9 | 0.9 | 0.9 | 0.9 | 0.9
| 347 | Int Ltg Dsgn_Com, E - IntL [No Heat] | E, Interior Lighting | 0.99 | 0.99 | 0.99 | 0.99 | 0.99 | 0.99 | 0.99 | 0.99 | 0.99 | 0.99 | 0.99
| 348 | Int Ltg Dsgn_Com, E - IntL [Electric Heat] | E, Interior Lighting | 0.99 | 0.99 | 0.99 | 0.99 | 0.99 | 0.99 | 0.99 | 0.99 | 0.99 | 0.99 | 0.99
| 349 | Int Ltg Dsgn_Com, E/G - IntL | E, Interior Lighting | 0.99 | 0.99 | 0.99 | 0.99 | 0.99 | 0.99 | 0.99 | 0.99 | 0.99 | 0.99 | 0.99
| 350 | Int Ltg Dsgn_Com, E/O - IntL | E, Interior Lighting | 0.99 | 0.99 | 0.99 | 0.99 | 0.99 | 0.99 | 0.99 | 0.99 | 0.99 | 0.99 | 0.99
| 351 | Int Ltg Dsgn_Com, E/P - IntL | E, Interior Lighting | 0.99 | 0.99 | 0.99 | 0.99 | 0.99 | 0.99 | 0.99 | 0.99 | 0.99 | 0.99 | 0.99

## Table E7
Table E7. Measure Penetration - Economic Scenario
Return to List of Tables
| Measure Name | Building Type | End Use (Electric) | New Construction (NC), Replacement (REPL), or Retrofit (RET) | 2020 | 2021 | 2022 | 2023 | 2024 | 2025 | 2026 | 2027 | 2028 | 2029
| Room Air Conditioner_Com, E - Cool | Small Office | Cooling | NC | 0 | 0 | 0 | 0 | 0 | 0 | 0 | 0 | 0 | 0
| Room Air Conditioner_Com, E - Cool | Small Office | Cooling | RET | 0 | 0 | 0 | 0 | 0 | 0 | 0 | 0 | 0 | 0
| Room Air Conditioner_Com, E - Cool | Small Office | Cooling | REPL | 0 | 0 | 0 | 0 | 0 | 0 | 0 | 0 | 0 | 0
| Computer Room Air Conditioner_Com, E - Cool | Small Office | Cooling | NC | 1 | 0.93833 | 0.90372 | 0.87456 | 0.82735 | 0.82156 | 0.82043 | 0.7985 | 0.79589 | 0.78609
| Computer Room Air Conditioner_Com, E - Cool | Small Office | Cooling | REPL | 1 | 0.97332 | 1.0196 | 1.0084 | 1.0032 | 1.0059 | 0.99455 | 1.0179 | 1.0273 | 1.0052
| Mini Split Ductless AC_Com, E - Cool | Small Office | Cooling | NC | 0 | 0 | 0 | 0 | 0 | 0 | 0 | 0 | 0 | 0
| Mini Split Ductless AC_Com, E - Cool | Small Office | Cooling | RET | 0 | 0 | 0 | 0 | 0 | 0 | 0 | 0 | 0 | 0
| Mini Split Ductless AC_Com, E - Cool | Small Office | Cooling | REPL | 0 | 0 | 0 | 0 | 0 | 0 | 0 | 0 | 0 | 0
| Eff Unitary AC_Com, E - Cool | Small Office | Cooling | NC | 1 | 0.93833 | 0.90372 | 0.87456 | 0.82735 | 0.82156 | 0.82043 | 0.7985 | 0.79589 | 0.78609
| Eff Unitary AC_Com, E - Cool | Small Office | Cooling | RET | 0.1 | 0.092807 | 0.092702 | 0.087421 | 0.082927 | 0.079284 | 0.074746 | 0.07804 | 0.080242 | 0.079895
| Eff Unitary AC_Com, E - Cool | Small Office | Cooling | REPL | 1 | 0.85652 | 0.83608 | 0.76638 | 0.70224 | 0.64376 | 0.57684 | 0.58025 | 0.5754 | 0.55301
| PTAC_Com, E - Cool | Small Office | Cooling | NC | 0 | 0 | 0 | 0 | 0 | 0 | 0 | 0 | 0 | 0
| PTAC_Com, E - Cool | Small Office | Cooling | RET | 0 | 0 | 0 | 0 | 0 | 0 | 0 | 0 | 0 | 0
| PTAC_Com, E - Cool | Small Office | Cooling | REPL | 0 | 0 | 0 | 0 | 0 | 0 | 0 | 0 | 0 | 0
| Unitary Equipment Economizer_Com, E - Cool | Small Office | Cooling | RET | 0.1 | 0.097332 | 0.10196 | 0.10084 | 0.10032 | 0.10059 | 0.099455 | 0.10179 | 0.10273 | 0.10052
| AC Tuneup_Com, E - Cool [ASHP] | Small Office | Cooling | RET | 0.1 | 0.097332 | 0.10196 | 0.10084 | 0.10032 | 0.10059 | 0.099455 | 0.10179 | 0.10273 | 0.10052
| AC Tuneup_Com, E - Heat [ASHP] | Small Office | Space Heating | RET | 0.1 | 0.097332 | 0.10196 | 0.10084 | 0.10032 | 0.10059 | 0.099455 | 0.10179 | 0.10273 | 0.10052
| AC Tuneup_Com, E - Cool [Unitary AC] | Small Office | Cooling | RET | 0.1 | 0.097332 | 0.10196 | 0.10084 | 0.10032 | 0.10059 | 0.099455 | 0.10179 | 0.10273 | 0.10052
| DCV_Com, E - Cool [Building w Elec Heat] | Small Office | Cooling | RET | 0.1 | 0.097332 | 0.10196 | 0.10084 | 0.10032 | 0.10059 | 0.099455 | 0.10179 | 0.10273 | 0.10052
| DCV_Com, E - Heat [Building w Elec Heat] | Small Office | Space Heating | RET | 0.1 | 0.097332 | 0.10196 | 0.10084 | 0.10032 | 0.10059 | 0.099455 | 0.10179 | 0.10273 | 0.10052
| DCV_Com, E - Vent [Building w Elec Heat] | Small Office | Ventilation | RET | 0.1 | 0.097332 | 0.10196 | 0.10084 | 0.10032 | 0.10059 | 0.099455 | 0.10179 | 0.10273 | 0.10052
| DCV_Com, E - Cool [Building w Gas Heat] | Small Office | Cooling | RET | 0.1 | 0.097332 | 0.10196 | 0.10084 | 0.10032 | 0.10059 | 0.099455 | 0.10179 | 0.10273 | 0.10052
| DCV_Com, G - Heat [Building w Gas Heat] | Small Office |  | RET | 0.1 | 0.099873 | 0.099896 | 0.099218 | 0.099015 | 0.099059 | 0.099362 | 0.099739 | 0.10032 | 0.10082
| DCV_Com, E - Vent [Building w Gas Heat] | Small Office | Ventilation | RET | 0.1 | 0.097332 | 0.10196 | 0.10084 | 0.10032 | 0.10059 | 0.099455 | 0.10179 | 0.10273 | 0.10052
| DCV_Com, E - Cool [Building w Oil Heat] | Small Office | Cooling | RET | 0.1 | 0.097332 | 0.10196 | 0.10084 | 0.10032 | 0.10059 | 0.099455 | 0.10179 | 0.10273 | 0.10052
| DCV_Com, O - Heat [Building w Oil Heat] | Small Office |  | RET | 0.1 | 0.098815 | 0.098374 | 0.09739 | 0.096516 | 0.095684 | 0.094967 | 0.094216 | 0.093466 | 0.092665
| DCV_Com, E - Vent [Building w Oil Heat] | Small Office | Ventilation | RET | 0.1 | 0.097332 | 0.10196 | 0.10084 | 0.10032 | 0.10059 | 0.099455 | 0.10179 | 0.10273 | 0.10052
| DCV_Com, E - Cool [Building w Propane Heat] | Small Office | Cooling | RET | 0.1 | 0.097332 | 0.10196 | 0.10084 | 0.10032 | 0.10059 | 0.099455 | 0.10179 | 0.10273 | 0.10052
| DCV_Com, E - Vent [Building w Propane Heat] | Small Office | Ventilation | RET | 0.1 | 0.097332 | 0.10196 | 0.10084 | 0.10032 | 0.10059 | 0.099455 | 0.10179 | 0.10273 | 0.10052
| Controls for Unitary AC_Com, E - Cool | Small Office | Cooling | RET | 0.1 | 0.097332 | 0.10196 | 0.10084 | 0.10032 | 0.10059 | 0.099455 | 0.10179 | 0.10273 | 0.10052
| Optimized Unitary AC Sys_Com, E - Cool [Building w Elec Heat] | Small Office | Cooling | NC | 1 | 0.93833 | 0.90372 | 0.87456 | 0.82735 | 0.82156 | 0.82043 | 0.7985 | 0.79589 | 0.78609
| Optimized Unitary AC Sys_Com, E - Heat [Building w Elec Heat] | Small Office | Space Heating | NC | 1 | 0.93833 | 0.90372 | 0.87456 | 0.82735 | 0.82156 | 0.82043 | 0.7985 | 0.79589 | 0.78609
| Optimized Unitary AC Sys_Com, E - Cool [Building w Gas Heat] | Small Office | Cooling | NC | 1 | 0.93833 | 0.90372 | 0.87456 | 0.82735 | 0.82156 | 0.82043 | 0.7985 | 0.79589 | 0.78609
| Optimized Unitary AC Sys_Com, G - Heat [Building w Gas Heat] | Small Office |  | NC | 1 | 0.94759 | 0.91754 | 0.87973 | 0.83964 | 0.81496 | 0.80903 | 0.80762 | 0.8088 | 0.80611
| Optimized Unitary AC Sys_Com, E - Cool [Building w Oil Heat] | Small Office | Cooling | NC | 1 | 0.93833 | 0.90372 | 0.87456 | 0.82735 | 0.82156 | 0.82043 | 0.7985 | 0.79589 | 0.78609
| Optimized Unitary AC Sys_Com, O - Heat [Building w Oil Heat] | Small Office |  | NC | 1 | 0.93756 | 0.90356 | 0.86352 | 0.81845 | 0.7872 | 0.77324 | 0.7629 | 0.75353 | 0.74091
| Optimized Unitary AC Sys_Com, E - Cool [Building w Propane Heat] | Small Office | Cooling | NC | 1 | 0.93833 | 0.90372 | 0.87456 | 0.82735 | 0.82156 | 0.82043 | 0.7985 | 0.79589 | 0.78609
| Cool Roof_Com, E - Cool [Building w Elec Heat] | Small Office | Cooling | NC | 1 | 0.93833 | 0.90372 | 0.87456 | 0.82735 | 0.82156 | 0.82043 | 0.7985 | 0.79589 | 0.78609
| Cool Roof_Com, E - Cool [Building w Elec Heat] | Small Office | Cooling | RET | 0.1 | 0.097332 | 0.10196 | 0.10084 | 0.10032 | 0.10059 | 0.099455 | 0.10179 | 0.10273 | 0.10052
| Cool Roof_Com, E - Heat [Building w Elec Heat] | Small Office | Space Heating | NC | 1 | 0.93833 | 0.90372 | 0.87456 | 0.82735 | 0.82156 | 0.82043 | 0.7985 | 0.79589 | 0.78609
| Cool Roof_Com, E - Heat [Building w Elec Heat] | Small Office | Space Heating | RET | 0.1 | 0.097332 | 0.10196 | 0.10084 | 0.10032 | 0.10059 | 0.099455 | 0.10179 | 0.10273 | 0.10052
| Cool Roof_Com, E - Cool [Building w Gas Heat] | Small Office | Cooling | NC | 1 | 0.93833 | 0.90372 | 0.87456 | 0.82735 | 0.82156 | 0.82043 | 0.7985 | 0.79589 | 0.78609
| Cool Roof_Com, E - Cool [Building w Gas Heat] | Small Office | Cooling | RET | 0.1 | 0.097332 | 0.10196 | 0.10084 | 0.10032 | 0.10059 | 0.099455 | 0.10179 | 0.10273 | 0.10052
| Cool Roof_Com, G - Heat [Building w Gas Heat] | Small Office |  | NC | 1 | 0.94759 | 0.91754 | 0.87973 | 0.83964 | 0.81496 | 0.80903 | 0.80762 | 0.8088 | 0.80611
| Cool Roof_Com, G - Heat [Building w Gas Heat] | Small Office |  | RET | 0.1 | 0.099873 | 0.099896 | 0.099218 | 0.099015 | 0.099059 | 0.099362 | 0.099739 | 0.10032 | 0.10082
| Cool Roof_Com, E - Cool [Building w Oil Heat] | Small Office | Cooling | NC | 1 | 0.93833 | 0.90372 | 0.87456 | 0.82735 | 0.82156 | 0.82043 | 0.7985 | 0.79589 | 0.78609
| Cool Roof_Com, E - Cool [Building w Oil Heat] | Small Office | Cooling | RET | 0.1 | 0.097332 | 0.10196 | 0.10084 | 0.10032 | 0.10059 | 0.099455 | 0.10179 | 0.10273 | 0.10052
| Cool Roof_Com, O - Heat [Building w Oil Heat] | Small Office |  | NC | 1 | 0.93756 | 0.90356 | 0.86352 | 0.81845 | 0.7872 | 0.77324 | 0.7629 | 0.75353 | 0.74091
| Cool Roof_Com, O - Heat [Building w Oil Heat] | Small Office |  | RET | 0.1 | 0.098815 | 0.098374 | 0.09739 | 0.096516 | 0.095684 | 0.094967 | 0.094216 | 0.093466 | 0.092665
| Cool Roof_Com, E - Cool [Building w Propane Heat] | Small Office | Cooling | NC | 1 | 0.93833 | 0.90372 | 0.87456 | 0.82735 | 0.82156 | 0.82043 | 0.7985 | 0.79589 | 0.78609
| Cool Roof_Com, E - Cool [Building w Propane Heat] | Small Office | Cooling | RET | 0.1 | 0.097332 | 0.10196 | 0.10084 | 0.10032 | 0.10059 | 0.099455 | 0.10179 | 0.10273 | 0.10052
| GSHP_Com, E - Cool | Small Office | Cooling | RET | 0.1 | 0.087647 | 0.08268 | 0.073635 | 0.065966 | 0.059562 | 0.053031 | 0.048875 | 0.044419 | 0.039138
| GSHP_Com, E - Cool | Small Office | Cooling | REPL | 1 | 0.77865 | 0.71373 | 0.60504 | 0.5016 | 0.40235 | 0.29836 | 0.20358 | 0.10273 | 1.395e-16
| GSHP_Com, E - Heat | Small Office | Space Heating | RET | 0.1 | 0.087647 | 0.08268 | 0.073635 | 0.065966 | 0.059562 | 0.053031 | 0.048875 | 0.044419 | 0.039138
| GSHP_Com, E - Heat | Small Office | Space Heating | REPL | 1 | 0.77865 | 0.71373 | 0.60504 | 0.5016 | 0.40235 | 0.29836 | 0.20358 | 0.10273 | 1.395e-16
| Unitary HP_Com, E - Cool | Small Office | Cooling | NC | 1 | 0.93833 | 0.90372 | 0.87456 | 0.82735 | 0.82156 | 0.82043 | 0.7985 | 0.79589 | 0.78609
| Unitary HP_Com, E - Cool | Small Office | Cooling | RET | 0.1 | 0.092646 | 0.09238 | 0.086966 | 0.082352 | 0.078598 | 0.07397 | 0.083793 | 0.092335 | 0.09758
| Unitary HP_Com, E - Cool | Small Office | Cooling | REPL | 1 | 0.77865 | 0.71373 | 0.60504 | 0.5016 | 0.40235 | 0.29836 | 0.32088 | 0.33951 | 0.34751
| Unitary HP_Com, E - Heat | Small Office | Space Heating | NC | 1 | 0.93833 | 0.90372 | 0.87456 | 0.82735 | 0.82156 | 0.82043 | 0.7985 | 0.79589 | 0.78609
| Unitary HP_Com, E - Heat | Small Office | Space Heating | RET | 0.1 | 0.092646 | 0.09238 | 0.086966 | 0.082352 | 0.078598 | 0.07397 | 0.083793 | 0.092335 | 0.09758
| Unitary HP_Com, E - Heat | Small Office | Space Heating | REPL | 1 | 0.77865 | 0.71373 | 0.60504 | 0.5016 | 0.40235 | 0.29836 | 0.32088 | 0.33951 | 0.34751
| PTHP_Com, E - Cool | Small Office | Cooling | NC | 0 | 0 | 0 | 0 | 0 | 0 | 0 | 0 | 0 | 0
| PTHP_Com, E - Cool | Small Office | Cooling | RET | 0 | 0 | 0 | 0 | 0 | 0 | 0 | 0 | 0 | 0
| PTHP_Com, E - Cool | Small Office | Cooling | REPL | 0 | 0 | 0 | 0 | 0 | 0 | 0 | 0 | 0 | 0
| PTHP_Com, E - Heat | Small Office | Space Heating | NC | 0 | 0 | 0 | 0 | 0 | 0 | 0 | 0 | 0 | 0
| PTHP_Com, E - Heat | Small Office | Space Heating | RET | 0 | 0 | 0 | 0 | 0 | 0 | 0 | 0 | 0 | 0
| PTHP_Com, E - Heat | Small Office | Space Heating | REPL | 0 | 0 | 0 | 0 | 0 | 0 | 0 | 0 | 0 | 0
| Minisplit Ductless HP_Com, E - Cool | Small Office | Cooling | RET | 0.1 | 0.088491 | 0.084279 | 0.075782 | 0.068543 | 0.062484 | 0.056168 | 0.054338 | 0.051952 | 0.048264
| Minisplit Ductless HP_Com, E - Cool | Small Office | Cooling | REPL | 1 | 0.77865 | 0.71373 | 0.60504 | 0.5016 | 0.40235 | 0.29836 | 0.22432 | 0.14459 | 0.061433
| Minisplit Ductless HP_Com, E - Heat | Small Office | Space Heating | RET | 0.1 | 0.088491 | 0.084279 | 0.075782 | 0.068543 | 0.062484 | 0.056168 | 0.054338 | 0.051952 | 0.048264
| Minisplit Ductless HP_Com, E - Heat | Small Office | Space Heating | REPL | 1 | 0.77865 | 0.71373 | 0.60504 | 0.5016 | 0.40235 | 0.29836 | 0.22432 | 0.14459 | 0.061433
| Programmable TStat_Com, E - Cool [Building w Elec Heat] | Small Office | Cooling | NC | 0 | 0 | 0 | 0 | 0 | 0 | 0 | 0 | 0 | 0
| Programmable TStat_Com, E - Heat [Building w Elec Heat] | Small Office | Space Heating | NC | 0 | 0 | 0 | 0 | 0 | 0 | 0 | 0 | 0 | 0
| Programmable TStat_Com, E - Cool [Building w Gas Heat] | Small Office | Cooling | NC | 0 | 0 | 0 | 0 | 0 | 0 | 0 | 0 | 0 | 0
| Programmable TStat_Com, E - Cool [Building w Gas Heat] | Small Office | Cooling | RET | 0 | 0 | 0 | 0 | 0 | 0 | 0 | 0 | 0 | 0
| Programmable TStat_Com, G - Heat [Building w Gas Heat] | Small Office |  | NC | 0 | 0 | 0 | 0 | 0 | 0 | 0 | 0 | 0 | 0
| Programmable TStat_Com, G - Heat [Building w Gas Heat] | Small Office |  | RET | 0 | 0 | 0 | 0 | 0 | 0 | 0 | 0 | 0 | 0
| Programmable TStat_Com, E - Cool [Building w Propane Heat] | Small Office | Cooling | NC | 0 | 0 | 0 | 0 | 0 | 0 | 0 | 0 | 0 | 0
| Programmable TStat_Com, E - Cool [Building w Propane Heat] | Small Office | Cooling | RET | 0 | 0 | 0 | 0 | 0 | 0 | 0 | 0 | 0 | 0
| Programmable TStat_Com, E - Cool [Building w Oil Heat] | Small Office | Cooling | NC | 0 | 0 | 0 | 0 | 0 | 0 | 0 | 0 | 0 | 0
| Programmable TStat_Com, E - Cool [Building w Oil Heat] | Small Office | Cooling | RET | 0 | 0 | 0 | 0 | 0 | 0 | 0 | 0 | 0 | 0
| Programmable TStat_Com, O - Heat [Building w Oil Heat] | Small Office |  | NC | 0 | 0 | 0 | 0 | 0 | 0 | 0 | 0 | 0 | 0
| Programmable TStat_Com, O - Heat [Building w Oil Heat] | Small Office |  | RET | 0 | 0 | 0 | 0 | 0 | 0 | 0 | 0 | 0 | 0
| Smart TStat_Com, E - Cool [Building w Elec Heat] | Small Office | Cooling | NC | 1 | 0.93833 | 0.90372 | 0.87456 | 0.82735 | 0.82156 | 0.82043 | 0.7985 | 0.79589 | 0.78609
| Smart TStat_Com, E - Cool [Building w Elec Heat] | Small Office | Cooling | RET | 0.1 | 0.097332 | 0.10196 | 0.10084 | 0.10032 | 0.10059 | 0.099455 | 0.10179 | 0.10273 | 0.10052
| Smart TStat_Com, E - Heat [Building w Elec Heat] | Small Office | Space Heating | NC | 1 | 0.93833 | 0.90372 | 0.87456 | 0.82735 | 0.82156 | 0.82043 | 0.7985 | 0.79589 | 0.78609
| Smart TStat_Com, E - Heat [Building w Elec Heat] | Small Office | Space Heating | RET | 0.1 | 0.097332 | 0.10196 | 0.10084 | 0.10032 | 0.10059 | 0.099455 | 0.10179 | 0.10273 | 0.10052
| Smart TStat_Com, E - Cool [Building w Gas Heat] | Small Office | Cooling | NC | 1 | 0.93833 | 0.90372 | 0.87456 | 0.82735 | 0.82156 | 0.82043 | 0.7985 | 0.79589 | 0.78609
| Smart TStat_Com, E - Cool [Building w Gas Heat] | Small Office | Cooling | RET | 0.1 | 0.097332 | 0.10196 | 0.10084 | 0.10032 | 0.10059 | 0.099455 | 0.10179 | 0.10273 | 0.10052
| Smart TStat_Com, G - Heat [Building w Gas Heat] | Small Office |  | NC | 1 | 0.94759 | 0.91754 | 0.87973 | 0.83964 | 0.81496 | 0.80903 | 0.80762 | 0.8088 | 0.80611
| Smart TStat_Com, G - Heat [Building w Gas Heat] | Small Office |  | RET | 0.1 | 0.099873 | 0.099896 | 0.099218 | 0.099015 | 0.099059 | 0.099362 | 0.099739 | 0.10032 | 0.10082
| Smart TStat_Com, E - Cool [Building w Propane Heat] | Small Office | Cooling | NC | 1 | 0.93833 | 0.90372 | 0.87456 | 0.82735 | 0.82156 | 0.82043 | 0.7985 | 0.79589 | 0.78609
| Smart TStat_Com, E - Cool [Building w Propane Heat] | Small Office | Cooling | RET | 0.1 | 0.097332 | 0.10196 | 0.10084 | 0.10032 | 0.10059 | 0.099455 | 0.10179 | 0.10273 | 0.10052
| Smart TStat_Com, E - Cool [Building w Oil Heat] | Small Office | Cooling | NC | 1 | 0.93833 | 0.90372 | 0.87456 | 0.82735 | 0.82156 | 0.82043 | 0.7985 | 0.79589 | 0.78609
| Smart TStat_Com, E - Cool [Building w Oil Heat] | Small Office | Cooling | RET | 0.1 | 0.097332 | 0.10196 | 0.10084 | 0.10032 | 0.10059 | 0.099455 | 0.10179 | 0.10273 | 0.10052
| Smart TStat_Com, O - Heat [Building w Oil Heat] | Small Office |  | NC | 1 | 0.93756 | 0.90356 | 0.86352 | 0.81845 | 0.7872 | 0.77324 | 0.7629 | 0.75353 | 0.74091
| Smart TStat_Com, O - Heat [Building w Oil Heat] | Small Office |  | RET | 0.1 | 0.098815 | 0.098374 | 0.09739 | 0.096516 | 0.095684 | 0.094967 | 0.094216 | 0.093466 | 0.092665
| Boiler Blowdown Controls_Com, G - Heat | Small Office |  | RET | 0.1 | 0.099873 | 0.099896 | 0.099218 | 0.099015 | 0.099059 | 0.099362 | 0.099739 | 0.10032 | 0.10082
| Boiler Blowdown Controls_Com, O - Heat | Small Office |  | RET | 0.1 | 0.098815 | 0.098374 | 0.09739 | 0.096516 | 0.095684 | 0.094967 | 0.094216 | 0.093466 | 0.092665
| Boiler Modifications_Com, G - Heat | Small Office |  | RET | 0.1 | 0.099873 | 0.099896 | 0.099218 | 0.099015 | 0.099059 | 0.099362 | 0.099739 | 0.10032 | 0.10082
| Boiler Modifications_Com, O - Heat | Small Office |  | RET | 0.1 | 0.098815 | 0.098374 | 0.09739 | 0.096516 | 0.095684 | 0.094967 | 0.094216 | 0.093466 | 0.092665
| Boilers_Com, G - Heat | Small Office |  | NC | 1 | 0.94759 | 0.91754 | 0.87973 | 0.83964 | 0.81496 | 0.80903 | 0.80762 | 0.8088 | 0.80611
| Boilers_Com, G - Heat | Small Office |  | RET | 0.1 | 0.092555 | 0.085793 | 0.078967 | 0.073031 | 0.06771 | 0.062941 | 0.05855 | 0.054577 | 0.050829
| Boilers_Com, G - Heat | Small Office |  | REPL | 1 | 0.79898 | 0.69928 | 0.59531 | 0.49508 | 0.39624 | 0.29809 | 0.19948 | 0.10032 | 1.3992e-16
| Boilers_Com, O - Heat | Small Office |  | NC | 1 | 0.93756 | 0.90356 | 0.86352 | 0.81845 | 0.7872 | 0.77324 | 0.7629 | 0.75353 | 0.74091
| Boilers_Com, O - Heat | Small Office |  | RET | 0.1 | 0.090915 | 0.083274 | 0.07585 | 0.06916 | 0.063082 | 0.057604 | 0.05258 | 0.047991 | 0.043776
| Boilers_Com, O - Heat | Small Office |  | REPL | 1 | 0.79052 | 0.68862 | 0.58434 | 0.48258 | 0.38274 | 0.2849 | 0.18843 | 0.093466 | 1.286e-16
| Furnace_Com, G - Heat | Small Office |  | NC | 1 | 0.94759 | 0.91754 | 0.87973 | 0.83964 | 0.81496 | 0.80903 | 0.80762 | 0.8088 | 0.80611
| Furnace_Com, G - Heat | Small Office |  | RET | 0.1 | 0.093815 | 0.088145 | 0.082235 | 0.077089 | 0.072445 | 0.068259 | 0.064361 | 0.060811 | 0.057405
| Furnace_Com, G - Heat | Small Office |  | REPL | 1 | 0.79898 | 0.69928 | 0.59531 | 0.49508 | 0.39624 | 0.29809 | 0.19948 | 0.10032 | 1.3992e-16
| Furnace_Com, O - Heat | Small Office |  | NC | 1 | 0.93756 | 0.90356 | 0.86352 | 0.81845 | 0.7872 | 0.77324 | 0.7629 | 0.75353 | 0.74091
| Furnace_Com, O - Heat | Small Office |  | RET | 0.1 | 0.08992 | 0.081461 | 0.073386 | 0.066182 | 0.059705 | 0.053923 | 0.048681 | 0.043947 | 0.039648
| Furnace_Com, O - Heat | Small Office |  | REPL | 1 | 0.79052 | 0.68862 | 0.58434 | 0.48258 | 0.38274 | 0.2849 | 0.18843 | 0.093466 | 1.286e-16
| Unit Heater_Com, G - Heat | Small Office |  | NC | 1 | 0.94759 | 0.91754 | 0.87973 | 0.83964 | 0.81496 | 0.80903 | 0.80762 | 0.8088 | 0.80611
| Unit Heater_Com, G - Heat | Small Office |  | RET | 0.1 | 0.091973 | 0.084718 | 0.077486 | 0.071211 | 0.065608 | 0.060603 | 0.056021 | 0.056002 | 0.055959
| Unit Heater_Com, G - Heat | Small Office |  | REPL | 1 | 0.79898 | 0.69928 | 0.59531 | 0.49508 | 0.39624 | 0.29809 | 0.19948 | 0.14143 | 0.082627
| Energy Recovery Ventilator_Com, G - Heat | Small Office |  | NC | 0.8 | 0.75807 | 0.73403 | 0.70378 | 0.67171 | 0.65197 | 0.64722 | 0.6461 | 0.64704 | 0.64489
| Energy Recovery Ventilator_Com, G - Heat | Small Office |  | RET | 0.08 | 0.073107 | 0.066909 | 0.060806 | 0.055523 | 0.050827 | 0.046649 | 0.045505 | 0.044556 | 0.043659
| Energy Recovery Ventilator_Com, G - Heat | Small Office |  | REPL | 0.8 | 0.63919 | 0.55942 | 0.47625 | 0.39606 | 0.31699 | 0.23847 | 0.18618 | 0.13376 | 0.080656
| Energy Recovery Ventilator_Com, O - Heat | Small Office |  | NC | 0.8 | 0.75005 | 0.72285 | 0.69081 | 0.65476 | 0.62976 | 0.61859 | 0.61032 | 0.60282 | 0.59273
| Energy Recovery Ventilator_Com, O - Heat | Small Office |  | RET | 0.08 | 0.072333 | 0.065889 | 0.059685 | 0.054122 | 0.049095 | 0.044585 | 0.042985 | 0.041511 | 0.040128
| Energy Recovery Ventilator_Com, O - Heat | Small Office |  | REPL | 0.8 | 0.63242 | 0.5509 | 0.46747 | 0.38607 | 0.30619 | 0.22792 | 0.17587 | 0.12462 | 0.074132
| Forced Air Heating Maintenance_Com, G - Heat | Small Office |  | RET | 0.1 | 0.099873 | 0.099896 | 0.099218 | 0.099015 | 0.099059 | 0.099362 | 0.099739 | 0.10032 | 0.10082
| Forced Air Heating Maintenance_Com, O - Heat | Small Office |  | RET | 0.1 | 0.098815 | 0.098374 | 0.09739 | 0.096516 | 0.095684 | 0.094967 | 0.094216 | 0.093466 | 0.092665
| Infrared Heater_Com, G - Heat | Small Office |  | NC | 1 | 0.94759 | 0.91754 | 0.87973 | 0.83964 | 0.81496 | 0.80903 | 0.80762 | 0.8088 | 0.80611
| Infrared Heater_Com, G - Heat | Small Office |  | RET | 0.1 | 0.09901 | 0.098178 | 0.096669 | 0.095639 | 0.094855 | 0.094323 | 0.093864 | 0.10032 | 0.10082
| Infrared Heater_Com, G - Heat | Small Office |  | REPL | 1 | 0.79898 | 0.69928 | 0.59531 | 0.49508 | 0.39624 | 0.29809 | 0.19948 | 0.28004 | 0.36123
| Steam Trap Maintenance_Com, G - Heat | Small Office |  | RET | 0.1 | 0.099873 | 0.099896 | 0.099218 | 0.099015 | 0.099059 | 0.099362 | 0.099739 | 0.10032 | 0.10082
| Steam Trap Maintenance_Com, O - Heat | Small Office |  | RET | 0.1 | 0.098815 | 0.098374 | 0.09739 | 0.096516 | 0.095684 | 0.094967 | 0.094216 | 0.093466 | 0.092665
| Windows_Com, E - Cool [Building w Elec Heat] | Small Office | Cooling | NC | 1 | 0.93833 | 0.90372 | 0.87456 | 0.82735 | 0.82156 | 0.82043 | 0.7985 | 0.79589 | 0.78609
| Windows_Com, E - Heat [Building w Elec Heat] | Small Office | Space Heating | NC | 1 | 0.93833 | 0.90372 | 0.87456 | 0.82735 | 0.82156 | 0.82043 | 0.7985 | 0.79589 | 0.78609
| Windows_Com, E - Cool [Building w Gas Heat] | Small Office | Cooling | NC | 1 | 0.93833 | 0.90372 | 0.87456 | 0.82735 | 0.82156 | 0.82043 | 0.7985 | 0.79589 | 0.78609
| Windows_Com, G - Heat [Building w Gas Heat] | Small Office |  | NC | 1 | 0.94759 | 0.91754 | 0.87973 | 0.83964 | 0.81496 | 0.80903 | 0.80762 | 0.8088 | 0.80611
| Windows_Com, E - Cool [Building w Oil Heat] | Small Office | Cooling | NC | 1 | 0.93833 | 0.90372 | 0.87456 | 0.82735 | 0.82156 | 0.82043 | 0.7985 | 0.79589 | 0.78609
| Windows_Com, O - Heat [Building w Oil Heat] | Small Office |  | NC | 1 | 0.93756 | 0.90356 | 0.86352 | 0.81845 | 0.7872 | 0.77324 | 0.7629 | 0.75353 | 0.74091
| Windows_Com, E - Cool [Building w Propane Heat] | Small Office | Cooling | NC | 1 | 0.93833 | 0.90372 | 0.87456 | 0.82735 | 0.82156 | 0.82043 | 0.7985 | 0.79589 | 0.78609
| Window Film_Com, E - Cool [Building w Elec Heat] | Small Office | Cooling | RET | 0 | 0 | 0 | 0 | 0 | 0 | 0 | 0 | 0 | 0
| Window Film_Com, E - Heat [Building w Elec Heat] | Small Office | Space Heating | RET | 0 | 0 | 0 | 0 | 0 | 0 | 0 | 0 | 0 | 0
| Window Film_Com, E - Cool [Building w Gas Heat] | Small Office | Cooling | RET | 0 | 0 | 0 | 0 | 0 | 0 | 0 | 0 | 0 | 0
| Window Film_Com, G - Heat [Building w Gas Heat] | Small Office |  | RET | 0 | 0 | 0 | 0 | 0 | 0 | 0 | 0 | 0 | 0
| Window Film_Com, E - Cool [Building w Oil Heat] | Small Office | Cooling | RET | 0 | 0 | 0 | 0 | 0 | 0 | 0 | 0 | 0 | 0
| Window Film_Com, O - Heat [Building w Oil Heat] | Small Office |  | RET | 0 | 0 | 0 | 0 | 0 | 0 | 0 | 0 | 0 | 0
| Window Film_Com, E - Cool [Building w Propane Heat] | Small Office | Cooling | RET | 0 | 0 | 0 | 0 | 0 | 0 | 0 | 0 | 0 | 0
| Motors and Fans_Com, E - Vent | Small Office | Ventilation | NC | 1 | 0.93833 | 0.90372 | 0.87456 | 0.82735 | 0.82156 | 0.82043 | 0.7985 | 0.79589 | 0.78609
| Motors and Fans_Com, E - Vent | Small Office | Ventilation | RET | 0.1 | 0.087696 | 0.082772 | 0.073758 | 0.066113 | 0.059727 | 0.053208 | 0.049292 | 0.045051 | 0.03994
| Motors and Fans_Com, E - Vent | Small Office | Ventilation | REPL | 1 | 0.77865 | 0.71373 | 0.60504 | 0.5016 | 0.40235 | 0.29836 | 0.20584 | 0.1073 | 0.0067012
| ECM Furnace Motors_Com, E - Vent | Small Office | Ventilation | RET | 0.1 | 0.097332 | 0.10196 | 0.10084 | 0.10032 | 0.10059 | 0.099455 | 0.10179 | 0.10273 | 0.10052
| VFD on HVAC System_Com, E - Vent | Small Office | Ventilation | RET | 0.1 | 0.097332 | 0.10196 | 0.10084 | 0.10032 | 0.10059 | 0.099455 | 0.10179 | 0.10273 | 0.10052
| Kitchen DCV_Com, E - Vent [Building w Elec Heat] | Small Office | Ventilation | NC | 1 | 0.93833 | 0.90372 | 0.87456 | 0.82735 | 0.82156 | 0.82043 | 0.7985 | 0.79589 | 0.78609
| Kitchen DCV_Com, E - Vent [Building w Elec Heat] | Small Office | Ventilation | RET | 0.1 | 0.08828 | 0.083878 | 0.075241 | 0.067892 | 0.061742 | 0.055369 | 0.052982 | 0.050097 | 0.046023
| Kitchen DCV_Com, E - Vent [Building w Elec Heat] | Small Office | Ventilation | REPL | 1 | 0.77865 | 0.71373 | 0.60504 | 0.5016 | 0.40235 | 0.29836 | 0.21941 | 0.13469 | 0.046908
| Kitchen DCV_Com, E - Heat [Building w Elec Heat] | Small Office | Space Heating | NC | 1 | 0.93833 | 0.90372 | 0.87456 | 0.82735 | 0.82156 | 0.82043 | 0.7985 | 0.79589 | 0.78609
| Kitchen DCV_Com, E - Heat [Building w Elec Heat] | Small Office | Space Heating | RET | 0.1 | 0.08828 | 0.083878 | 0.075241 | 0.067892 | 0.061742 | 0.055369 | 0.052982 | 0.050097 | 0.046023
| Kitchen DCV_Com, E - Heat [Building w Elec Heat] | Small Office | Space Heating | REPL | 1 | 0.77865 | 0.71373 | 0.60504 | 0.5016 | 0.40235 | 0.29836 | 0.21941 | 0.13469 | 0.046908
| Kitchen DCV_Com, E - Vent [Building w Gas Heat] | Small Office | Ventilation | NC | 1 | 0.93833 | 0.90372 | 0.87456 | 0.82735 | 0.82156 | 0.82043 | 0.7985 | 0.79589 | 0.78609
| Kitchen DCV_Com, E - Vent [Building w Gas Heat] | Small Office | Ventilation | RET | 0.1 | 0.08828 | 0.083878 | 0.075241 | 0.067892 | 0.061742 | 0.055369 | 0.052982 | 0.050097 | 0.046023
| Kitchen DCV_Com, E - Vent [Building w Gas Heat] | Small Office | Ventilation | REPL | 1 | 0.77865 | 0.71373 | 0.60504 | 0.5016 | 0.40235 | 0.29836 | 0.21941 | 0.13469 | 0.046908
| Kitchen DCV_Com, G - Heat [Building w Gas Heat] | Small Office |  | NC | 1 | 0.94759 | 0.91754 | 0.87973 | 0.83964 | 0.81496 | 0.80903 | 0.80762 | 0.8088 | 0.80611
| Kitchen DCV_Com, G - Heat [Building w Gas Heat] | Small Office |  | RET | 0.1 | 0.090585 | 0.08218 | 0.074031 | 0.067009 | 0.060804 | 0.055318 | 0.051915 | 0.048923 | 0.046161
| Kitchen DCV_Com, G - Heat [Building w Gas Heat] | Small Office |  | REPL | 1 | 0.79898 | 0.69928 | 0.59531 | 0.49508 | 0.39624 | 0.29809 | 0.21499 | 0.13153 | 0.047049
| Kitchen DCV_Com, E - Vent [Building w Oil Heat] | Small Office | Ventilation | NC | 1 | 0.93833 | 0.90372 | 0.87456 | 0.82735 | 0.82156 | 0.82043 | 0.7985 | 0.79589 | 0.78609
| Kitchen DCV_Com, E - Vent [Building w Oil Heat] | Small Office | Ventilation | RET | 0.1 | 0.08828 | 0.083878 | 0.075241 | 0.067892 | 0.061742 | 0.055369 | 0.052982 | 0.050097 | 0.046023
| Kitchen DCV_Com, E - Vent [Building w Oil Heat] | Small Office | Ventilation | REPL | 1 | 0.77865 | 0.71373 | 0.60504 | 0.5016 | 0.40235 | 0.29836 | 0.21941 | 0.13469 | 0.046908
| Kitchen DCV_Com, O - Heat [Building w Oil Heat] | Small Office |  | NC | 1 | 0.93756 | 0.90356 | 0.86352 | 0.81845 | 0.7872 | 0.77324 | 0.7629 | 0.75353 | 0.74091
| Kitchen DCV_Com, O - Heat [Building w Oil Heat] | Small Office |  | RET | 0.1 | 0.089625 | 0.080927 | 0.072666 | 0.065318 | 0.058732 | 0.052871 | 0.04904 | 0.045579 | 0.042427
| Kitchen DCV_Com, O - Heat [Building w Oil Heat] | Small Office |  | REPL | 1 | 0.79052 | 0.68862 | 0.58434 | 0.48258 | 0.38274 | 0.2849 | 0.20309 | 0.12254 | 0.043244
| Kitchen DCV_Com, E - Vent [Building w Oil Heat] | Small Office | Ventilation | NC | 1 | 0.93833 | 0.90372 | 0.87456 | 0.82735 | 0.82156 | 0.82043 | 0.7985 | 0.79589 | 0.78609
| Kitchen DCV_Com, E - Vent [Building w Oil Heat] | Small Office | Ventilation | RET | 0.1 | 0.08828 | 0.083878 | 0.075241 | 0.067892 | 0.061742 | 0.055369 | 0.052982 | 0.050097 | 0.046023
| Kitchen DCV_Com, E - Vent [Building w Oil Heat] | Small Office | Ventilation | REPL | 1 | 0.77865 | 0.71373 | 0.60504 | 0.5016 | 0.40235 | 0.29836 | 0.21941 | 0.13469 | 0.046908
| Duct Sealing Regulated_Com, E - Vent [Building w Elec Heat] | Small Office | Ventilation | RET | 0.1 | 0.097332 | 0.10196 | 0.10084 | 0.10032 | 0.10059 | 0.099455 | 0.10179 | 0.10273 | 0.10052
| Duct Sealing Regulated_Com, E - Heat [Building w Elec Heat] | Small Office | Space Heating | RET | 0.1 | 0.097332 | 0.10196 | 0.10084 | 0.10032 | 0.10059 | 0.099455 | 0.10179 | 0.10273 | 0.10052
| Duct Sealing Regulated_Com, E - Cool [Building w Elec Heat] | Small Office | Cooling | RET | 0.1 | 0.097332 | 0.10196 | 0.10084 | 0.10032 | 0.10059 | 0.099455 | 0.10179 | 0.10273 | 0.10052
| Duct Sealing Regulated_Com, E - Vent [Building w Gas Heat] | Small Office | Ventilation | RET | 0.1 | 0.097332 | 0.10196 | 0.10084 | 0.10032 | 0.10059 | 0.099455 | 0.10179 | 0.10273 | 0.10052
| Duct Sealing Regulated_Com, G - Heat [Building w Gas Heat] | Small Office |  | RET | 0.1 | 0.099873 | 0.099896 | 0.099218 | 0.099015 | 0.099059 | 0.099362 | 0.099739 | 0.10032 | 0.10082
| Duct Sealing Regulated_Com, E - Cool [Building w Gas Heat] | Small Office | Cooling | RET | 0.1 | 0.097332 | 0.10196 | 0.10084 | 0.10032 | 0.10059 | 0.099455 | 0.10179 | 0.10273 | 0.10052
| Duct Sealing Non Regulated_Com, E - Vent [Building w Oil Heat] | Small Office | Ventilation | RET | 0.1 | 0.097332 | 0.10196 | 0.10084 | 0.10032 | 0.10059 | 0.099455 | 0.10179 | 0.10273 | 0.10052
| Duct Sealing Non Regulated_Com, O - Heat [Building w Oil Heat] | Small Office |  | RET | 0.1 | 0.098815 | 0.098374 | 0.09739 | 0.096516 | 0.095684 | 0.094967 | 0.094216 | 0.093466 | 0.092665
| Duct Sealing Non Regulated_Com, E - Cool [Building w Oil Heat] | Small Office | Cooling | RET | 0.1 | 0.097332 | 0.10196 | 0.10084 | 0.10032 | 0.10059 | 0.099455 | 0.10179 | 0.10273 | 0.10052
| Duct Sealing Non Regulated_Com, E - Vent [Building w Propane Heat] | Small Office | Ventilation | RET | 0.1 | 0.097332 | 0.10196 | 0.10084 | 0.10032 | 0.10059 | 0.099455 | 0.10179 | 0.10273 | 0.10052
| Duct Sealing Non Regulated_Com, E - Cool [Building w Propane Heat] | Small Office | Cooling | RET | 0.1 | 0.097332 | 0.10196 | 0.10084 | 0.10032 | 0.10059 | 0.099455 | 0.10179 | 0.10273 | 0.10052
| Power Strip_Com, E - Plug [Tier 1] | Small Office | Plug Loads | NC | 0 | 0 | 0 | 0 | 0 | 0 | 0 | 0 | 0 | 0
| Power Strip_Com, E - Plug [Tier 1] | Small Office | Plug Loads | RET | 0 | 0 | 0 | 0 | 0 | 0 | 0 | 0 | 0 | 0
| Power Strip_Com, E - Plug [Tier 1] | Small Office | Plug Loads | REPL | 0 | 0 | 0 | 0 | 0 | 0 | 0 | 0 | 0 | 0
| Power Strip_Com, E - Plug [Tier 2] | Small Office | Plug Loads | NC | 1 | 0.93833 | 0.90372 | 0.87456 | 0.82735 | 0.82156 | 0.82043 | 0.7985 | 0.80393 | 0.80206
| Power Strip_Com, E - Plug [Tier 2] | Small Office | Plug Loads | RET | 0.1 | 0.08796 | 0.083271 | 0.074426 | 0.068466 | 0.063596 | 0.058364 | 0.055557 | 0.072045 | 0.084618
| Power Strip_Com, E - Plug [Tier 2] | Small Office | Plug Loads | REPL | 1 | 0.77865 | 0.71373 | 0.60504 | 0.51712 | 0.43349 | 0.34454 | 0.26659 | 0.38005 | 0.48047
| Computer Power Management_Com, E - Plug | Small Office | Plug Loads | RET | 0.1 | 0.097332 | 0.10196 | 0.10084 | 0.10032 | 0.10059 | 0.099455 | 0.10179 | 0.10273 | 0.10052
| Vending Machine Controls_Com, E - Plug [Non-Refrigerated] | Small Office | Plug Loads | RET | 0.1 | 0.097332 | 0.10196 | 0.10084 | 0.10032 | 0.10059 | 0.099455 | 0.10179 | 0.10273 | 0.10052
| Vending Machine Controls_Com, E - Plug [Refrigerated] | Small Office | Plug Loads | RET | 0.1 | 0.097332 | 0.10196 | 0.10084 | 0.10032 | 0.10059 | 0.099455 | 0.10179 | 0.10273 | 0.10052
| ES Refrigerator and Freezer_Com, E - Refr | Small Office | Refrigeration | NC | 1 | 0.93833 | 0.90372 | 0.87456 | 0.82735 | 0.82156 | 0.82043 | 0.7985 | 0.79589 | 0.78609
| ES Refrigerator and Freezer_Com, E - Refr | Small Office | Refrigeration | REPL | 1 | 0.97332 | 1.0196 | 1.0084 | 1.0032 | 1.0059 | 0.99455 | 1.0179 | 1.0273 | 1.0052
| Anti Sweat Heat Control_Com, E - Refr | Small Office | Refrigeration | NC | 1 | 0.93833 | 0.90372 | 0.87456 | 0.82735 | 0.82156 | 0.82043 | 0.7985 | 0.79589 | 0.78609
| Anti Sweat Heat Control_Com, E - Refr | Small Office | Refrigeration | RET | 0.1 | 0.097332 | 0.10196 | 0.10084 | 0.10032 | 0.10059 | 0.099455 | 0.10179 | 0.10273 | 0.10052
| ECM Comp Cond Fan Motor_Com, E - Refr | Small Office | Refrigeration | NC | 1 | 0.93833 | 0.90372 | 0.87456 | 0.82735 | 0.82156 | 0.82043 | 0.7985 | 0.79589 | 0.78609
| ECM Comp Cond Fan Motor_Com, E - Refr | Small Office | Refrigeration | RET | 0.1 | 0.094236 | 0.095577 | 0.09152 | 0.088151 | 0.085575 | 0.081919 | 0.0966 | 0.10273 | 0.10052
| ECM Comp Cond Fan Motor_Com, E - Refr | Small Office | Refrigeration | REPL | 1 | 0.77865 | 0.71373 | 0.60504 | 0.5016 | 0.40235 | 0.29836 | 0.35782 | 0.41407 | 0.45695
| Evap Fan Motor Replacement_Com, E - Refr | Small Office | Refrigeration | NC | 1 | 0.93833 | 0.90372 | 0.87456 | 0.82735 | 0.82156 | 0.82043 | 0.7985 | 0.79589 | 0.78609
| Evap Fan Motor Replacement_Com, E - Refr | Small Office | Refrigeration | RET | 0.1 | 0.088171 | 0.083672 | 0.074964 | 0.067558 | 0.061364 | 0.054962 | 0.052289 | 0.049149 | 0.044878
| Evap Fan Motor Replacement_Com, E - Refr | Small Office | Refrigeration | REPL | 1 | 0.77865 | 0.71373 | 0.60504 | 0.5016 | 0.40235 | 0.29836 | 0.21689 | 0.1296 | 0.03943
| Evap Fan Speed Controls_Com, E - Refr | Small Office | Refrigeration | NC | 1 | 0.93833 | 0.90372 | 0.87456 | 0.82735 | 0.82156 | 0.82043 | 0.7985 | 0.79589 | 0.78609
| Evap Fan Speed Controls_Com, E - Refr | Small Office | Refrigeration | RET | 0.1 | 0.097332 | 0.10196 | 0.10084 | 0.10032 | 0.10059 | 0.099455 | 0.10179 | 0.10273 | 0.10052
| LowHeat NoHeat Doors_Com, E - Refr | Small Office | Refrigeration | NC | 1 | 0.93833 | 0.90372 | 0.87456 | 0.82735 | 0.82156 | 0.82043 | 0.7985 | 0.79589 | 0.78609
| LowHeat NoHeat Doors_Com, E - Refr | Small Office | Refrigeration | RET | 0.1 | 0.097332 | 0.10196 | 0.10084 | 0.10032 | 0.10059 | 0.099455 | 0.10179 | 0.10273 | 0.10052
| Refrigerated Vending Machine_Com, E - Refr | Small Office | Refrigeration | NC | 1 | 0.93833 | 0.90372 | 0.87456 | 0.82735 | 0.82156 | 0.82043 | 0.7985 | 0.79589 | 0.78609
| Refrigerated Vending Machine_Com, E - Refr | Small Office | Refrigeration | REPL | 1 | 0.97332 | 1.0196 | 1.0084 | 1.0032 | 1.0059 | 0.99455 | 1.0179 | 1.0273 | 1.0052
| Walk In Refrigeration_Com, E - Refr | Small Office | Refrigeration | NC | 0.7 | 0.65683 | 0.6326 | 0.61219 | 0.57915 | 0.57509 | 0.5743 | 0.55895 | 0.55712 | 0.55027
| Refrigeration Tune Up_Com, E - Refr | Small Office | Refrigeration | RET | 0.1 | 0.097332 | 0.10196 | 0.10084 | 0.10032 | 0.10059 | 0.099455 | 0.10179 | 0.10273 | 0.10052
| ES Ice Machine_Com, E - Refr | Small Office | Refrigeration | NC | 1 | 0.93833 | 0.90372 | 0.87456 | 0.82735 | 0.82156 | 0.82043 | 0.7985 | 0.79589 | 0.78609
| ES Ice Machine_Com, E - Refr | Small Office | Refrigeration | REPL | 1 | 0.97332 | 1.0196 | 1.0084 | 1.0032 | 1.0059 | 0.99455 | 1.0179 | 1.0273 | 1.0052
| Walk In Cooler Retroft_Com, E - Refr | Small Office | Refrigeration | RET | 0.07 | 0.068132 | 0.071373 | 0.070588 | 0.070224 | 0.070412 | 0.069618 | 0.071252 | 0.071911 | 0.070362
| Door Gasket Replacement_Com, E - Refr | Small Office | Refrigeration | RET | 0.1 | 0.097332 | 0.10196 | 0.10084 | 0.10032 | 0.10059 | 0.099455 | 0.10179 | 0.10273 | 0.10052
| EnergyStar Dehumidifier_Com, E - Appl | Small Office | Appliances | NC | 1 | 0.93833 | 0.90372 | 0.87456 | 0.82735 | 0.82156 | 0.82043 | 0.7985 | 0.79589 | 0.78609
| EnergyStar Dehumidifier_Com, E - Appl | Small Office | Appliances | REPL | 1 | 0.97332 | 1.0196 | 1.0084 | 1.0032 | 1.0059 | 0.99455 | 1.0179 | 1.0273 | 1.0052
| Clothes Washer Elec WH_Com, E - Appl [unit w/ elec dry - Washer] | Small Office | Appliances | NC | 1 | 0.93833 | 0.90372 | 0.87456 | 0.82735 | 0.82156 | 0.82043 | 0.80656 | 0.81205 | 0.81016
| Clothes Washer Elec WH_Com, E - Appl [unit w/ elec dry - Washer] | Small Office | Appliances | REPL | 1 | 0.97332 | 1.0196 | 1.0084 | 1.0032 | 1.0059 | 0.99455 | 1.0179 | 1.0273 | 1.0052
| Clothes Washer Elec WH_Com, E - Appl [unit w/ elec dry - Dryer] | Small Office | Appliances | NC | 1 | 0.93833 | 0.90372 | 0.87456 | 0.82735 | 0.82156 | 0.82043 | 0.80656 | 0.81205 | 0.81016
| Clothes Washer Elec WH_Com, E - Appl [unit w/ elec dry - Dryer] | Small Office | Appliances | REPL | 1 | 0.97332 | 1.0196 | 1.0084 | 1.0032 | 1.0059 | 0.99455 | 1.0179 | 1.0273 | 1.0052
| Clothes Washer Elec WH_Com, E - HWat [unit w/ elec dry - Water Heater] | Small Office | Water Heating | NC | 1 | 0.93833 | 0.90372 | 0.87456 | 0.82735 | 0.82156 | 0.82043 | 0.80656 | 0.81205 | 0.81016
| Clothes Washer Elec WH_Com, E - HWat [unit w/ elec dry - Water Heater] | Small Office | Water Heating | REPL | 1 | 0.97332 | 1.0196 | 1.0084 | 1.0032 | 1.0059 | 0.99455 | 1.0179 | 1.0273 | 1.0052
| Clothes Washer Elec WH_Com, E - Appl [unit w/ gas dry - Washer] | Small Office | Appliances | NC | 1 | 0.93833 | 0.90372 | 0.87456 | 0.82735 | 0.82156 | 0.82043 | 0.80656 | 0.81205 | 0.81016
| Clothes Washer Elec WH_Com, E - Appl [unit w/ gas dry - Washer] | Small Office | Appliances | REPL | 1 | 0.97332 | 1.0196 | 1.0084 | 1.0032 | 1.0059 | 0.99455 | 1.0179 | 1.0273 | 1.0052
| Clothes Washer Elec WH_Com, G - Oth [unit w/ gas dry - Dryer] | Small Office |  | NC | 1 | 0.94759 | 0.91754 | 0.87973 | 0.83964 | 0.81496 | 0.80903 | 0.81578 | 0.82522 | 0.83079
| Clothes Washer Elec WH_Com, G - Oth [unit w/ gas dry - Dryer] | Small Office |  | REPL | 1 | 0.99873 | 0.99896 | 0.99218 | 0.99015 | 0.99059 | 0.99362 | 0.99739 | 1.0032 | 1.0082
| Clothes Washer Elec WH_Com, E - HWat [unit w/ gas dry - Water Heater] | Small Office | Water Heating | NC | 1 | 0.93833 | 0.90372 | 0.87456 | 0.82735 | 0.82156 | 0.82043 | 0.80656 | 0.81205 | 0.81016
| Clothes Washer Elec WH_Com, E - HWat [unit w/ gas dry - Water Heater] | Small Office | Water Heating | REPL | 1 | 0.97332 | 1.0196 | 1.0084 | 1.0032 | 1.0059 | 0.99455 | 1.0179 | 1.0273 | 1.0052
| Clothes Washer Elec WH_Com, E - Appl [unit w/ propane dry - Washer] | Small Office | Appliances | NC | 1 | 0.93833 | 0.90372 | 0.87456 | 0.82735 | 0.82156 | 0.82043 | 0.80656 | 0.81205 | 0.81016
| Clothes Washer Elec WH_Com, E - Appl [unit w/ propane dry - Washer] | Small Office | Appliances | REPL | 1 | 0.97332 | 1.0196 | 1.0084 | 1.0032 | 1.0059 | 0.99455 | 1.0179 | 1.0273 | 1.0052
| Clothes Washer Elec WH_Com, E - HWat [unit w/ propane dry - Water Heater] | Small Office | Water Heating | NC | 1 | 0.93833 | 0.90372 | 0.87456 | 0.82735 | 0.82156 | 0.82043 | 0.80656 | 0.81205 | 0.81016
| Clothes Washer Elec WH_Com, E - HWat [unit w/ propane dry - Water Heater] | Small Office | Water Heating | REPL | 1 | 0.97332 | 1.0196 | 1.0084 | 1.0032 | 1.0059 | 0.99455 | 1.0179 | 1.0273 | 1.0052
| Clothes Washer Gas WH_Com, E - Appl [unit w/ elec dry - Washer] | Small Office | Appliances | NC | 1 | 0.93833 | 0.90372 | 0.87456 | 0.82735 | 0.82156 | 0.82043 | 0.80656 | 0.81205 | 0.81016
| Clothes Washer Gas WH_Com, E - Appl [unit w/ elec dry - Washer] | Small Office | Appliances | REPL | 1 | 0.97332 | 1.0196 | 1.0084 | 1.0032 | 1.0059 | 0.99455 | 1.0179 | 1.0273 | 1.0052
| Clothes Washer Gas WH_Com, E - Appl [unit w/ elec dry - Dryer] | Small Office | Appliances | NC | 1 | 0.93833 | 0.90372 | 0.87456 | 0.82735 | 0.82156 | 0.82043 | 0.80656 | 0.81205 | 0.81016
| Clothes Washer Gas WH_Com, E - Appl [unit w/ elec dry - Dryer] | Small Office | Appliances | REPL | 1 | 0.97332 | 1.0196 | 1.0084 | 1.0032 | 1.0059 | 0.99455 | 1.0179 | 1.0273 | 1.0052
| Clothes Washer Gas WH_Com, G - HWat [unit w/ elec dry - Water Heater] | Small Office |  | NC | 1 | 0.94759 | 0.91754 | 0.87973 | 0.83964 | 0.81496 | 0.80903 | 0.81578 | 0.82522 | 0.83079
| Clothes Washer Gas WH_Com, G - HWat [unit w/ elec dry - Water Heater] | Small Office |  | REPL | 1 | 0.99873 | 0.99896 | 0.99218 | 0.99015 | 0.99059 | 0.99362 | 0.99739 | 1.0032 | 1.0082
| Clothes Washer Gas WH_Com, E - Appl [unit w/ gas dry - Washer] | Small Office | Appliances | NC | 1 | 0.93833 | 0.90372 | 0.87456 | 0.82735 | 0.82156 | 0.82043 | 0.80656 | 0.81205 | 0.81016
| Clothes Washer Gas WH_Com, E - Appl [unit w/ gas dry - Washer] | Small Office | Appliances | REPL | 1 | 0.97332 | 1.0196 | 1.0084 | 1.0032 | 1.0059 | 0.99455 | 1.0179 | 1.0273 | 1.0052
| Clothes Washer Gas WH_Com, G - Oth [unit w/ gas dry - Dryer] | Small Office |  | NC | 1 | 0.94759 | 0.91754 | 0.87973 | 0.83964 | 0.81496 | 0.80903 | 0.81578 | 0.82522 | 0.83079
| Clothes Washer Gas WH_Com, G - Oth [unit w/ gas dry - Dryer] | Small Office |  | REPL | 1 | 0.99873 | 0.99896 | 0.99218 | 0.99015 | 0.99059 | 0.99362 | 0.99739 | 1.0032 | 1.0082
| Clothes Washer Gas WH_Com, G - HWat [unit w/ gas dry - Water Heater] | Small Office |  | NC | 1 | 0.94759 | 0.91754 | 0.87973 | 0.83964 | 0.81496 | 0.80903 | 0.81578 | 0.82522 | 0.83079
| Clothes Washer Gas WH_Com, G - HWat [unit w/ gas dry - Water Heater] | Small Office |  | REPL | 1 | 0.99873 | 0.99896 | 0.99218 | 0.99015 | 0.99059 | 0.99362 | 0.99739 | 1.0032 | 1.0082
| Clothes Washer Gas WH_Com, E - Appl [unit w/ propane dry - Washer] | Small Office | Appliances | NC | 1 | 0.93833 | 0.90372 | 0.87456 | 0.82735 | 0.82156 | 0.82043 | 0.80656 | 0.81205 | 0.81016
| Clothes Washer Gas WH_Com, E - Appl [unit w/ propane dry - Washer] | Small Office | Appliances | REPL | 1 | 0.97332 | 1.0196 | 1.0084 | 1.0032 | 1.0059 | 0.99455 | 1.0179 | 1.0273 | 1.0052
| Clothes Washer Gas WH_Com, G - HWat [unit w/ propane dry - Water Heater] | Small Office |  | NC | 1 | 0.94759 | 0.91754 | 0.87973 | 0.83964 | 0.81496 | 0.80903 | 0.81578 | 0.82522 | 0.83079
| Clothes Washer Gas WH_Com, G - HWat [unit w/ propane dry - Water Heater] | Small Office |  | REPL | 1 | 0.99873 | 0.99896 | 0.99218 | 0.99015 | 0.99059 | 0.99362 | 0.99739 | 1.0032 | 1.0082
| Clothes Washer Oil WH_Com, E - Appl [unit w/ elec dry - Washer] | Small Office | Appliances | NC | 1 | 0.93833 | 0.90372 | 0.87456 | 0.82735 | 0.82156 | 0.82043 | 0.80656 | 0.81205 | 0.81016
| Clothes Washer Oil WH_Com, E - Appl [unit w/ elec dry - Washer] | Small Office | Appliances | REPL | 1 | 0.97332 | 1.0196 | 1.0084 | 1.0032 | 1.0059 | 0.99455 | 1.0179 | 1.0273 | 1.0052
| Clothes Washer Oil WH_Com, E - Appl [unit w/ elec dry - Dryer] | Small Office | Appliances | NC | 1 | 0.93833 | 0.90372 | 0.87456 | 0.82735 | 0.82156 | 0.82043 | 0.80656 | 0.81205 | 0.81016
| Clothes Washer Oil WH_Com, E - Appl [unit w/ elec dry - Dryer] | Small Office | Appliances | REPL | 1 | 0.97332 | 1.0196 | 1.0084 | 1.0032 | 1.0059 | 0.99455 | 1.0179 | 1.0273 | 1.0052
| Clothes Washer Oil WH_Com, O - HWat [unit w/ elec dry - Water Heater] | Small Office |  | NC | 1 | 0.93756 | 0.90356 | 0.86352 | 0.81845 | 0.7872 | 0.77324 | 0.7706 | 0.76883 | 0.76359
| Clothes Washer Oil WH_Com, O - HWat [unit w/ elec dry - Water Heater] | Small Office |  | REPL | 1 | 0.98815 | 0.98374 | 0.9739 | 0.96516 | 0.95684 | 0.94967 | 0.94216 | 0.93466 | 0.92665
| Clothes Washer Oil WH_Com, E - Appl [unit w/ gas dry - Washer] | Small Office | Appliances | NC | 1 | 0.93833 | 0.90372 | 0.87456 | 0.82735 | 0.82156 | 0.82043 | 0.80656 | 0.81205 | 0.81016
| Clothes Washer Oil WH_Com, E - Appl [unit w/ gas dry - Washer] | Small Office | Appliances | REPL | 1 | 0.97332 | 1.0196 | 1.0084 | 1.0032 | 1.0059 | 0.99455 | 1.0179 | 1.0273 | 1.0052
| Clothes Washer Oil WH_Com, G - Oth [unit w/ gas dry - Dryer] | Small Office |  | NC | 1 | 0.94759 | 0.91754 | 0.87973 | 0.83964 | 0.81496 | 0.80903 | 0.81578 | 0.82522 | 0.83079
| Clothes Washer Oil WH_Com, G - Oth [unit w/ gas dry - Dryer] | Small Office |  | REPL | 1 | 0.99873 | 0.99896 | 0.99218 | 0.99015 | 0.99059 | 0.99362 | 0.99739 | 1.0032 | 1.0082
| Clothes Washer Oil WH_Com, O - HWat [unit w/ gas dry - Water Heater] | Small Office |  | NC | 1 | 0.93756 | 0.90356 | 0.86352 | 0.81845 | 0.7872 | 0.77324 | 0.7706 | 0.76883 | 0.76359
| Clothes Washer Oil WH_Com, O - HWat [unit w/ gas dry - Water Heater] | Small Office |  | REPL | 1 | 0.98815 | 0.98374 | 0.9739 | 0.96516 | 0.95684 | 0.94967 | 0.94216 | 0.93466 | 0.92665
| Clothes Washer Oil WH_Com, E - Appl [unit w/ propane dry - Washer] | Small Office | Appliances | NC | 1 | 0.93833 | 0.90372 | 0.87456 | 0.82735 | 0.82156 | 0.82043 | 0.80656 | 0.81205 | 0.81016
| Clothes Washer Oil WH_Com, E - Appl [unit w/ propane dry - Washer] | Small Office | Appliances | REPL | 1 | 0.97332 | 1.0196 | 1.0084 | 1.0032 | 1.0059 | 0.99455 | 1.0179 | 1.0273 | 1.0052
| Clothes Washer Oil WH_Com, O - HWat [unit w/ propane dry - Water Heater] | Small Office |  | NC | 1 | 0.93756 | 0.90356 | 0.86352 | 0.81845 | 0.7872 | 0.77324 | 0.7706 | 0.76883 | 0.76359
| Clothes Washer Oil WH_Com, O - HWat [unit w/ propane dry - Water Heater] | Small Office |  | REPL | 1 | 0.98815 | 0.98374 | 0.9739 | 0.96516 | 0.95684 | 0.94967 | 0.94216 | 0.93466 | 0.92665
| Clothes Washer Propane WH_Com, E - Appl [unit w/ elec dry - Washer] | Small Office | Appliances | NC | 1 | 0.93833 | 0.90372 | 0.87456 | 0.82735 | 0.82156 | 0.82043 | 0.80656 | 0.81205 | 0.81016
| Clothes Washer Propane WH_Com, E - Appl [unit w/ elec dry - Washer] | Small Office | Appliances | REPL | 1 | 0.97332 | 1.0196 | 1.0084 | 1.0032 | 1.0059 | 0.99455 | 1.0179 | 1.0273 | 1.0052
| Clothes Washer Propane WH_Com, E - Appl [unit w/ elec dry - Dryer] | Small Office | Appliances | NC | 1 | 0.93833 | 0.90372 | 0.87456 | 0.82735 | 0.82156 | 0.82043 | 0.80656 | 0.81205 | 0.81016
| Clothes Washer Propane WH_Com, E - Appl [unit w/ elec dry - Dryer] | Small Office | Appliances | REPL | 1 | 0.97332 | 1.0196 | 1.0084 | 1.0032 | 1.0059 | 0.99455 | 1.0179 | 1.0273 | 1.0052
| Clothes Washer Propane WH_Com, E - Appl [unit w/ gas dry - Washer] | Small Office | Appliances | NC | 1 | 0.93833 | 0.90372 | 0.87456 | 0.82735 | 0.82156 | 0.82043 | 0.80656 | 0.81205 | 0.81016
| Clothes Washer Propane WH_Com, E - Appl [unit w/ gas dry - Washer] | Small Office | Appliances | REPL | 1 | 0.97332 | 1.0196 | 1.0084 | 1.0032 | 1.0059 | 0.99455 | 1.0179 | 1.0273 | 1.0052
| Clothes Washer Propane WH_Com, G - Oth [unit w/ gas dry - Dryer] | Small Office |  | NC | 1 | 0.94759 | 0.91754 | 0.87973 | 0.83964 | 0.81496 | 0.80903 | 0.81578 | 0.82522 | 0.83079
| Clothes Washer Propane WH_Com, G - Oth [unit w/ gas dry - Dryer] | Small Office |  | REPL | 1 | 0.99873 | 0.99896 | 0.99218 | 0.99015 | 0.99059 | 0.99362 | 0.99739 | 1.0032 | 1.0082
| Clothes Washer Propane WH_Com, E - Appl [unit w/ propane dry - Washer] | Small Office | Appliances | NC | 1 | 0.93833 | 0.90372 | 0.87456 | 0.82735 | 0.82156 | 0.82043 | 0.80656 | 0.81205 | 0.81016
| Clothes Washer Propane WH_Com, E - Appl [unit w/ propane dry - Washer] | Small Office | Appliances | REPL | 1 | 0.97332 | 1.0196 | 1.0084 | 1.0032 | 1.0059 | 0.99455 | 1.0179 | 1.0273 | 1.0052
| Clothes Washer Propane WH_Com, P - HWat [unit w/ propane dry - Water Heater] | Small Office |  | NC | 1 | 0.93756 | 0.90356 | 0.86352 | 0.81845 | 0.7872 | 0.77324 | 0.7706 | 0.76883 | 0.76359
| Clothes Washer Propane WH_Com, P - HWat [unit w/ propane dry - Water Heater] | Small Office |  | REPL | 1 | 0.98815 | 0.98374 | 0.9739 | 0.96516 | 0.95684 | 0.94967 | 0.94216 | 0.93466 | 0.92665
| Dishwasher_Com, E - Appl [Building w elec WH] | Small Office | Appliances | NC | 1 | 0.93833 | 0.90372 | 0.87456 | 0.82735 | 0.82156 | 0.82043 | 0.7985 | 0.79589 | 0.78609
| Dishwasher_Com, E - Appl [Building w elec WH] | Small Office | Appliances | REPL | 1 | 0.97332 | 1.0196 | 1.0084 | 1.0032 | 1.0059 | 0.99455 | 1.0179 | 1.0273 | 1.0052
| Dishwasher_Com, E - HWat [Building w elec WH] | Small Office | Water Heating | NC | 1 | 0.93833 | 0.90372 | 0.87456 | 0.82735 | 0.82156 | 0.82043 | 0.7985 | 0.79589 | 0.78609
| Dishwasher_Com, E - HWat [Building w elec WH] | Small Office | Water Heating | REPL | 1 | 0.97332 | 1.0196 | 1.0084 | 1.0032 | 1.0059 | 0.99455 | 1.0179 | 1.0273 | 1.0052
| Dishwasher_Com, E - Appl [Building w gas WH] | Small Office | Appliances | NC | 1 | 0.93833 | 0.90372 | 0.87456 | 0.82735 | 0.82156 | 0.82043 | 0.7985 | 0.79589 | 0.78609
| Dishwasher_Com, E - Appl [Building w gas WH] | Small Office | Appliances | REPL | 1 | 0.97332 | 1.0196 | 1.0084 | 1.0032 | 1.0059 | 0.99455 | 1.0179 | 1.0273 | 1.0052
| Dishwasher_Com, G - HWat [Building w gas WH] | Small Office |  | NC | 1 | 0.94759 | 0.91754 | 0.87973 | 0.83964 | 0.81496 | 0.80903 | 0.80762 | 0.8088 | 0.80611
| Dishwasher_Com, G - HWat [Building w gas WH] | Small Office |  | REPL | 1 | 0.99873 | 0.99896 | 0.99218 | 0.99015 | 0.99059 | 0.99362 | 0.99739 | 1.0032 | 1.0082
| Dishwasher_Com, E - Appl [Building w oil WH] | Small Office | Appliances | NC | 1 | 0.93833 | 0.90372 | 0.87456 | 0.82735 | 0.82156 | 0.82043 | 0.7985 | 0.79589 | 0.78609
| Dishwasher_Com, E - Appl [Building w oil WH] | Small Office | Appliances | REPL | 1 | 0.97332 | 1.0196 | 1.0084 | 1.0032 | 1.0059 | 0.99455 | 1.0179 | 1.0273 | 1.0052
| Dishwasher_Com, O - HWat [Building w oil WH] | Small Office |  | NC | 1 | 0.93756 | 0.90356 | 0.86352 | 0.81845 | 0.7872 | 0.77324 | 0.7629 | 0.75353 | 0.74091
| Dishwasher_Com, O - HWat [Building w oil WH] | Small Office |  | REPL | 1 | 0.98815 | 0.98374 | 0.9739 | 0.96516 | 0.95684 | 0.94967 | 0.94216 | 0.93466 | 0.92665
| Dishwasher_Com, E - Appl [Building w propane WH] | Small Office | Appliances | NC | 1 | 0.93833 | 0.90372 | 0.87456 | 0.82735 | 0.82156 | 0.82043 | 0.7985 | 0.79589 | 0.78609
| Dishwasher_Com, E - Appl [Building w propane WH] | Small Office | Appliances | REPL | 1 | 0.97332 | 1.0196 | 1.0084 | 1.0032 | 1.0059 | 0.99455 | 1.0179 | 1.0273 | 1.0052
| Faucet Aerator_Com, E - HWat | Small Office | Water Heating | RET | 0.1 | 0.097332 | 0.10196 | 0.10084 | 0.10032 | 0.10059 | 0.099455 | 0.10179 | 0.10273 | 0.10052
| Faucet Aerator_Com, G - HWat | Small Office |  | RET | 0.1 | 0.099873 | 0.099896 | 0.099218 | 0.099015 | 0.099059 | 0.099362 | 0.099739 | 0.10032 | 0.10082
| Faucet Aerator_Com, O - HWat | Small Office |  | RET | 0.1 | 0.098815 | 0.098374 | 0.09739 | 0.096516 | 0.095684 | 0.094967 | 0.094216 | 0.093466 | 0.092665
| Pre Rinse Sprayers_Com, E - HWat | Small Office | Water Heating | RET | 0.1 | 0.097332 | 0.10196 | 0.10084 | 0.10032 | 0.10059 | 0.099455 | 0.10179 | 0.10273 | 0.10052
| Pre Rinse Sprayers_Com, G - HWat | Small Office |  | RET | 0.1 | 0.099873 | 0.099896 | 0.099218 | 0.099015 | 0.099059 | 0.099362 | 0.099739 | 0.10032 | 0.10082
| Pre Rinse Sprayers_Com, O - HWat | Small Office |  | RET | 0.1 | 0.098815 | 0.098374 | 0.09739 | 0.096516 | 0.095684 | 0.094967 | 0.094216 | 0.093466 | 0.092665
| Heat Pump Water Heater_Com, E - HWat | Small Office | Water Heating | NC | 0.9 | 0.8445 | 0.81335 | 0.7871 | 0.74462 | 0.73941 | 0.73839 | 0.71865 | 0.7163 | 0.70748
| Heat Pump Water Heater_Com, E - HWat | Small Office | Water Heating | RET | 0.09 | 0.079102 | 0.074826 | 0.066825 | 0.060032 | 0.055259 | 0.050231 | 0.04734 | 0.044068 | 0.039841
| Heat Pump Water Heater_Com, E - HWat | Small Office | Water Heating | REPL | 0.9 | 0.70079 | 0.64235 | 0.54454 | 0.45144 | 0.37117 | 0.28643 | 0.2107 | 0.12944 | 0.045233
| FF Storage Water Heater_Com, G - HWat | Small Office |  | NC | 1 | 0.94759 | 0.91754 | 0.87973 | 0.83964 | 0.81496 | 0.80903 | 0.80762 | 0.8088 | 0.80611
| FF Storage Water Heater_Com, G - HWat | Small Office |  | RET | 0.1 | 0.093051 | 0.086716 | 0.080245 | 0.074611 | 0.069546 | 0.064994 | 0.06781 | 0.070615 | 0.07322
| FF Storage Water Heater_Com, G - HWat | Small Office |  | REPL | 1 | 0.79898 | 0.69928 | 0.59531 | 0.49508 | 0.39624 | 0.29809 | 0.26974 | 0.24166 | 0.21306
| FF Storage Water Heater_Com, O - HWat | Small Office |  | NC | 1 | 0.93756 | 0.90356 | 0.86352 | 0.81845 | 0.7872 | 0.77324 | 0.7629 | 0.75353 | 0.74091
| FF Storage Water Heater_Com, O - HWat | Small Office |  | RET | 0.1 | 0.092066 | 0.085395 | 0.078766 | 0.072728 | 0.067176 | 0.062119 | 0.064055 | 0.065789 | 0.067297
| FF Storage Water Heater_Com, O - HWat | Small Office |  | REPL | 1 | 0.79052 | 0.68862 | 0.58434 | 0.48258 | 0.38274 | 0.2849 | 0.2548 | 0.22514 | 0.19582
| FF Instantaneous Water Heater_Com, G - HWat | Small Office |  | NC | 1 | 0.94759 | 0.91754 | 0.87973 | 0.83964 | 0.81496 | 0.80903 | 0.80762 | 0.8088 | 0.80611
| FF Instantaneous Water Heater_Com, G - HWat | Small Office |  | RET | 0.1 | 0.093051 | 0.086716 | 0.080245 | 0.074611 | 0.069546 | 0.064994 | 0.060785 | 0.056964 | 0.053336
| FF Instantaneous Water Heater_Com, G - HWat | Small Office |  | REPL | 1 | 0.79898 | 0.69928 | 0.59531 | 0.49508 | 0.39624 | 0.29809 | 0.19948 | 0.10032 | 1.3992e-16
| FF Instantaneous Water Heater_Com, O - HWat | Small Office |  | NC | 1 | 0.93756 | 0.90356 | 0.86352 | 0.81845 | 0.7872 | 0.77324 | 0.7629 | 0.75353 | 0.74091
| FF Instantaneous Water Heater_Com, O - HWat | Small Office |  | RET | 0.1 | 0.092066 | 0.085395 | 0.078766 | 0.072728 | 0.067176 | 0.062119 | 0.057418 | 0.053071 | 0.049022
| FF Instantaneous Water Heater_Com, O - HWat | Small Office |  | REPL | 1 | 0.79052 | 0.68862 | 0.58434 | 0.48258 | 0.38274 | 0.2849 | 0.18843 | 0.093466 | 1.286e-16
| Clothes Dryer_Com, E - Appl | Small Office | Appliances | NC | 1 | 0.93833 | 0.90372 | 0.87456 | 0.82735 | 0.82156 | 0.82043 | 0.7985 | 0.79589 | 0.78609
| Clothes Dryer_Com, E - Appl | Small Office | Appliances | RET | 0.1 | 0.08807 | 0.08348 | 0.074706 | 0.067249 | 0.061013 | 0.054585 | 0.051725 | 0.048421 | 0.044029
| Clothes Dryer_Com, E - Appl | Small Office | Appliances | REPL | 1 | 0.77865 | 0.71373 | 0.60504 | 0.5016 | 0.40235 | 0.29836 | 0.21532 | 0.12643 | 0.03479
| Clothes Dryer_Com, G - Oth | Small Office |  | NC | 1 | 0.94759 | 0.91754 | 0.87973 | 0.83964 | 0.81496 | 0.80903 | 0.80762 | 0.8088 | 0.80611
| Clothes Dryer_Com, G - Oth | Small Office |  | RET | 0.1 | 0.090369 | 0.08179 | 0.073504 | 0.066374 | 0.060085 | 0.054534 | 0.050683 | 0.047286 | 0.044161
| Clothes Dryer_Com, G - Oth | Small Office |  | REPL | 1 | 0.79898 | 0.69928 | 0.59531 | 0.49508 | 0.39624 | 0.29809 | 0.21099 | 0.12347 | 0.034894
| Pnemautic to DDC_Com, E - TotE [Building w Elec Heat] | Small Office | Total Electric | RET | 0.1 | 0.097332 | 0.10196 | 0.10084 | 0.10032 | 0.10059 | 0.099455 | 0.10179 | 0.10273 | 0.10052
| Pnemautic to DDC_Com, E - TotE [Building w Gas Heat] | Small Office | Total Electric | RET | 0.1 | 0.097332 | 0.10196 | 0.10084 | 0.10032 | 0.10059 | 0.099455 | 0.10179 | 0.10273 | 0.10052
| Pnemautic to DDC_Com, G - TotF [Building w Gas Heat] | Small Office |  | RET | 0.1 | 0.099873 | 0.099896 | 0.099218 | 0.099015 | 0.099059 | 0.099362 | 0.099739 | 0.10032 | 0.10082
| Pnemautic to DDC_Com, E - TotE [Building w Oil Heat] | Small Office | Total Electric | RET | 0.1 | 0.097332 | 0.10196 | 0.10084 | 0.10032 | 0.10059 | 0.099455 | 0.10179 | 0.10273 | 0.10052
| Pnemautic to DDC_Com, O - TotF [Building w Oil Heat] | Small Office |  | RET | 0.1 | 0.098815 | 0.098374 | 0.09739 | 0.096516 | 0.095684 | 0.094967 | 0.094216 | 0.093466 | 0.092665
| Pnemautic to DDC_Com, E - TotE [Building w Propane Heat] | Small Office | Total Electric | RET | 0.1 | 0.097332 | 0.10196 | 0.10084 | 0.10032 | 0.10059 | 0.099455 | 0.10179 | 0.10273 | 0.10052
| Data Center_Com, E - TotE [Building w Elec Heat] | Small Office | Total Electric | NC | 1 | 0.93833 | 0.90372 | 0.87456 | 0.82735 | 0.82156 | 0.82043 | 0.7985 | 0.79589 | 0.78609
| Data Center_Com, E - TotE [Building w Elec Heat] | Small Office | Total Electric | RET | 0.1 | 0.097332 | 0.10196 | 0.10084 | 0.10032 | 0.10059 | 0.099455 | 0.10179 | 0.10273 | 0.10052
| Data Center_Com, E - TotE [Building w Gas Heat] | Small Office | Total Electric | NC | 1 | 0.93833 | 0.90372 | 0.87456 | 0.82735 | 0.82156 | 0.82043 | 0.7985 | 0.79589 | 0.78609
| Data Center_Com, E - TotE [Building w Gas Heat] | Small Office | Total Electric | RET | 0.1 | 0.097332 | 0.10196 | 0.10084 | 0.10032 | 0.10059 | 0.099455 | 0.10179 | 0.10273 | 0.10052
| Data Center_Com, G - TotF [Building w Gas Heat] | Small Office |  | NC | 1 | 0.94759 | 0.91754 | 0.87973 | 0.83964 | 0.81496 | 0.80903 | 0.80762 | 0.8088 | 0.80611
| Data Center_Com, G - TotF [Building w Gas Heat] | Small Office |  | RET | 0.1 | 0.099873 | 0.099896 | 0.099218 | 0.099015 | 0.099059 | 0.099362 | 0.099739 | 0.10032 | 0.10082
| Data Center_Com, E - TotE [Building w Oil Heat] | Small Office | Total Electric | NC | 1 | 0.93833 | 0.90372 | 0.87456 | 0.82735 | 0.82156 | 0.82043 | 0.7985 | 0.79589 | 0.78609
| Data Center_Com, E - TotE [Building w Oil Heat] | Small Office | Total Electric | RET | 0.1 | 0.097332 | 0.10196 | 0.10084 | 0.10032 | 0.10059 | 0.099455 | 0.10179 | 0.10273 | 0.10052
| Data Center_Com, O - TotF [Building w Oil Heat] | Small Office |  | NC | 1 | 0.93756 | 0.90356 | 0.86352 | 0.81845 | 0.7872 | 0.77324 | 0.7629 | 0.75353 | 0.74091
| Data Center_Com, O - TotF [Building w Oil Heat] | Small Office |  | RET | 0.1 | 0.098815 | 0.098374 | 0.09739 | 0.096516 | 0.095684 | 0.094967 | 0.094216 | 0.093466 | 0.092665
| Data Center_Com, E - TotE [Building w Propane Heat] | Small Office | Total Electric | NC | 1 | 0.93833 | 0.90372 | 0.87456 | 0.82735 | 0.82156 | 0.82043 | 0.7985 | 0.79589 | 0.78609
| Data Center_Com, E - TotE [Building w Propane Heat] | Small Office | Total Electric | RET | 0.1 | 0.097332 | 0.10196 | 0.10084 | 0.10032 | 0.10059 | 0.099455 | 0.10179 | 0.10273 | 0.10052
| RCx_Com, E - TotE [Building w Elec Heat] | Small Office | Total Electric | RET | 0.05 | 0.048666 | 0.05098 | 0.05042 | 0.05016 | 0.050294 | 0.049727 | 0.050895 | 0.051365 | 0.050259
| RCx_Com, E - TotE [Building w Gas Heat] | Small Office | Total Electric | RET | 0.05 | 0.048666 | 0.05098 | 0.05042 | 0.05016 | 0.050294 | 0.049727 | 0.050895 | 0.051365 | 0.050259
| RCx_Com, G - TotF [Building w Gas Heat] | Small Office |  | RET | 0.05 | 0.049936 | 0.049948 | 0.049609 | 0.049508 | 0.04953 | 0.049681 | 0.04987 | 0.050161 | 0.05041
| RCx_Com, E - TotE [Building w Oil Heat] | Small Office | Total Electric | RET | 0.05 | 0.048666 | 0.05098 | 0.05042 | 0.05016 | 0.050294 | 0.049727 | 0.050895 | 0.051365 | 0.050259
| RCx_Com, O - TotF [Building w Oil Heat] | Small Office |  | RET | 0.05 | 0.049408 | 0.049187 | 0.048695 | 0.048258 | 0.047842 | 0.047483 | 0.047108 | 0.046733 | 0.046332
| RCx_Com, E - TotE [Building w Propane Heat] | Small Office | Total Electric | RET | 0.05 | 0.048666 | 0.05098 | 0.05042 | 0.05016 | 0.050294 | 0.049727 | 0.050895 | 0.051365 | 0.050259
| Commissioning_Com, E - TotE [Building w Elec Heat] | Small Office | Total Electric | NC | 0 | 0 | 0 | 0 | 0 | 0 | 0 | 0 | 0 | 0
| Commissioning_Com, E - TotE [Building w Gas Heat] | Small Office | Total Electric | NC | 0 | 0 | 0 | 0 | 0 | 0 | 0 | 0 | 0 | 0
| Commissioning_Com, G - TotF [Building w Gas Heat] | Small Office |  | NC | 0 | 0 | 0 | 0 | 0 | 0 | 0 | 0 | 0 | 0
| Commissioning_Com, E - TotE [Building w Oil Heat] | Small Office | Total Electric | NC | 0 | 0 | 0 | 0 | 0 | 0 | 0 | 0 | 0 | 0
| Commissioning_Com, O - TotF [Building w Oil Heat] | Small Office |  | NC | 0 | 0 | 0 | 0 | 0 | 0 | 0 | 0 | 0 | 0
| Commissioning_Com, E - TotE [Building w Propane Heat] | Small Office | Total Electric | NC | 0 | 0 | 0 | 0 | 0 | 0 | 0 | 0 | 0 | 0
| Integrated Building Design_Com, E - TotE [Building w Elec Heat] | Small Office | Total Electric | NC | 0.1 | 0.093833 | 0.090372 | 0.087456 | 0.082735 | 0.082156 | 0.082043 | 0.07985 | 0.079589 | 0.078609
| Integrated Building Design_Com, E - TotE [Building w Gas Heat] | Small Office | Total Electric | NC | 0.1 | 0.093833 | 0.090372 | 0.087456 | 0.082735 | 0.082156 | 0.082043 | 0.07985 | 0.079589 | 0.078609
| Integrated Building Design_Com, G - TotF [Building w Gas Heat] | Small Office |  | NC | 0.1 | 0.094759 | 0.091754 | 0.087973 | 0.083964 | 0.081496 | 0.080903 | 0.080762 | 0.08088 | 0.080611
| Integrated Building Design_Com, E - TotE [Building w Oil Heat] | Small Office | Total Electric | NC | 0.1 | 0.093833 | 0.090372 | 0.087456 | 0.082735 | 0.082156 | 0.082043 | 0.07985 | 0.079589 | 0.078609
| Integrated Building Design_Com, O - TotF [Building w Oil Heat] | Small Office |  | NC | 0.1 | 0.093756 | 0.090356 | 0.086352 | 0.081845 | 0.07872 | 0.077324 | 0.07629 | 0.075353 | 0.074091
| Integrated Building Design_Com, E - TotE [Building w Propane Heat] | Small Office | Total Electric | NC | 0.1 | 0.093833 | 0.090372 | 0.087456 | 0.082735 | 0.082156 | 0.082043 | 0.07985 | 0.079589 | 0.078609
| Deep Energy Retrofit_Com, E - TotE [Building w Elec Heat] | Small Office | Total Electric | RET | 0.01 | 0.0097332 | 0.010196 | 0.010084 | 0.010032 | 0.010059 | 0.0099455 | 0.010179 | 0.010273 | 0.010052
| Deep Energy Retrofit_Com, E - TotE [Building w Gas Heat] | Small Office | Total Electric | RET | 0.01 | 0.0097332 | 0.010196 | 0.010084 | 0.010032 | 0.010059 | 0.0099455 | 0.010179 | 0.010273 | 0.010052
| Deep Energy Retrofit_Com, G - TotF [Building w Gas Heat] | Small Office |  | RET | 0.01 | 0.0099873 | 0.0099896 | 0.0099218 | 0.0099015 | 0.0099059 | 0.0099362 | 0.0099739 | 0.010032 | 0.010082
| Deep Energy Retrofit_Com, E - TotE [Building w Oil Heat] | Small Office | Total Electric | RET | 0.01 | 0.0097332 | 0.010196 | 0.010084 | 0.010032 | 0.010059 | 0.0099455 | 0.010179 | 0.010273 | 0.010052
| Deep Energy Retrofit_Com, O - TotF [Building w Oil Heat] | Small Office |  | RET | 0.01 | 0.0098815 | 0.0098374 | 0.009739 | 0.0096516 | 0.0095684 | 0.0094967 | 0.0094216 | 0.0093466 | 0.0092665
| Deep Energy Retrofit_Com, E - TotE [Building w Propane Heat] | Small Office | Total Electric | RET | 0.01 | 0.0097332 | 0.010196 | 0.010084 | 0.010032 | 0.010059 | 0.0099455 | 0.010179 | 0.010273 | 0.010052
| EMS_Com, E - TotE [Building w Elec Heat] | Small Office | Total Electric | NC | 0.35 | 0.32842 | 0.3163 | 0.3061 | 0.28957 | 0.28755 | 0.28715 | 0.27947 | 0.27856 | 0.27513
| EMS_Com, E - TotE [Building w Elec Heat] | Small Office | Total Electric | RET | 0.035 | 0.034066 | 0.035686 | 0.035294 | 0.035112 | 0.035206 | 0.034809 | 0.035626 | 0.035956 | 0.035181
| EMS_Com, E - TotE [Building w Gas Heat] | Small Office | Total Electric | NC | 0.35 | 0.32842 | 0.3163 | 0.3061 | 0.28957 | 0.28755 | 0.28715 | 0.27947 | 0.27856 | 0.27513
| EMS_Com, E - TotE [Building w Gas Heat] | Small Office | Total Electric | RET | 0.035 | 0.034066 | 0.035686 | 0.035294 | 0.035112 | 0.035206 | 0.034809 | 0.035626 | 0.035956 | 0.035181
| EMS_Com, G - TotF [Building w Gas Heat] | Small Office |  | NC | 0.35 | 0.33166 | 0.32114 | 0.3079 | 0.29387 | 0.28524 | 0.28316 | 0.28267 | 0.28308 | 0.28214
| EMS_Com, G - TotF [Building w Gas Heat] | Small Office |  | RET | 0.035 | 0.034955 | 0.034964 | 0.034726 | 0.034655 | 0.034671 | 0.034777 | 0.034909 | 0.035113 | 0.035287
| EMS_Com, E - TotE [Building w Oil Heat] | Small Office | Total Electric | NC | 0.35 | 0.32842 | 0.3163 | 0.3061 | 0.28957 | 0.28755 | 0.28715 | 0.27947 | 0.27856 | 0.27513
| EMS_Com, E - TotE [Building w Oil Heat] | Small Office | Total Electric | RET | 0.035 | 0.034066 | 0.035686 | 0.035294 | 0.035112 | 0.035206 | 0.034809 | 0.035626 | 0.035956 | 0.035181
| EMS_Com, O - TotF [Building w Oil Heat] | Small Office |  | NC | 0.35 | 0.32815 | 0.31625 | 0.30223 | 0.28646 | 0.27552 | 0.27063 | 0.26701 | 0.26373 | 0.25932
| EMS_Com, O - TotF [Building w Oil Heat] | Small Office |  | RET | 0.035 | 0.034585 | 0.034431 | 0.034086 | 0.033781 | 0.033489 | 0.033238 | 0.032976 | 0.032713 | 0.032433
| EMS_Com, E - TotE [Building w Propane Heat] | Small Office | Total Electric | NC | 0.35 | 0.32842 | 0.3163 | 0.3061 | 0.28957 | 0.28755 | 0.28715 | 0.27947 | 0.27856 | 0.27513
| EMS_Com, E - TotE [Building w Propane Heat] | Small Office | Total Electric | RET | 0.035 | 0.034066 | 0.035686 | 0.035294 | 0.035112 | 0.035206 | 0.034809 | 0.035626 | 0.035956 | 0.035181
| VFDs on HVAC Pumps_Com, E - Oth | Small Office | Other | RET | 0.1 | 0.097332 | 0.10196 | 0.10084 | 0.10032 | 0.10059 | 0.099455 | 0.10179 | 0.10273 | 0.10052
| ECM Circulators_Com, E - Oth | Small Office | Other | RET | 0.1 | 0.097332 | 0.10196 | 0.10084 | 0.10032 | 0.10059 | 0.099455 | 0.10179 | 0.10273 | 0.10052
| Motors_Com, E - Oth | Small Office | Other | NC | 1 | 0.93833 | 0.90372 | 0.87456 | 0.82735 | 0.82156 | 0.82043 | 0.7985 | 0.79589 | 0.78609
| Motors_Com, E - Oth | Small Office | Other | RET | 0.1 | 0.087696 | 0.082772 | 0.073758 | 0.066113 | 0.059727 | 0.053208 | 0.049292 | 0.045051 | 0.03994
| Motors_Com, E - Oth | Small Office | Other | REPL | 1 | 0.77865 | 0.71373 | 0.60504 | 0.5016 | 0.40235 | 0.29836 | 0.20584 | 0.1073 | 0.0067012
| Ext Area Ltg_Com, E - ExtL | Small Office | Exterior Lighting | NC | 0.5 | 0.46917 | 0.45186 | 0.43728 | 0.41368 | 0.41078 | 0.41022 | 0.39925 | 0.39795 | 0.39305
| Ext Area Ltg_Com, E - ExtL | Small Office | Exterior Lighting | RET | 0.05 | 0.046233 | 0.04601 | 0.043229 | 0.040856 | 0.046537 | 0.049727 | 0.050895 | 0.051365 | 0.050259
| Ext Area Ltg_Com, E - ExtL | Small Office | Exterior Lighting | REPL | 0.5 | 0.38933 | 0.35686 | 0.30252 | 0.2508 | 0.27738 | 0.29987 | 0.33313 | 0.36267 | 0.38075
| Street Ltg_Com, E - ExtL | Small Office | Exterior Lighting | NC | 1 | 0.93833 | 0.90372 | 0.87456 | 0.82735 | 0.82156 | 0.82043 | 0.7985 | 0.79589 | 0.78609
| Street Ltg_Com, E - ExtL | Small Office | Exterior Lighting | RET | 0.1 | 0.092465 | 0.09202 | 0.086458 | 0.081711 | 0.093074 | 0.099455 | 0.10179 | 0.10273 | 0.10052
| Street Ltg_Com, E - ExtL | Small Office | Exterior Lighting | REPL | 1 | 0.77865 | 0.71373 | 0.60504 | 0.5016 | 0.55476 | 0.59974 | 0.66626 | 0.72534 | 0.7615
| Ext Ltg Ctrls_Com, E - ExtL | Small Office | Exterior Lighting | RET | 0.1 | 0.097332 | 0.10196 | 0.10084 | 0.10032 | 0.10059 | 0.099455 | 0.10179 | 0.10273 | 0.10052
| Ext Ltg Dsgn_Com, E - ExtL | Small Office | Exterior Lighting | NC | 0.1 | 0.093833 | 0.090372 | 0.087456 | 0.082735 | 0.082156 | 0.082043 | 0.07985 | 0.079589 | 0.078609
| Ext Ltg Dsgn_Com, E - ExtL | Small Office | Exterior Lighting | REPL | 0.1 | 0.097332 | 0.10196 | 0.10084 | 0.10032 | 0.10059 | 0.099455 | 0.10179 | 0.10273 | 0.10052
| Int Ltg Ctrls_Com, E - IntL [No Heat] | Small Office | Interior Lighting | RET | 0.1 | 0.097332 | 0.10196 | 0.10084 | 0.10032 | 0.10059 | 0.099455 | 0.10179 | 0.10273 | 0.10052
| Int Ltg Ctrls_Com, E - IntL [Electric Heat] | Small Office | Interior Lighting | RET | 0.1 | 0.097332 | 0.10196 | 0.10084 | 0.10032 | 0.10059 | 0.099455 | 0.10179 | 0.10273 | 0.10052
| Int Ltg Ctrls_Com, E/G - IntL | Small Office | Interior Lighting | RET | 0.1 | 0.097332 | 0.10196 | 0.10084 | 0.10032 | 0.10059 | 0.099455 | 0.10179 | 0.10273 | 0.10052
| Int Ltg Ctrls_Com, E/O - IntL | Small Office | Interior Lighting | RET | 0.1 | 0.097332 | 0.10196 | 0.10084 | 0.10032 | 0.10059 | 0.099455 | 0.10179 | 0.10273 | 0.10052
| Exit Sign RetFit_Com, E - IntL [No Heat] | Small Office | Interior Lighting | RET | 0.1 | 0.097332 | 0.10196 | 0.10084 | 0.10032 | 0.10059 | 0.099455 | 0.10179 | 0.10273 | 0.10052
| Exit Sign RetFit_Com, E - IntL [Electric Heat] | Small Office | Interior Lighting | RET | 0.1 | 0.097332 | 0.10196 | 0.10084 | 0.10032 | 0.10059 | 0.099455 | 0.10179 | 0.10273 | 0.10052
| Exit Sign RetFit_Com, E/G - IntL | Small Office | Interior Lighting | RET | 0.1 | 0.097332 | 0.10196 | 0.10084 | 0.10032 | 0.10059 | 0.099455 | 0.10179 | 0.10273 | 0.10052
| Exit Sign RetFit_Com, E/O - IntL | Small Office | Interior Lighting | RET | 0.1 | 0.097332 | 0.10196 | 0.10084 | 0.10032 | 0.10059 | 0.099455 | 0.10179 | 0.10273 | 0.10052
| LED HiLo Bay_Com, E - IntL [No Heat] | Small Office | Interior Lighting | NC | 1 | 0.93833 | 0.90372 | 0.87456 | 0.82735 | 0.82156 | 0.82043 | 0.7985 | 0.79589 | 0.78609
| LED HiLo Bay_Com, E - IntL [No Heat] | Small Office | Interior Lighting | RET | 0.1 | 0.090778 | 0.088692 | 0.08181 | 0.075908 | 0.070986 | 0.06546 | 0.062485 | 0.058816 | 0.059434
| LED HiLo Bay_Com, E - IntL [No Heat] | Small Office | Interior Lighting | REPL | 1 | 0.77865 | 0.71373 | 0.60504 | 0.5016 | 0.40235 | 0.29836 | 0.20358 | 0.10273 | 0.0576
| LED HiLo Bay_Com, E - IntL [Electric Heat] | Small Office | Interior Lighting | NC | 1 | 0.93833 | 0.90372 | 0.87456 | 0.82735 | 0.82156 | 0.82043 | 0.7985 | 0.79589 | 0.78609
| LED HiLo Bay_Com, E - IntL [Electric Heat] | Small Office | Interior Lighting | RET | 0.1 | 0.090778 | 0.088692 | 0.08181 | 0.075908 | 0.070986 | 0.06546 | 0.062485 | 0.058816 | 0.059434
| LED HiLo Bay_Com, E - IntL [Electric Heat] | Small Office | Interior Lighting | REPL | 1 | 0.77865 | 0.71373 | 0.60504 | 0.5016 | 0.40235 | 0.29836 | 0.20358 | 0.10273 | 0.0576
| LED HiLo Bay_Com, E/G - IntL | Small Office | Interior Lighting | NC | 1 | 0.93833 | 0.90372 | 0.87456 | 0.82735 | 0.82156 | 0.82043 | 0.7985 | 0.79589 | 0.78609
| LED HiLo Bay_Com, E/G - IntL | Small Office | Interior Lighting | RET | 0.1 | 0.090778 | 0.088692 | 0.08181 | 0.075908 | 0.070986 | 0.06546 | 0.062485 | 0.058816 | 0.059434
| LED HiLo Bay_Com, E/G - IntL | Small Office | Interior Lighting | REPL | 1 | 0.77865 | 0.71373 | 0.60504 | 0.5016 | 0.40235 | 0.29836 | 0.20358 | 0.10273 | 0.0576
| LED HiLo Bay_Com, E/O - IntL | Small Office | Interior Lighting | NC | 1 | 0.93833 | 0.90372 | 0.87456 | 0.82735 | 0.82156 | 0.82043 | 0.7985 | 0.79589 | 0.78609
| LED HiLo Bay_Com, E/O - IntL | Small Office | Interior Lighting | RET | 0.1 | 0.090778 | 0.088692 | 0.08181 | 0.075908 | 0.070986 | 0.06546 | 0.062485 | 0.058816 | 0.059434
| LED HiLo Bay_Com, E/O - IntL | Small Office | Interior Lighting | REPL | 1 | 0.77865 | 0.71373 | 0.60504 | 0.5016 | 0.40235 | 0.29836 | 0.20358 | 0.10273 | 0.0576
| Repl Scre_Com, E - IntL [No Heat] | Small Office | Interior Lighting | NC | 1 | 0.93833 | 0 | 0 | 0 | 0 | 0 | 0 | 0 | 0
| Repl Scre_Com, E - IntL [No Heat] | Small Office | Interior Lighting | RET | 0.1 | 0.097332 | 0 | 0 | 0 | 0 | 0 | 0 | 0 | 0
| Repl Scre_Com, E - IntL [No Heat] | Small Office | Interior Lighting | REPL | 1 | 0.97332 | 0 | 0 | 0 | 0 | 0 | 0 | 0 | 0
| Repl Scre_Com, E - IntL [Electric Heat] | Small Office | Interior Lighting | NC | 1 | 0.93833 | 0 | 0 | 0 | 0 | 0 | 0 | 0 | 0
| Repl Scre_Com, E - IntL [Electric Heat] | Small Office | Interior Lighting | RET | 0.1 | 0.097332 | 0 | 0 | 0 | 0 | 0 | 0 | 0 | 0
| Repl Scre_Com, E - IntL [Electric Heat] | Small Office | Interior Lighting | REPL | 1 | 0.97332 | 0 | 0 | 0 | 0 | 0 | 0 | 0 | 0
| Repl Scre_Com, E/G - IntL | Small Office | Interior Lighting | NC | 1 | 0.93833 | 0 | 0 | 0 | 0 | 0 | 0 | 0 | 0
| Repl Scre_Com, E/G - IntL | Small Office | Interior Lighting | RET | 0.1 | 0.097332 | 0 | 0 | 0 | 0 | 0 | 0 | 0 | 0
| Repl Scre_Com, E/G - IntL | Small Office | Interior Lighting | REPL | 1 | 0.97332 | 0 | 0 | 0 | 0 | 0 | 0 | 0 | 0
| Repl Scre_Com, E/O - IntL | Small Office | Interior Lighting | NC | 1 | 0.93833 | 0 | 0 | 0 | 0 | 0 | 0 | 0 | 0
| Repl Scre_Com, E/O - IntL | Small Office | Interior Lighting | RET | 0.1 | 0.097332 | 0 | 0 | 0 | 0 | 0 | 0 | 0 | 0
| Repl Scre_Com, E/O - IntL | Small Office | Interior Lighting | REPL | 1 | 0.97332 | 0 | 0 | 0 | 0 | 0 | 0 | 0 | 0
| Lin LED Fixture_Com, E - IntL [No Heat] | Small Office | Interior Lighting | NC | 0.15 | 0.14075 | 0.13556 | 0.13118 | 0.1241 | 0.12323 | 0.12306 | 0.11977 | 0.11938 | 0.11791
| Lin LED Fixture_Com, E - IntL [No Heat] | Small Office | Interior Lighting | RET | 0.015 | 0.013459 | 0.012997 | 0.011849 | 0.010867 | 0.010044 | 0.0091545 | 0.0086371 | 0.0086953 | 0.0084885
| Lin LED Fixture_Com, E - IntL [No Heat] | Small Office | Interior Lighting | REPL | 0.15 | 0.1168 | 0.10706 | 0.090756 | 0.07524 | 0.060353 | 0.044755 | 0.030537 | 0.022007 | 0.012911
| Lin LED Fixture_Com, E - IntL [Electric Heat] | Small Office | Interior Lighting | NC | 0.15 | 0.14075 | 0.13556 | 0.13118 | 0.1241 | 0.12323 | 0.12306 | 0.11977 | 0.11938 | 0.11791
| Lin LED Fixture_Com, E - IntL [Electric Heat] | Small Office | Interior Lighting | RET | 0.015 | 0.013459 | 0.012997 | 0.011849 | 0.010867 | 0.010044 | 0.0091545 | 0.0086371 | 0.0086953 | 0.0084885
| Lin LED Fixture_Com, E - IntL [Electric Heat] | Small Office | Interior Lighting | REPL | 0.15 | 0.1168 | 0.10706 | 0.090756 | 0.07524 | 0.060353 | 0.044755 | 0.030537 | 0.022007 | 0.012911
| Lin LED Fixture_Com, E/G - IntL | Small Office | Interior Lighting | NC | 0.15 | 0.14075 | 0.13556 | 0.13118 | 0.1241 | 0.12323 | 0.12306 | 0.11977 | 0.11938 | 0.11791
| Lin LED Fixture_Com, E/G - IntL | Small Office | Interior Lighting | RET | 0.015 | 0.013459 | 0.012997 | 0.011849 | 0.010867 | 0.010044 | 0.0091545 | 0.0086371 | 0.0086953 | 0.0084885
| Lin LED Fixture_Com, E/G - IntL | Small Office | Interior Lighting | REPL | 0.15 | 0.1168 | 0.10706 | 0.090756 | 0.07524 | 0.060353 | 0.044755 | 0.030537 | 0.022007 | 0.012911
| Lin LED Fixture_Com, E/O - IntL | Small Office | Interior Lighting | NC | 0.15 | 0.14075 | 0.13556 | 0.13118 | 0.1241 | 0.12323 | 0.12306 | 0.11977 | 0.11938 | 0.11791
| Lin LED Fixture_Com, E/O - IntL | Small Office | Interior Lighting | RET | 0.015 | 0.013459 | 0.012997 | 0.011849 | 0.010867 | 0.010044 | 0.0091545 | 0.0086371 | 0.0086953 | 0.0084885
| Lin LED Fixture_Com, E/O - IntL | Small Office | Interior Lighting | REPL | 0.15 | 0.1168 | 0.10706 | 0.090756 | 0.07524 | 0.060353 | 0.044755 | 0.030537 | 0.022007 | 0.012911
| LED Tube Repl_Com, E - IntL [No Heat] | Small Office | Interior Lighting | RET | 0.085 | 0.076265 | 0.073648 | 0.067145 | 0.061577 | 0.062573 | 0.062626 | 0.064811 | 0.066075 | 0.065252
| LED Tube Repl_Com, E - IntL [No Heat] | Small Office | Interior Lighting | REPL | 0.85 | 0.66186 | 0.60667 | 0.51428 | 0.42636 | 0.39857 | 0.36548 | 0.34479 | 0.31843 | 0.28267
| LED Tube Repl_Com, E - IntL [Electric Heat] | Small Office | Interior Lighting | RET | 0.085 | 0.076265 | 0.073648 | 0.067145 | 0.061577 | 0.062573 | 0.062626 | 0.064811 | 0.066075 | 0.065252
| LED Tube Repl_Com, E - IntL [Electric Heat] | Small Office | Interior Lighting | REPL | 0.85 | 0.66186 | 0.60667 | 0.51428 | 0.42636 | 0.39857 | 0.36548 | 0.34479 | 0.31843 | 0.28267
| LED Tube Repl_Com, E/G - IntL | Small Office | Interior Lighting | RET | 0.085 | 0.076265 | 0.073648 | 0.067145 | 0.061577 | 0.062573 | 0.062626 | 0.064811 | 0.066075 | 0.065252
| LED Tube Repl_Com, E/G - IntL | Small Office | Interior Lighting | REPL | 0.85 | 0.66186 | 0.60667 | 0.51428 | 0.42636 | 0.39857 | 0.36548 | 0.34479 | 0.31843 | 0.28267
| LED Tube Repl_Com, E/O - IntL | Small Office | Interior Lighting | RET | 0.085 | 0.076265 | 0.073648 | 0.067145 | 0.061577 | 0.062573 | 0.062626 | 0.064811 | 0.066075 | 0.065252
| LED Tube Repl_Com, E/O - IntL | Small Office | Interior Lighting | REPL | 0.85 | 0.66186 | 0.60667 | 0.51428 | 0.42636 | 0.39857 | 0.36548 | 0.34479 | 0.31843 | 0.28267
| Repl pin CFL wLED_Com, E - IntL [No Heat] | Small Office | Interior Lighting | RET | 0.1 | 0.091111 | 0.089343 | 0.082713 | 0.077027 | 0.083295 | 0.087967 | 0.095407 | 0.10137 | 0.10052
| Repl pin CFL wLED_Com, E - IntL [No Heat] | Small Office | Interior Lighting | REPL | 1 | 0.77865 | 0.71373 | 0.60504 | 0.5016 | 0.51234 | 0.51585 | 0.53747 | 0.55204 | 0.54954
| Repl pin CFL wLED_Com, E - IntL [Electric Heat] | Small Office | Interior Lighting | RET | 0.1 | 0.091111 | 0.089343 | 0.082713 | 0.077027 | 0.083295 | 0.087967 | 0.095407 | 0.10137 | 0.10052
| Repl pin CFL wLED_Com, E - IntL [Electric Heat] | Small Office | Interior Lighting | REPL | 1 | 0.77865 | 0.71373 | 0.60504 | 0.5016 | 0.51234 | 0.51585 | 0.53747 | 0.55204 | 0.54954
| Repl pin CFL wLED_Com, E/G - IntL | Small Office | Interior Lighting | RET | 0.1 | 0.091111 | 0.089343 | 0.082713 | 0.077027 | 0.083295 | 0.087967 | 0.095407 | 0.10137 | 0.10052
| Repl pin CFL wLED_Com, E/G - IntL | Small Office | Interior Lighting | REPL | 1 | 0.77865 | 0.71373 | 0.60504 | 0.5016 | 0.51234 | 0.51585 | 0.53747 | 0.55204 | 0.54954
| Repl pin CFL wLED_Com, E/O - IntL | Small Office | Interior Lighting | RET | 0.1 | 0.091111 | 0.089343 | 0.082713 | 0.077027 | 0.083295 | 0.087967 | 0.095407 | 0.10137 | 0.10052
| Repl pin CFL wLED_Com, E/O - IntL | Small Office | Interior Lighting | REPL | 1 | 0.77865 | 0.71373 | 0.60504 | 0.5016 | 0.51234 | 0.51585 | 0.53747 | 0.55204 | 0.54954
| Refrig Case LED_Com, E - IntL | Small Office | Interior Lighting | NC | 1 | 0.93833 | 0.90372 | 0.87456 | 0.82735 | 0.82156 | 0.82043 | 0.7985 | 0.79589 | 0.78609
| Refrig Case LED_Com, E - IntL | Small Office | Interior Lighting | RET | 0.1 | 0.092465 | 0.09202 | 0.086458 | 0.081711 | 0.077833 | 0.073108 | 0.071083 | 0.078855 | 0.083769
| Refrig Case LED_Com, E - IntL | Small Office | Interior Lighting | REPL | 1 | 0.77865 | 0.71373 | 0.60504 | 0.5016 | 0.40235 | 0.29836 | 0.20358 | 0.20974 | 0.20941
| Refrig Case Ctrls_Com, E - IntL | Small Office | Interior Lighting | RET | 0.1 | 0.097332 | 0.10196 | 0.10084 | 0.10032 | 0.10059 | 0.099455 | 0.10179 | 0.10273 | 0.10052
| Stair Occ Sensor_Com, E - IntL [No Heat] | Small Office | Interior Lighting | NC | 1 | 0.93833 | 0.90372 | 0.87456 | 0.82735 | 0.82156 | 0.82043 | 0.7985 | 0.79589 | 0.78609
| Stair Occ Sensor_Com, E - IntL [No Heat] | Small Office | Interior Lighting | RET | 0.1 | 0.097332 | 0.10196 | 0.10084 | 0.10032 | 0.10059 | 0.099455 | 0.10179 | 0.10273 | 0.10052
| Stair Occ Sensor_Com, E - IntL [Electric Heat] | Small Office | Interior Lighting | NC | 1 | 0.93833 | 0.90372 | 0.87456 | 0.82735 | 0.82156 | 0.82043 | 0.7985 | 0.79589 | 0.78609
| Stair Occ Sensor_Com, E - IntL [Electric Heat] | Small Office | Interior Lighting | RET | 0.1 | 0.097332 | 0.10196 | 0.10084 | 0.10032 | 0.10059 | 0.099455 | 0.10179 | 0.10273 | 0.10052
| Stair Occ Sensor_Com, E/G - IntL | Small Office | Interior Lighting | NC | 1 | 0.93833 | 0.90372 | 0.87456 | 0.82735 | 0.82156 | 0.82043 | 0.7985 | 0.79589 | 0.78609
| Stair Occ Sensor_Com, E/G - IntL | Small Office | Interior Lighting | RET | 0.1 | 0.097332 | 0.10196 | 0.10084 | 0.10032 | 0.10059 | 0.099455 | 0.10179 | 0.10273 | 0.10052
| Stair Occ Sensor_Com, E/O - IntL | Small Office | Interior Lighting | NC | 1 | 0.93833 | 0.90372 | 0.87456 | 0.82735 | 0.82156 | 0.82043 | 0.7985 | 0.79589 | 0.78609
| Stair Occ Sensor_Com, E/O - IntL | Small Office | Interior Lighting | RET | 0.1 | 0.097332 | 0.10196 | 0.10084 | 0.10032 | 0.10059 | 0.099455 | 0.10179 | 0.10273 | 0.10052
| Int Delamping_Com, E - IntL [No Heat] | Small Office | Interior Lighting | RET | 0.04 | 0.038933 | 0.040784 | 0.040336 | 0.040128 | 0.040235 | 0.039782 | 0.040716 | 0.041092 | 0.040207
| Int Delamping_Com, E - IntL [Electric Heat] | Small Office | Interior Lighting | RET | 0.04 | 0.038933 | 0.040784 | 0.040336 | 0.040128 | 0.040235 | 0.039782 | 0.040716 | 0.041092 | 0.040207
| Int Delamping_Com, E/G - IntL | Small Office | Interior Lighting | RET | 0.04 | 0.038933 | 0.040784 | 0.040336 | 0.040128 | 0.040235 | 0.039782 | 0.040716 | 0.041092 | 0.040207
| Int Delamping_Com, E/O - IntL | Small Office | Interior Lighting | RET | 0.04 | 0.038933 | 0.040784 | 0.040336 | 0.040128 | 0.040235 | 0.039782 | 0.040716 | 0.041092 | 0.040207
| Int Ltg Dsgn_Com, E - IntL [No Heat] | Small Office | Interior Lighting | NC | 0.1 | 0.093833 | 0.090372 | 0.087456 | 0.082735 | 0.082156 | 0.082043 | 0.07985 | 0.079589 | 0.078609
| Int Ltg Dsgn_Com, E - IntL [Electric Heat] | Small Office | Interior Lighting | NC | 0.1 | 0.093833 | 0.090372 | 0.087456 | 0.082735 | 0.082156 | 0.082043 | 0.07985 | 0.079589 | 0.078609
| Int Ltg Dsgn_Com, E/G - IntL | Small Office | Interior Lighting | NC | 0.1 | 0.093833 | 0.090372 | 0.087456 | 0.082735 | 0.082156 | 0.082043 | 0.07985 | 0.079589 | 0.078609
| Int Ltg Dsgn_Com, E/O - IntL | Small Office | Interior Lighting | NC | 0.1 | 0.093833 | 0.090372 | 0.087456 | 0.082735 | 0.082156 | 0.082043 | 0.07985 | 0.079589 | 0.078609
| Room Air Conditioner_Com, E - Cool | Large Office | Cooling | NC | 0 | 0 | 0 | 0 | 0 | 0 | 0 | 0 | 0 | 0
| Room Air Conditioner_Com, E - Cool | Large Office | Cooling | RET | 0 | 0 | 0 | 0 | 0 | 0 | 0 | 0 | 0 | 0
| Room Air Conditioner_Com, E - Cool | Large Office | Cooling | REPL | 0 | 0 | 0 | 0 | 0 | 0 | 0 | 0 | 0 | 0
| Chiller Systems_Com, E - Cool | Large Office | Cooling | NC | 1 | 0.93833 | 0.90372 | 0.87456 | 0.82735 | 0.82156 | 0.82043 | 0.7985 | 0.79589 | 0.78609
| Chiller Systems_Com, E - Cool | Large Office | Cooling | RET | 0.1 | 0.094654 | 0.096429 | 0.092745 | 0.089729 | 0.087494 | 0.084129 | 0.083735 | 0.082185 | 0.078202
| Chiller Systems_Com, E - Cool | Large Office | Cooling | REPL | 1 | 0.77865 | 0.71373 | 0.60504 | 0.5016 | 0.40235 | 0.29836 | 0.20358 | 0.10273 | 1.395e-16
| Chiller Tuneup_Com, E - Cool | Large Office | Cooling | RET | 0.1 | 0.097332 | 0.10196 | 0.10084 | 0.10032 | 0.10059 | 0.099455 | 0.10179 | 0.10273 | 0.10052
| Computer Room Air Conditioner_Com, E - Cool | Large Office | Cooling | NC | 1 | 0.93833 | 0.90372 | 0.87456 | 0.82735 | 0.82156 | 0.82043 | 0.7985 | 0.79589 | 0.78609
| Computer Room Air Conditioner_Com, E - Cool | Large Office | Cooling | REPL | 1 | 0.97332 | 1.0196 | 1.0084 | 1.0032 | 1.0059 | 0.99455 | 1.0179 | 1.0273 | 1.0052
| Mini Split Ductless AC_Com, E - Cool | Large Office | Cooling | NC | 0 | 0 | 0 | 0 | 0 | 0 | 0 | 0 | 0 | 0
| Mini Split Ductless AC_Com, E - Cool | Large Office | Cooling | RET | 0 | 0 | 0 | 0 | 0 | 0 | 0 | 0 | 0 | 0
| Mini Split Ductless AC_Com, E - Cool | Large Office | Cooling | REPL | 0 | 0 | 0 | 0 | 0 | 0 | 0 | 0 | 0 | 0
| Eff Unitary AC_Com, E - Cool | Large Office | Cooling | NC | 1 | 0.93833 | 0.90372 | 0.87456 | 0.82735 | 0.82156 | 0.82043 | 0.7985 | 0.79589 | 0.78609
| Eff Unitary AC_Com, E - Cool | Large Office | Cooling | RET | 0.1 | 0.092807 | 0.092702 | 0.087421 | 0.082927 | 0.079284 | 0.074746 | 0.07804 | 0.080242 | 0.079895
| Eff Unitary AC_Com, E - Cool | Large Office | Cooling | REPL | 1 | 0.85652 | 0.83608 | 0.76638 | 0.70224 | 0.64376 | 0.57684 | 0.58025 | 0.5754 | 0.55301
| PTAC_Com, E - Cool | Large Office | Cooling | NC | 0 | 0 | 0 | 0 | 0 | 0 | 0 | 0 | 0 | 0
| PTAC_Com, E - Cool | Large Office | Cooling | RET | 0 | 0 | 0 | 0 | 0 | 0 | 0 | 0 | 0 | 0
| PTAC_Com, E - Cool | Large Office | Cooling | REPL | 0 | 0 | 0 | 0 | 0 | 0 | 0 | 0 | 0 | 0
| Unitary Equipment Economizer_Com, E - Cool | Large Office | Cooling | RET | 0.1 | 0.097332 | 0.10196 | 0.10084 | 0.10032 | 0.10059 | 0.099455 | 0.10179 | 0.10273 | 0.10052
| AC Tuneup_Com, E - Cool [ASHP] | Large Office | Cooling | RET | 0.1 | 0.097332 | 0.10196 | 0.10084 | 0.10032 | 0.10059 | 0.099455 | 0.10179 | 0.10273 | 0.10052
| AC Tuneup_Com, E - Heat [ASHP] | Large Office | Space Heating | RET | 0.1 | 0.097332 | 0.10196 | 0.10084 | 0.10032 | 0.10059 | 0.099455 | 0.10179 | 0.10273 | 0.10052
| AC Tuneup_Com, E - Cool [Unitary AC] | Large Office | Cooling | RET | 0.1 | 0.097332 | 0.10196 | 0.10084 | 0.10032 | 0.10059 | 0.099455 | 0.10179 | 0.10273 | 0.10052
| DCV_Com, E - Cool [Building w Elec Heat] | Large Office | Cooling | RET | 0.1 | 0.097332 | 0.10196 | 0.10084 | 0.10032 | 0.10059 | 0.099455 | 0.10179 | 0.10273 | 0.10052
| DCV_Com, E - Heat [Building w Elec Heat] | Large Office | Space Heating | RET | 0.1 | 0.097332 | 0.10196 | 0.10084 | 0.10032 | 0.10059 | 0.099455 | 0.10179 | 0.10273 | 0.10052
| DCV_Com, E - Vent [Building w Elec Heat] | Large Office | Ventilation | RET | 0.1 | 0.097332 | 0.10196 | 0.10084 | 0.10032 | 0.10059 | 0.099455 | 0.10179 | 0.10273 | 0.10052
| DCV_Com, E - Cool [Building w Gas Heat] | Large Office | Cooling | RET | 0.1 | 0.097332 | 0.10196 | 0.10084 | 0.10032 | 0.10059 | 0.099455 | 0.10179 | 0.10273 | 0.10052
| DCV_Com, G - Heat [Building w Gas Heat] | Large Office |  | RET | 0.1 | 0.099873 | 0.099896 | 0.099218 | 0.099015 | 0.099059 | 0.099362 | 0.099739 | 0.10032 | 0.10082
| DCV_Com, E - Vent [Building w Gas Heat] | Large Office | Ventilation | RET | 0.1 | 0.097332 | 0.10196 | 0.10084 | 0.10032 | 0.10059 | 0.099455 | 0.10179 | 0.10273 | 0.10052
| DCV_Com, E - Cool [Building w Oil Heat] | Large Office | Cooling | RET | 0.1 | 0.097332 | 0.10196 | 0.10084 | 0.10032 | 0.10059 | 0.099455 | 0.10179 | 0.10273 | 0.10052
| DCV_Com, O - Heat [Building w Oil Heat] | Large Office |  | RET | 0.1 | 0.098815 | 0.098374 | 0.09739 | 0.096516 | 0.095684 | 0.094967 | 0.094216 | 0.093466 | 0.092665
| DCV_Com, E - Vent [Building w Oil Heat] | Large Office | Ventilation | RET | 0.1 | 0.097332 | 0.10196 | 0.10084 | 0.10032 | 0.10059 | 0.099455 | 0.10179 | 0.10273 | 0.10052
| DCV_Com, E - Cool [Building w Propane Heat] | Large Office | Cooling | RET | 0.1 | 0.097332 | 0.10196 | 0.10084 | 0.10032 | 0.10059 | 0.099455 | 0.10179 | 0.10273 | 0.10052
| DCV_Com, P - Heat [Building w Propane Heat] | Large Office |  | RET | 0.1 | 0.098815 | 0.098374 | 0.09739 | 0.096516 | 0.095684 | 0.094967 | 0.094216 | 0.093466 | 0.092665
| DCV_Com, E - Vent [Building w Propane Heat] | Large Office | Ventilation | RET | 0.1 | 0.097332 | 0.10196 | 0.10084 | 0.10032 | 0.10059 | 0.099455 | 0.10179 | 0.10273 | 0.10052
| Controls for Unitary AC_Com, E - Cool | Large Office | Cooling | RET | 0.1 | 0.097332 | 0.10196 | 0.10084 | 0.10032 | 0.10059 | 0.099455 | 0.10179 | 0.10273 | 0.10052
| Optimized Unitary AC Sys_Com, E - Cool [Building w Elec Heat] | Large Office | Cooling | NC | 1 | 0.93833 | 0.90372 | 0.87456 | 0.82735 | 0.82156 | 0.82043 | 0.7985 | 0.79589 | 0.78609
| Optimized Unitary AC Sys_Com, E - Heat [Building w Elec Heat] | Large Office | Space Heating | NC | 1 | 0.93833 | 0.90372 | 0.87456 | 0.82735 | 0.82156 | 0.82043 | 0.7985 | 0.79589 | 0.78609
| Optimized Unitary AC Sys_Com, E - Cool [Building w Gas Heat] | Large Office | Cooling | NC | 1 | 0.93833 | 0.90372 | 0.87456 | 0.82735 | 0.82156 | 0.82043 | 0.7985 | 0.79589 | 0.78609
| Optimized Unitary AC Sys_Com, G - Heat [Building w Gas Heat] | Large Office |  | NC | 1 | 0.94759 | 0.91754 | 0.87973 | 0.83964 | 0.81496 | 0.80903 | 0.80762 | 0.8088 | 0.80611
| Optimized Unitary AC Sys_Com, E - Cool [Building w Oil Heat] | Large Office | Cooling | NC | 1 | 0.93833 | 0.90372 | 0.87456 | 0.82735 | 0.82156 | 0.82043 | 0.7985 | 0.79589 | 0.78609
| Optimized Unitary AC Sys_Com, O - Heat [Building w Oil Heat] | Large Office |  | NC | 1 | 0.93756 | 0.90356 | 0.86352 | 0.81845 | 0.7872 | 0.77324 | 0.7629 | 0.75353 | 0.74091
| Optimized Unitary AC Sys_Com, E - Cool [Building w Propane Heat] | Large Office | Cooling | NC | 1 | 0.93833 | 0.90372 | 0.87456 | 0.82735 | 0.82156 | 0.82043 | 0.7985 | 0.79589 | 0.78609
| Optimized Unitary AC Sys_Com, P - Heat [Building w Propane Heat] | Large Office |  | NC | 1 | 0.93756 | 0.90356 | 0.86352 | 0.81845 | 0.7872 | 0.77324 | 0.7629 | 0.75353 | 0.74091
| Optimized Chiller Sys_Com, E - Cool | Large Office | Cooling | NC | 1 | 0.93833 | 0.90372 | 0.87456 | 0.82735 | 0.82156 | 0.82043 | 0.7985 | 0.79589 | 0.78609
| Cool Roof_Com, E - Cool [Building w Elec Heat] | Large Office | Cooling | NC | 1 | 0.93833 | 0.90372 | 0.87456 | 0.82735 | 0.82156 | 0.82043 | 0.7985 | 0.79589 | 0.78609
| Cool Roof_Com, E - Cool [Building w Elec Heat] | Large Office | Cooling | RET | 0.1 | 0.097332 | 0.10196 | 0.10084 | 0.10032 | 0.10059 | 0.099455 | 0.10179 | 0.10273 | 0.10052
| Cool Roof_Com, E - Heat [Building w Elec Heat] | Large Office | Space Heating | NC | 1 | 0.93833 | 0.90372 | 0.87456 | 0.82735 | 0.82156 | 0.82043 | 0.7985 | 0.79589 | 0.78609
| Cool Roof_Com, E - Heat [Building w Elec Heat] | Large Office | Space Heating | RET | 0.1 | 0.097332 | 0.10196 | 0.10084 | 0.10032 | 0.10059 | 0.099455 | 0.10179 | 0.10273 | 0.10052
| Cool Roof_Com, E - Cool [Building w Gas Heat] | Large Office | Cooling | NC | 1 | 0.93833 | 0.90372 | 0.87456 | 0.82735 | 0.82156 | 0.82043 | 0.7985 | 0.79589 | 0.78609
| Cool Roof_Com, E - Cool [Building w Gas Heat] | Large Office | Cooling | RET | 0.1 | 0.097332 | 0.10196 | 0.10084 | 0.10032 | 0.10059 | 0.099455 | 0.10179 | 0.10273 | 0.10052
| Cool Roof_Com, G - Heat [Building w Gas Heat] | Large Office |  | NC | 1 | 0.94759 | 0.91754 | 0.87973 | 0.83964 | 0.81496 | 0.80903 | 0.80762 | 0.8088 | 0.80611
| Cool Roof_Com, G - Heat [Building w Gas Heat] | Large Office |  | RET | 0.1 | 0.099873 | 0.099896 | 0.099218 | 0.099015 | 0.099059 | 0.099362 | 0.099739 | 0.10032 | 0.10082
| Cool Roof_Com, E - Cool [Building w Oil Heat] | Large Office | Cooling | NC | 1 | 0.93833 | 0.90372 | 0.87456 | 0.82735 | 0.82156 | 0.82043 | 0.7985 | 0.79589 | 0.78609
| Cool Roof_Com, E - Cool [Building w Oil Heat] | Large Office | Cooling | RET | 0.1 | 0.097332 | 0.10196 | 0.10084 | 0.10032 | 0.10059 | 0.099455 | 0.10179 | 0.10273 | 0.10052
| Cool Roof_Com, O - Heat [Building w Oil Heat] | Large Office |  | NC | 1 | 0.93756 | 0.90356 | 0.86352 | 0.81845 | 0.7872 | 0.77324 | 0.7629 | 0.75353 | 0.74091
| Cool Roof_Com, O - Heat [Building w Oil Heat] | Large Office |  | RET | 0.1 | 0.098815 | 0.098374 | 0.09739 | 0.096516 | 0.095684 | 0.094967 | 0.094216 | 0.093466 | 0.092665
| Cool Roof_Com, E - Cool [Building w Propane Heat] | Large Office | Cooling | NC | 1 | 0.93833 | 0.90372 | 0.87456 | 0.82735 | 0.82156 | 0.82043 | 0.7985 | 0.79589 | 0.78609
| Cool Roof_Com, E - Cool [Building w Propane Heat] | Large Office | Cooling | RET | 0.1 | 0.097332 | 0.10196 | 0.10084 | 0.10032 | 0.10059 | 0.099455 | 0.10179 | 0.10273 | 0.10052
| Cool Roof_Com, P - Heat [Building w Propane Heat] | Large Office |  | NC | 1 | 0.93756 | 0.90356 | 0.86352 | 0.81845 | 0.7872 | 0.77324 | 0.7629 | 0.75353 | 0.74091
| Cool Roof_Com, P - Heat [Building w Propane Heat] | Large Office |  | RET | 0.1 | 0.098815 | 0.098374 | 0.09739 | 0.096516 | 0.095684 | 0.094967 | 0.094216 | 0.093466 | 0.092665
| GSHP_Com, E - Cool | Large Office | Cooling | RET | 0.1 | 0.087647 | 0.08268 | 0.073635 | 0.065966 | 0.059562 | 0.053031 | 0.048875 | 0.044419 | 0.039138
| GSHP_Com, E - Cool | Large Office | Cooling | REPL | 1 | 0.77865 | 0.71373 | 0.60504 | 0.5016 | 0.40235 | 0.29836 | 0.20358 | 0.10273 | 1.395e-16
| GSHP_Com, E - Heat | Large Office | Space Heating | RET | 0.1 | 0.087647 | 0.08268 | 0.073635 | 0.065966 | 0.059562 | 0.053031 | 0.048875 | 0.044419 | 0.039138
| GSHP_Com, E - Heat | Large Office | Space Heating | REPL | 1 | 0.77865 | 0.71373 | 0.60504 | 0.5016 | 0.40235 | 0.29836 | 0.20358 | 0.10273 | 1.395e-16
| Unitary HP_Com, E - Cool | Large Office | Cooling | NC | 1 | 0.93833 | 0.90372 | 0.87456 | 0.82735 | 0.82156 | 0.82043 | 0.7985 | 0.79589 | 0.78609
| Unitary HP_Com, E - Cool | Large Office | Cooling | RET | 0.1 | 0.092646 | 0.09238 | 0.086966 | 0.082352 | 0.078598 | 0.07397 | 0.083793 | 0.092335 | 0.09758
| Unitary HP_Com, E - Cool | Large Office | Cooling | REPL | 1 | 0.77865 | 0.71373 | 0.60504 | 0.5016 | 0.40235 | 0.29836 | 0.32088 | 0.33951 | 0.34751
| Unitary HP_Com, E - Heat | Large Office | Space Heating | NC | 1 | 0.93833 | 0.90372 | 0.87456 | 0.82735 | 0.82156 | 0.82043 | 0.7985 | 0.79589 | 0.78609
| Unitary HP_Com, E - Heat | Large Office | Space Heating | RET | 0.1 | 0.092646 | 0.09238 | 0.086966 | 0.082352 | 0.078598 | 0.07397 | 0.083793 | 0.092335 | 0.09758
| Unitary HP_Com, E - Heat | Large Office | Space Heating | REPL | 1 | 0.77865 | 0.71373 | 0.60504 | 0.5016 | 0.40235 | 0.29836 | 0.32088 | 0.33951 | 0.34751
| PTHP_Com, E - Cool | Large Office | Cooling | NC | 0 | 0 | 0 | 0 | 0 | 0 | 0 | 0 | 0 | 0
| PTHP_Com, E - Cool | Large Office | Cooling | RET | 0 | 0 | 0 | 0 | 0 | 0 | 0 | 0 | 0 | 0
| PTHP_Com, E - Cool | Large Office | Cooling | REPL | 0 | 0 | 0 | 0 | 0 | 0 | 0 | 0 | 0 | 0
| PTHP_Com, E - Heat | Large Office | Space Heating | NC | 0 | 0 | 0 | 0 | 0 | 0 | 0 | 0 | 0 | 0
| PTHP_Com, E - Heat | Large Office | Space Heating | RET | 0 | 0 | 0 | 0 | 0 | 0 | 0 | 0 | 0 | 0
| PTHP_Com, E - Heat | Large Office | Space Heating | REPL | 0 | 0 | 0 | 0 | 0 | 0 | 0 | 0 | 0 | 0
| Minisplit Ductless HP_Com, E - Cool | Large Office | Cooling | RET | 0.1 | 0.088491 | 0.084279 | 0.075782 | 0.068543 | 0.062484 | 0.056168 | 0.054338 | 0.051952 | 0.048264
| Minisplit Ductless HP_Com, E - Cool | Large Office | Cooling | REPL | 1 | 0.77865 | 0.71373 | 0.60504 | 0.5016 | 0.40235 | 0.29836 | 0.22432 | 0.14459 | 0.061433
| Minisplit Ductless HP_Com, E - Heat | Large Office | Space Heating | RET | 0.1 | 0.088491 | 0.084279 | 0.075782 | 0.068543 | 0.062484 | 0.056168 | 0.054338 | 0.051952 | 0.048264
| Minisplit Ductless HP_Com, E - Heat | Large Office | Space Heating | REPL | 1 | 0.77865 | 0.71373 | 0.60504 | 0.5016 | 0.40235 | 0.29836 | 0.22432 | 0.14459 | 0.061433
| Programmable TStat_Com, E - Cool [Building w Elec Heat] | Large Office | Cooling | NC | 0 | 0 | 0 | 0 | 0 | 0 | 0 | 0 | 0 | 0
| Programmable TStat_Com, E - Heat [Building w Elec Heat] | Large Office | Space Heating | NC | 0 | 0 | 0 | 0 | 0 | 0 | 0 | 0 | 0 | 0
| Programmable TStat_Com, E - Cool [Building w Gas Heat] | Large Office | Cooling | NC | 0 | 0 | 0 | 0 | 0 | 0 | 0 | 0 | 0 | 0
| Programmable TStat_Com, E - Cool [Building w Gas Heat] | Large Office | Cooling | RET | 0 | 0 | 0 | 0 | 0 | 0 | 0 | 0 | 0 | 0
| Programmable TStat_Com, G - Heat [Building w Gas Heat] | Large Office |  | NC | 0 | 0 | 0 | 0 | 0 | 0 | 0 | 0 | 0 | 0
| Programmable TStat_Com, G - Heat [Building w Gas Heat] | Large Office |  | RET | 0 | 0 | 0 | 0 | 0 | 0 | 0 | 0 | 0 | 0
| Programmable TStat_Com, E - Cool [Building w Propane Heat] | Large Office | Cooling | NC | 0 | 0 | 0 | 0 | 0 | 0 | 0 | 0 | 0 | 0
| Programmable TStat_Com, E - Cool [Building w Propane Heat] | Large Office | Cooling | RET | 0 | 0 | 0 | 0 | 0 | 0 | 0 | 0 | 0 | 0
| Programmable TStat_Com, P - Heat [Building w Propane Heat] | Large Office |  | NC | 0 | 0 | 0 | 0 | 0 | 0 | 0 | 0 | 0 | 0
| Programmable TStat_Com, P - Heat [Building w Propane Heat] | Large Office |  | RET | 0 | 0 | 0 | 0 | 0 | 0 | 0 | 0 | 0 | 0
| Programmable TStat_Com, E - Cool [Building w Oil Heat] | Large Office | Cooling | NC | 0 | 0 | 0 | 0 | 0 | 0 | 0 | 0 | 0 | 0
| Programmable TStat_Com, E - Cool [Building w Oil Heat] | Large Office | Cooling | RET | 0 | 0 | 0 | 0 | 0 | 0 | 0 | 0 | 0 | 0
| Programmable TStat_Com, O - Heat [Building w Oil Heat] | Large Office |  | NC | 0 | 0 | 0 | 0 | 0 | 0 | 0 | 0 | 0 | 0
| Programmable TStat_Com, O - Heat [Building w Oil Heat] | Large Office |  | RET | 0 | 0 | 0 | 0 | 0 | 0 | 0 | 0 | 0 | 0
| Smart TStat_Com, E - Cool [Building w Elec Heat] | Large Office | Cooling | NC | 1 | 0.93833 | 0.90372 | 0.87456 | 0.82735 | 0.82156 | 0.82043 | 0.7985 | 0.79589 | 0.78609
| Smart TStat_Com, E - Cool [Building w Elec Heat] | Large Office | Cooling | RET | 0.1 | 0.097332 | 0.10196 | 0.10084 | 0.10032 | 0.10059 | 0.099455 | 0.10179 | 0.10273 | 0.10052
| Smart TStat_Com, E - Heat [Building w Elec Heat] | Large Office | Space Heating | NC | 1 | 0.93833 | 0.90372 | 0.87456 | 0.82735 | 0.82156 | 0.82043 | 0.7985 | 0.79589 | 0.78609
| Smart TStat_Com, E - Heat [Building w Elec Heat] | Large Office | Space Heating | RET | 0.1 | 0.097332 | 0.10196 | 0.10084 | 0.10032 | 0.10059 | 0.099455 | 0.10179 | 0.10273 | 0.10052
| Smart TStat_Com, E - Cool [Building w Gas Heat] | Large Office | Cooling | NC | 1 | 0.93833 | 0.90372 | 0.87456 | 0.82735 | 0.82156 | 0.82043 | 0.7985 | 0.79589 | 0.78609
| Smart TStat_Com, E - Cool [Building w Gas Heat] | Large Office | Cooling | RET | 0.1 | 0.097332 | 0.10196 | 0.10084 | 0.10032 | 0.10059 | 0.099455 | 0.10179 | 0.10273 | 0.10052
| Smart TStat_Com, G - Heat [Building w Gas Heat] | Large Office |  | NC | 1 | 0.94759 | 0.91754 | 0.87973 | 0.83964 | 0.81496 | 0.80903 | 0.80762 | 0.8088 | 0.80611
| Smart TStat_Com, G - Heat [Building w Gas Heat] | Large Office |  | RET | 0.1 | 0.099873 | 0.099896 | 0.099218 | 0.099015 | 0.099059 | 0.099362 | 0.099739 | 0.10032 | 0.10082
| Smart TStat_Com, E - Cool [Building w Propane Heat] | Large Office | Cooling | NC | 1 | 0.93833 | 0.90372 | 0.87456 | 0.82735 | 0.82156 | 0.82043 | 0.7985 | 0.79589 | 0.78609
| Smart TStat_Com, E - Cool [Building w Propane Heat] | Large Office | Cooling | RET | 0.1 | 0.097332 | 0.10196 | 0.10084 | 0.10032 | 0.10059 | 0.099455 | 0.10179 | 0.10273 | 0.10052
| Smart TStat_Com, P - Heat [Building w Propane Heat] | Large Office |  | NC | 1 | 0.93756 | 0.90356 | 0.86352 | 0.81845 | 0.7872 | 0.77324 | 0.7629 | 0.75353 | 0.74091
| Smart TStat_Com, P - Heat [Building w Propane Heat] | Large Office |  | RET | 0.1 | 0.098815 | 0.098374 | 0.09739 | 0.096516 | 0.095684 | 0.094967 | 0.094216 | 0.093466 | 0.092665
| Smart TStat_Com, E - Cool [Building w Oil Heat] | Large Office | Cooling | NC | 1 | 0.93833 | 0.90372 | 0.87456 | 0.82735 | 0.82156 | 0.82043 | 0.7985 | 0.79589 | 0.78609
| Smart TStat_Com, E - Cool [Building w Oil Heat] | Large Office | Cooling | RET | 0.1 | 0.097332 | 0.10196 | 0.10084 | 0.10032 | 0.10059 | 0.099455 | 0.10179 | 0.10273 | 0.10052
| Smart TStat_Com, O - Heat [Building w Oil Heat] | Large Office |  | NC | 1 | 0.93756 | 0.90356 | 0.86352 | 0.81845 | 0.7872 | 0.77324 | 0.7629 | 0.75353 | 0.74091
| Smart TStat_Com, O - Heat [Building w Oil Heat] | Large Office |  | RET | 0.1 | 0.098815 | 0.098374 | 0.09739 | 0.096516 | 0.095684 | 0.094967 | 0.094216 | 0.093466 | 0.092665
| Boiler Blowdown Controls_Com, G - Heat | Large Office |  | RET | 0.1 | 0.099873 | 0.099896 | 0.099218 | 0.099015 | 0.099059 | 0.099362 | 0.099739 | 0.10032 | 0.10082
| Boiler Blowdown Controls_Com, O - Heat | Large Office |  | RET | 0.1 | 0.098815 | 0.098374 | 0.09739 | 0.096516 | 0.095684 | 0.094967 | 0.094216 | 0.093466 | 0.092665
| Boiler Blowdown Controls_Com, P - Heat | Large Office |  | RET | 0.1 | 0.098815 | 0.098374 | 0.09739 | 0.096516 | 0.095684 | 0.094967 | 0.094216 | 0.093466 | 0.092665
| Boiler Modifications_Com, G - Heat | Large Office |  | RET | 0.1 | 0.099873 | 0.099896 | 0.099218 | 0.099015 | 0.099059 | 0.099362 | 0.099739 | 0.10032 | 0.10082
| Boiler Modifications_Com, O - Heat | Large Office |  | RET | 0.1 | 0.098815 | 0.098374 | 0.09739 | 0.096516 | 0.095684 | 0.094967 | 0.094216 | 0.093466 | 0.092665
| Boiler Modifications_Com, P - Heat | Large Office |  | RET | 0.1 | 0.098815 | 0.098374 | 0.09739 | 0.096516 | 0.095684 | 0.094967 | 0.094216 | 0.093466 | 0.092665
| Boilers_Com, G - Heat | Large Office |  | NC | 1 | 0.94759 | 0.91754 | 0.87973 | 0.83964 | 0.81496 | 0.80903 | 0.80762 | 0.8088 | 0.80611
| Boilers_Com, G - Heat | Large Office |  | RET | 0.1 | 0.092555 | 0.085793 | 0.078967 | 0.073031 | 0.06771 | 0.062941 | 0.05855 | 0.054577 | 0.050829
| Boilers_Com, G - Heat | Large Office |  | REPL | 1 | 0.79898 | 0.69928 | 0.59531 | 0.49508 | 0.39624 | 0.29809 | 0.19948 | 0.10032 | 1.3992e-16
| Boilers_Com, O - Heat | Large Office |  | NC | 1 | 0.93756 | 0.90356 | 0.86352 | 0.81845 | 0.7872 | 0.77324 | 0.7629 | 0.75353 | 0.74091
| Boilers_Com, O - Heat | Large Office |  | RET | 0.1 | 0.090915 | 0.083274 | 0.07585 | 0.06916 | 0.063082 | 0.057604 | 0.05258 | 0.047991 | 0.043776
| Boilers_Com, O - Heat | Large Office |  | REPL | 1 | 0.79052 | 0.68862 | 0.58434 | 0.48258 | 0.38274 | 0.2849 | 0.18843 | 0.093466 | 1.286e-16
| Boilers_Com, P - Heat | Large Office |  | NC | 1 | 0.93756 | 0.90356 | 0.86352 | 0.81845 | 0.7872 | 0.77324 | 0.7629 | 0.75353 | 0.74091
| Boilers_Com, P - Heat | Large Office |  | RET | 0.1 | 0.091245 | 0.083879 | 0.076678 | 0.070169 | 0.064234 | 0.058869 | 0.053929 | 0.049401 | 0.045226
| Boilers_Com, P - Heat | Large Office |  | REPL | 1 | 0.79052 | 0.68862 | 0.58434 | 0.48258 | 0.38274 | 0.2849 | 0.18843 | 0.093466 | 1.286e-16
| Furnace_Com, G - Heat | Large Office |  | NC | 1 | 0.94759 | 0.91754 | 0.87973 | 0.83964 | 0.81496 | 0.80903 | 0.80762 | 0.8088 | 0.80611
| Furnace_Com, G - Heat | Large Office |  | RET | 0.1 | 0.093815 | 0.088145 | 0.082235 | 0.077089 | 0.072445 | 0.068259 | 0.064361 | 0.060811 | 0.057405
| Furnace_Com, G - Heat | Large Office |  | REPL | 1 | 0.79898 | 0.69928 | 0.59531 | 0.49508 | 0.39624 | 0.29809 | 0.19948 | 0.10032 | 1.3992e-16
| Furnace_Com, O - Heat | Large Office |  | NC | 1 | 0.93756 | 0.90356 | 0.86352 | 0.81845 | 0.7872 | 0.77324 | 0.7629 | 0.75353 | 0.74091
| Furnace_Com, O - Heat | Large Office |  | RET | 0.1 | 0.08992 | 0.081461 | 0.073386 | 0.066182 | 0.059705 | 0.053923 | 0.048681 | 0.043947 | 0.039648
| Furnace_Com, O - Heat | Large Office |  | REPL | 1 | 0.79052 | 0.68862 | 0.58434 | 0.48258 | 0.38274 | 0.2849 | 0.18843 | 0.093466 | 1.286e-16
| Furnace_Com, P - Heat | Large Office |  | NC | 1 | 0.93756 | 0.90356 | 0.86352 | 0.81845 | 0.7872 | 0.77324 | 0.7629 | 0.75353 | 0.74091
| Furnace_Com, P - Heat | Large Office |  | RET | 0.1 | 0.091371 | 0.08411 | 0.076995 | 0.070556 | 0.064678 | 0.059357 | 0.054451 | 0.049948 | 0.045789
| Furnace_Com, P - Heat | Large Office |  | REPL | 1 | 0.79052 | 0.68862 | 0.58434 | 0.48258 | 0.38274 | 0.2849 | 0.18843 | 0.093466 | 1.286e-16
| Unit Heater_Com, G - Heat | Large Office |  | NC | 1 | 0.94759 | 0.91754 | 0.87973 | 0.83964 | 0.81496 | 0.80903 | 0.80762 | 0.8088 | 0.80611
| Unit Heater_Com, G - Heat | Large Office |  | RET | 0.1 | 0.091973 | 0.084718 | 0.077486 | 0.071211 | 0.065608 | 0.060603 | 0.056021 | 0.056002 | 0.055959
| Unit Heater_Com, G - Heat | Large Office |  | REPL | 1 | 0.79898 | 0.69928 | 0.59531 | 0.49508 | 0.39624 | 0.29809 | 0.19948 | 0.14143 | 0.082627
| Unit Heater_Com, P - Heat | Large Office |  | NC | 1 | 0.93756 | 0.90356 | 0.86352 | 0.81845 | 0.7872 | 0.77324 | 0.7629 | 0.75353 | 0.74091
| Unit Heater_Com, P - Heat | Large Office |  | RET | 0.1 | 0.088934 | 0.079683 | 0.070997 | 0.063324 | 0.0565 | 0.050469 | 0.045063 | 0.040234 | 0.0359
| Unit Heater_Com, P - Heat | Large Office |  | REPL | 1 | 0.79052 | 0.68862 | 0.58434 | 0.48258 | 0.38274 | 0.2849 | 0.18843 | 0.093466 | 1.286e-16
| Energy Recovery Ventilator_Com, G - Heat | Large Office |  | NC | 0.8 | 0.75807 | 0.73403 | 0.70378 | 0.67171 | 0.65197 | 0.64722 | 0.6461 | 0.64704 | 0.64489
| Energy Recovery Ventilator_Com, G - Heat | Large Office |  | RET | 0.08 | 0.073107 | 0.066909 | 0.060806 | 0.055523 | 0.050827 | 0.046649 | 0.045505 | 0.044556 | 0.043659
| Energy Recovery Ventilator_Com, G - Heat | Large Office |  | REPL | 0.8 | 0.63919 | 0.55942 | 0.47625 | 0.39606 | 0.31699 | 0.23847 | 0.18618 | 0.13376 | 0.080656
| Energy Recovery Ventilator_Com, O - Heat | Large Office |  | NC | 0.8 | 0.75005 | 0.72285 | 0.69081 | 0.65476 | 0.62976 | 0.61859 | 0.61032 | 0.60282 | 0.59273
| Energy Recovery Ventilator_Com, O - Heat | Large Office |  | RET | 0.08 | 0.072333 | 0.065889 | 0.059685 | 0.054122 | 0.049095 | 0.044585 | 0.042985 | 0.041511 | 0.040128
| Energy Recovery Ventilator_Com, O - Heat | Large Office |  | REPL | 0.8 | 0.63242 | 0.5509 | 0.46747 | 0.38607 | 0.30619 | 0.22792 | 0.17587 | 0.12462 | 0.074132
| Energy Recovery Ventilator_Com, P - Heat | Large Office |  | NC | 0.8 | 0.75005 | 0.72285 | 0.69081 | 0.65476 | 0.62976 | 0.61859 | 0.61032 | 0.60282 | 0.59273
| Energy Recovery Ventilator_Com, P - Heat | Large Office |  | RET | 0.08 | 0.072333 | 0.065889 | 0.059685 | 0.054122 | 0.049095 | 0.044585 | 0.042985 | 0.041511 | 0.040128
| Energy Recovery Ventilator_Com, P - Heat | Large Office |  | REPL | 0.8 | 0.63242 | 0.5509 | 0.46747 | 0.38607 | 0.30619 | 0.22792 | 0.17587 | 0.12462 | 0.074132
| Forced Air Heating Maintenance_Com, G - Heat | Large Office |  | RET | 0.1 | 0.099873 | 0.099896 | 0.099218 | 0.099015 | 0.099059 | 0.099362 | 0.099739 | 0.10032 | 0.10082
| Forced Air Heating Maintenance_Com, O - Heat | Large Office |  | RET | 0.1 | 0.098815 | 0.098374 | 0.09739 | 0.096516 | 0.095684 | 0.094967 | 0.094216 | 0.093466 | 0.092665
| Forced Air Heating Maintenance_Com, P - Heat | Large Office |  | RET | 0.1 | 0.098815 | 0.098374 | 0.09739 | 0.096516 | 0.095684 | 0.094967 | 0.094216 | 0.093466 | 0.092665
| Infrared Heater_Com, G - Heat | Large Office |  | NC | 1 | 0.94759 | 0.91754 | 0.87973 | 0.83964 | 0.81496 | 0.80903 | 0.80762 | 0.8088 | 0.80611
| Infrared Heater_Com, G - Heat | Large Office |  | RET | 0.1 | 0.09901 | 0.098178 | 0.096669 | 0.095639 | 0.094855 | 0.094323 | 0.093864 | 0.10032 | 0.10082
| Infrared Heater_Com, G - Heat | Large Office |  | REPL | 1 | 0.79898 | 0.69928 | 0.59531 | 0.49508 | 0.39624 | 0.29809 | 0.19948 | 0.28004 | 0.36123
| Infrared Heater_Com, P - Heat | Large Office |  | NC | 1 | 0.93756 | 0.90356 | 0.86352 | 0.81845 | 0.7872 | 0.77324 | 0.7629 | 0.75353 | 0.74091
| Infrared Heater_Com, P - Heat | Large Office |  | RET | 0.1 | 0.097962 | 0.096682 | 0.094888 | 0.093225 | 0.091623 | 0.090151 | 0.088666 | 0.093466 | 0.092665
| Infrared Heater_Com, P - Heat | Large Office |  | REPL | 1 | 0.79052 | 0.68862 | 0.58434 | 0.48258 | 0.38274 | 0.2849 | 0.18843 | 0.26091 | 0.33201
| Steam Trap Maintenance_Com, G - Heat | Large Office |  | RET | 0.1 | 0.099873 | 0.099896 | 0.099218 | 0.099015 | 0.099059 | 0.099362 | 0.099739 | 0.10032 | 0.10082
| Steam Trap Maintenance_Com, O - Heat | Large Office |  | RET | 0.1 | 0.098815 | 0.098374 | 0.09739 | 0.096516 | 0.095684 | 0.094967 | 0.094216 | 0.093466 | 0.092665
| Windows_Com, E - Cool [Building w Elec Heat] | Large Office | Cooling | NC | 1 | 0.93833 | 0.90372 | 0.87456 | 0.82735 | 0.82156 | 0.82043 | 0.7985 | 0.79589 | 0.78609
| Windows_Com, E - Heat [Building w Elec Heat] | Large Office | Space Heating | NC | 1 | 0.93833 | 0.90372 | 0.87456 | 0.82735 | 0.82156 | 0.82043 | 0.7985 | 0.79589 | 0.78609
| Windows_Com, E - Cool [Building w Gas Heat] | Large Office | Cooling | NC | 1 | 0.93833 | 0.90372 | 0.87456 | 0.82735 | 0.82156 | 0.82043 | 0.7985 | 0.79589 | 0.78609
| Windows_Com, G - Heat [Building w Gas Heat] | Large Office |  | NC | 1 | 0.94759 | 0.91754 | 0.87973 | 0.83964 | 0.81496 | 0.80903 | 0.80762 | 0.8088 | 0.80611
| Windows_Com, E - Cool [Building w Oil Heat] | Large Office | Cooling | NC | 1 | 0.93833 | 0.90372 | 0.87456 | 0.82735 | 0.82156 | 0.82043 | 0.7985 | 0.79589 | 0.78609
| Windows_Com, O - Heat [Building w Oil Heat] | Large Office |  | NC | 1 | 0.93756 | 0.90356 | 0.86352 | 0.81845 | 0.7872 | 0.77324 | 0.7629 | 0.75353 | 0.74091
| Windows_Com, E - Cool [Building w Propane Heat] | Large Office | Cooling | NC | 1 | 0.93833 | 0.90372 | 0.87456 | 0.82735 | 0.82156 | 0.82043 | 0.7985 | 0.79589 | 0.78609
| Windows_Com, P - Heat [Building w Propane Heat] | Large Office |  | NC | 1 | 0.93756 | 0.90356 | 0.86352 | 0.81845 | 0.7872 | 0.77324 | 0.7629 | 0.75353 | 0.74091
| Window Film_Com, E - Cool [Building w Elec Heat] | Large Office | Cooling | RET | 0 | 0 | 0 | 0 | 0 | 0 | 0 | 0 | 0 | 0
| Window Film_Com, E - Heat [Building w Elec Heat] | Large Office | Space Heating | RET | 0 | 0 | 0 | 0 | 0 | 0 | 0 | 0 | 0 | 0
| Window Film_Com, E - Cool [Building w Gas Heat] | Large Office | Cooling | RET | 0 | 0 | 0 | 0 | 0 | 0 | 0 | 0 | 0 | 0
| Window Film_Com, G - Heat [Building w Gas Heat] | Large Office |  | RET | 0 | 0 | 0 | 0 | 0 | 0 | 0 | 0 | 0 | 0
| Window Film_Com, E - Cool [Building w Oil Heat] | Large Office | Cooling | RET | 0 | 0 | 0 | 0 | 0 | 0 | 0 | 0 | 0 | 0
| Window Film_Com, O - Heat [Building w Oil Heat] | Large Office |  | RET | 0 | 0 | 0 | 0 | 0 | 0 | 0 | 0 | 0 | 0
| Window Film_Com, E - Cool [Building w Propane Heat] | Large Office | Cooling | RET | 0 | 0 | 0 | 0 | 0 | 0 | 0 | 0 | 0 | 0
| Window Film_Com, P - Heat [Building w Propane Heat] | Large Office |  | RET | 0 | 0 | 0 | 0 | 0 | 0 | 0 | 0 | 0 | 0
| Motors and Fans_Com, E - Vent | Large Office | Ventilation | NC | 1 | 0.93833 | 0.90372 | 0.87456 | 0.82735 | 0.82156 | 0.82043 | 0.7985 | 0.79589 | 0.78609
| Motors and Fans_Com, E - Vent | Large Office | Ventilation | RET | 0.1 | 0.087696 | 0.082772 | 0.073758 | 0.066113 | 0.059727 | 0.053208 | 0.049292 | 0.045051 | 0.03994
| Motors and Fans_Com, E - Vent | Large Office | Ventilation | REPL | 1 | 0.77865 | 0.71373 | 0.60504 | 0.5016 | 0.40235 | 0.29836 | 0.20584 | 0.1073 | 0.0067012
| ECM Furnace Motors_Com, E - Vent | Large Office | Ventilation | RET | 0.1 | 0.097332 | 0.10196 | 0.10084 | 0.10032 | 0.10059 | 0.099455 | 0.10179 | 0.10273 | 0.10052
| VFD on HVAC System_Com, E - Vent | Large Office | Ventilation | RET | 0.1 | 0.097332 | 0.10196 | 0.10084 | 0.10032 | 0.10059 | 0.099455 | 0.10179 | 0.10273 | 0.10052
| Kitchen DCV_Com, E - Vent [Building w Elec Heat] | Large Office | Ventilation | NC | 1 | 0.93833 | 0.90372 | 0.87456 | 0.82735 | 0.82156 | 0.82043 | 0.7985 | 0.79589 | 0.78609
| Kitchen DCV_Com, E - Vent [Building w Elec Heat] | Large Office | Ventilation | RET | 0.1 | 0.08828 | 0.083878 | 0.075241 | 0.067892 | 0.061742 | 0.055369 | 0.052982 | 0.050097 | 0.046023
| Kitchen DCV_Com, E - Vent [Building w Elec Heat] | Large Office | Ventilation | REPL | 1 | 0.77865 | 0.71373 | 0.60504 | 0.5016 | 0.40235 | 0.29836 | 0.21941 | 0.13469 | 0.046908
| Kitchen DCV_Com, E - Heat [Building w Elec Heat] | Large Office | Space Heating | NC | 1 | 0.93833 | 0.90372 | 0.87456 | 0.82735 | 0.82156 | 0.82043 | 0.7985 | 0.79589 | 0.78609
| Kitchen DCV_Com, E - Heat [Building w Elec Heat] | Large Office | Space Heating | RET | 0.1 | 0.08828 | 0.083878 | 0.075241 | 0.067892 | 0.061742 | 0.055369 | 0.052982 | 0.050097 | 0.046023
| Kitchen DCV_Com, E - Heat [Building w Elec Heat] | Large Office | Space Heating | REPL | 1 | 0.77865 | 0.71373 | 0.60504 | 0.5016 | 0.40235 | 0.29836 | 0.21941 | 0.13469 | 0.046908
| Kitchen DCV_Com, E - Vent [Building w Gas Heat] | Large Office | Ventilation | NC | 1 | 0.93833 | 0.90372 | 0.87456 | 0.82735 | 0.82156 | 0.82043 | 0.7985 | 0.79589 | 0.78609
| Kitchen DCV_Com, E - Vent [Building w Gas Heat] | Large Office | Ventilation | RET | 0.1 | 0.08828 | 0.083878 | 0.075241 | 0.067892 | 0.061742 | 0.055369 | 0.052982 | 0.050097 | 0.046023
| Kitchen DCV_Com, E - Vent [Building w Gas Heat] | Large Office | Ventilation | REPL | 1 | 0.77865 | 0.71373 | 0.60504 | 0.5016 | 0.40235 | 0.29836 | 0.21941 | 0.13469 | 0.046908
| Kitchen DCV_Com, G - Heat [Building w Gas Heat] | Large Office |  | NC | 1 | 0.94759 | 0.91754 | 0.87973 | 0.83964 | 0.81496 | 0.80903 | 0.80762 | 0.8088 | 0.80611
| Kitchen DCV_Com, G - Heat [Building w Gas Heat] | Large Office |  | RET | 0.1 | 0.090585 | 0.08218 | 0.074031 | 0.067009 | 0.060804 | 0.055318 | 0.051915 | 0.048923 | 0.046161
| Kitchen DCV_Com, G - Heat [Building w Gas Heat] | Large Office |  | REPL | 1 | 0.79898 | 0.69928 | 0.59531 | 0.49508 | 0.39624 | 0.29809 | 0.21499 | 0.13153 | 0.047049
| Kitchen DCV_Com, E - Vent [Building w Oil Heat] | Large Office | Ventilation | NC | 1 | 0.93833 | 0.90372 | 0.87456 | 0.82735 | 0.82156 | 0.82043 | 0.7985 | 0.79589 | 0.78609
| Kitchen DCV_Com, E - Vent [Building w Oil Heat] | Large Office | Ventilation | RET | 0.1 | 0.08828 | 0.083878 | 0.075241 | 0.067892 | 0.061742 | 0.055369 | 0.052982 | 0.050097 | 0.046023
| Kitchen DCV_Com, E - Vent [Building w Oil Heat] | Large Office | Ventilation | REPL | 1 | 0.77865 | 0.71373 | 0.60504 | 0.5016 | 0.40235 | 0.29836 | 0.21941 | 0.13469 | 0.046908
| Kitchen DCV_Com, O - Heat [Building w Oil Heat] | Large Office |  | NC | 1 | 0.93756 | 0.90356 | 0.86352 | 0.81845 | 0.7872 | 0.77324 | 0.7629 | 0.75353 | 0.74091
| Kitchen DCV_Com, O - Heat [Building w Oil Heat] | Large Office |  | RET | 0.1 | 0.089625 | 0.080927 | 0.072666 | 0.065318 | 0.058732 | 0.052871 | 0.04904 | 0.045579 | 0.042427
| Kitchen DCV_Com, O - Heat [Building w Oil Heat] | Large Office |  | REPL | 1 | 0.79052 | 0.68862 | 0.58434 | 0.48258 | 0.38274 | 0.2849 | 0.20309 | 0.12254 | 0.043244
| Kitchen DCV_Com, E - Vent [Building w Oil Heat] | Large Office | Ventilation | NC | 1 | 0.93833 | 0.90372 | 0.87456 | 0.82735 | 0.82156 | 0.82043 | 0.7985 | 0.79589 | 0.78609
| Kitchen DCV_Com, E - Vent [Building w Oil Heat] | Large Office | Ventilation | RET | 0.1 | 0.08828 | 0.083878 | 0.075241 | 0.067892 | 0.061742 | 0.055369 | 0.052982 | 0.050097 | 0.046023
| Kitchen DCV_Com, E - Vent [Building w Oil Heat] | Large Office | Ventilation | REPL | 1 | 0.77865 | 0.71373 | 0.60504 | 0.5016 | 0.40235 | 0.29836 | 0.21941 | 0.13469 | 0.046908
| Kitchen DCV_Com, P - Heat [Building w Propane Heat] | Large Office |  | NC | 1 | 0.93756 | 0.90356 | 0.86352 | 0.81845 | 0.7872 | 0.77324 | 0.7629 | 0.75353 | 0.74091
| Kitchen DCV_Com, P - Heat [Building w Propane Heat] | Large Office |  | RET | 0.1 | 0.089625 | 0.080927 | 0.072666 | 0.065318 | 0.058732 | 0.052871 | 0.04904 | 0.045579 | 0.042427
| Kitchen DCV_Com, P - Heat [Building w Propane Heat] | Large Office |  | REPL | 1 | 0.79052 | 0.68862 | 0.58434 | 0.48258 | 0.38274 | 0.2849 | 0.20309 | 0.12254 | 0.043244
| Duct Sealing Regulated_Com, E - Vent [Building w Elec Heat] | Large Office | Ventilation | RET | 0.1 | 0.097332 | 0.10196 | 0.10084 | 0.10032 | 0.10059 | 0.099455 | 0.10179 | 0.10273 | 0.10052
| Duct Sealing Regulated_Com, E - Heat [Building w Elec Heat] | Large Office | Space Heating | RET | 0.1 | 0.097332 | 0.10196 | 0.10084 | 0.10032 | 0.10059 | 0.099455 | 0.10179 | 0.10273 | 0.10052
| Duct Sealing Regulated_Com, E - Cool [Building w Elec Heat] | Large Office | Cooling | RET | 0.1 | 0.097332 | 0.10196 | 0.10084 | 0.10032 | 0.10059 | 0.099455 | 0.10179 | 0.10273 | 0.10052
| Duct Sealing Regulated_Com, E - Vent [Building w Gas Heat] | Large Office | Ventilation | RET | 0.1 | 0.097332 | 0.10196 | 0.10084 | 0.10032 | 0.10059 | 0.099455 | 0.10179 | 0.10273 | 0.10052
| Duct Sealing Regulated_Com, G - Heat [Building w Gas Heat] | Large Office |  | RET | 0.1 | 0.099873 | 0.099896 | 0.099218 | 0.099015 | 0.099059 | 0.099362 | 0.099739 | 0.10032 | 0.10082
| Duct Sealing Regulated_Com, E - Cool [Building w Gas Heat] | Large Office | Cooling | RET | 0.1 | 0.097332 | 0.10196 | 0.10084 | 0.10032 | 0.10059 | 0.099455 | 0.10179 | 0.10273 | 0.10052
| Duct Sealing Non Regulated_Com, E - Vent [Building w Oil Heat] | Large Office | Ventilation | RET | 0.1 | 0.097332 | 0.10196 | 0.10084 | 0.10032 | 0.10059 | 0.099455 | 0.10179 | 0.10273 | 0.10052
| Duct Sealing Non Regulated_Com, O - Heat [Building w Oil Heat] | Large Office |  | RET | 0.1 | 0.098815 | 0.098374 | 0.09739 | 0.096516 | 0.095684 | 0.094967 | 0.094216 | 0.093466 | 0.092665
| Duct Sealing Non Regulated_Com, E - Cool [Building w Oil Heat] | Large Office | Cooling | RET | 0.1 | 0.097332 | 0.10196 | 0.10084 | 0.10032 | 0.10059 | 0.099455 | 0.10179 | 0.10273 | 0.10052
| Duct Sealing Non Regulated_Com, E - Vent [Building w Propane Heat] | Large Office | Ventilation | RET | 0.1 | 0.097332 | 0.10196 | 0.10084 | 0.10032 | 0.10059 | 0.099455 | 0.10179 | 0.10273 | 0.10052
| Duct Sealing Non Regulated_Com, P - Heat [Building w Propane Heat] | Large Office |  | RET | 0.1 | 0.098815 | 0.098374 | 0.09739 | 0.096516 | 0.095684 | 0.094967 | 0.094216 | 0.093466 | 0.092665
| Duct Sealing Non Regulated_Com, E - Cool [Building w Propane Heat] | Large Office | Cooling | RET | 0.1 | 0.097332 | 0.10196 | 0.10084 | 0.10032 | 0.10059 | 0.099455 | 0.10179 | 0.10273 | 0.10052
| Power Strip_Com, E - Plug [Tier 1] | Large Office | Plug Loads | NC | 0 | 0 | 0 | 0 | 0 | 0 | 0 | 0 | 0 | 0
| Power Strip_Com, E - Plug [Tier 1] | Large Office | Plug Loads | RET | 0 | 0 | 0 | 0 | 0 | 0 | 0 | 0 | 0 | 0
| Power Strip_Com, E - Plug [Tier 1] | Large Office | Plug Loads | REPL | 0 | 0 | 0 | 0 | 0 | 0 | 0 | 0 | 0 | 0
| Power Strip_Com, E - Plug [Tier 2] | Large Office | Plug Loads | NC | 1 | 0.93833 | 0.90372 | 0.87456 | 0.82735 | 0.82156 | 0.82043 | 0.7985 | 0.80393 | 0.80206
| Power Strip_Com, E - Plug [Tier 2] | Large Office | Plug Loads | RET | 0.1 | 0.08796 | 0.083271 | 0.074426 | 0.068466 | 0.063596 | 0.058364 | 0.055557 | 0.072045 | 0.084618
| Power Strip_Com, E - Plug [Tier 2] | Large Office | Plug Loads | REPL | 1 | 0.77865 | 0.71373 | 0.60504 | 0.51712 | 0.43349 | 0.34454 | 0.26659 | 0.38005 | 0.48047
| Computer Power Management_Com, E - Plug | Large Office | Plug Loads | RET | 0.1 | 0.097332 | 0.10196 | 0.10084 | 0.10032 | 0.10059 | 0.099455 | 0.10179 | 0.10273 | 0.10052
| Vending Machine Controls_Com, E - Plug [Non-Refrigerated] | Large Office | Plug Loads | RET | 0.1 | 0.097332 | 0.10196 | 0.10084 | 0.10032 | 0.10059 | 0.099455 | 0.10179 | 0.10273 | 0.10052
| Vending Machine Controls_Com, E - Plug [Refrigerated] | Large Office | Plug Loads | RET | 0.1 | 0.097332 | 0.10196 | 0.10084 | 0.10032 | 0.10059 | 0.099455 | 0.10179 | 0.10273 | 0.10052
| ES Refrigerator and Freezer_Com, E - Refr | Large Office | Refrigeration | NC | 1 | 0.93833 | 0.90372 | 0.87456 | 0.82735 | 0.82156 | 0.82043 | 0.7985 | 0.79589 | 0.78609
| ES Refrigerator and Freezer_Com, E - Refr | Large Office | Refrigeration | REPL | 1 | 0.97332 | 1.0196 | 1.0084 | 1.0032 | 1.0059 | 0.99455 | 1.0179 | 1.0273 | 1.0052
| Anti Sweat Heat Control_Com, E - Refr | Large Office | Refrigeration | NC | 1 | 0.93833 | 0.90372 | 0.87456 | 0.82735 | 0.82156 | 0.82043 | 0.7985 | 0.79589 | 0.78609
| Anti Sweat Heat Control_Com, E - Refr | Large Office | Refrigeration | RET | 0.1 | 0.097332 | 0.10196 | 0.10084 | 0.10032 | 0.10059 | 0.099455 | 0.10179 | 0.10273 | 0.10052
| Case Night Covers_Com, E - Refr | Large Office | Refrigeration | RET | 0.1 | 0.097332 | 0.10196 | 0.10084 | 0.10032 | 0.10059 | 0.099455 | 0.10179 | 0.10273 | 0.10052
| Loading Dock Pit Seals_Com, E - Refr | Large Office | Refrigeration | NC | 1 | 0.93833 | 0.90372 | 0.87456 | 0.82735 | 0.82156 | 0.82043 | 0.7985 | 0.79589 | 0.78609
| Loading Dock Pit Seals_Com, E - Refr | Large Office | Refrigeration | RET | 0.1 | 0.097332 | 0.10196 | 0.10084 | 0.10032 | 0.10059 | 0.099455 | 0.10179 | 0.10273 | 0.10052
| ECM Comp Cond Fan Motor_Com, E - Refr | Large Office | Refrigeration | NC | 1 | 0.93833 | 0.90372 | 0.87456 | 0.82735 | 0.82156 | 0.82043 | 0.7985 | 0.79589 | 0.78609
| ECM Comp Cond Fan Motor_Com, E - Refr | Large Office | Refrigeration | RET | 0.1 | 0.094236 | 0.095577 | 0.09152 | 0.088151 | 0.085575 | 0.081919 | 0.0966 | 0.10273 | 0.10052
| ECM Comp Cond Fan Motor_Com, E - Refr | Large Office | Refrigeration | REPL | 1 | 0.77865 | 0.71373 | 0.60504 | 0.5016 | 0.40235 | 0.29836 | 0.35782 | 0.41407 | 0.45695
| Evap Fan Motor Replacement_Com, E - Refr | Large Office | Refrigeration | NC | 1 | 0.93833 | 0.90372 | 0.87456 | 0.82735 | 0.82156 | 0.82043 | 0.7985 | 0.79589 | 0.78609
| Evap Fan Motor Replacement_Com, E - Refr | Large Office | Refrigeration | RET | 0.1 | 0.088171 | 0.083672 | 0.074964 | 0.067558 | 0.061364 | 0.054962 | 0.052289 | 0.049149 | 0.044878
| Evap Fan Motor Replacement_Com, E - Refr | Large Office | Refrigeration | REPL | 1 | 0.77865 | 0.71373 | 0.60504 | 0.5016 | 0.40235 | 0.29836 | 0.21689 | 0.1296 | 0.03943
| Evap Fan Speed Controls_Com, E - Refr | Large Office | Refrigeration | NC | 1 | 0.93833 | 0.90372 | 0.87456 | 0.82735 | 0.82156 | 0.82043 | 0.7985 | 0.79589 | 0.78609
| Evap Fan Speed Controls_Com, E - Refr | Large Office | Refrigeration | RET | 0.1 | 0.097332 | 0.10196 | 0.10084 | 0.10032 | 0.10059 | 0.099455 | 0.10179 | 0.10273 | 0.10052
| LowHeat NoHeat Doors_Com, E - Refr | Large Office | Refrigeration | NC | 1 | 0.93833 | 0.90372 | 0.87456 | 0.82735 | 0.82156 | 0.82043 | 0.7985 | 0.79589 | 0.78609
| LowHeat NoHeat Doors_Com, E - Refr | Large Office | Refrigeration | RET | 0.1 | 0.097332 | 0.10196 | 0.10084 | 0.10032 | 0.10059 | 0.099455 | 0.10179 | 0.10273 | 0.10052
| Refrigerated Vending Machine_Com, E - Refr | Large Office | Refrigeration | NC | 1 | 0.93833 | 0.90372 | 0.87456 | 0.82735 | 0.82156 | 0.82043 | 0.7985 | 0.79589 | 0.78609
| Refrigerated Vending Machine_Com, E - Refr | Large Office | Refrigeration | REPL | 1 | 0.97332 | 1.0196 | 1.0084 | 1.0032 | 1.0059 | 0.99455 | 1.0179 | 1.0273 | 1.0052
| Walk In Refrigeration_Com, E - Refr | Large Office | Refrigeration | NC | 0.7 | 0.65683 | 0.6326 | 0.61219 | 0.57915 | 0.57509 | 0.5743 | 0.55895 | 0.55712 | 0.55027
| Refrigeration Tune Up_Com, E - Refr | Large Office | Refrigeration | RET | 0.1 | 0.097332 | 0.10196 | 0.10084 | 0.10032 | 0.10059 | 0.099455 | 0.10179 | 0.10273 | 0.10052
| ES Ice Machine_Com, E - Refr | Large Office | Refrigeration | NC | 1 | 0.93833 | 0.90372 | 0.87456 | 0.82735 | 0.82156 | 0.82043 | 0.7985 | 0.79589 | 0.78609
| ES Ice Machine_Com, E - Refr | Large Office | Refrigeration | REPL | 1 | 0.97332 | 1.0196 | 1.0084 | 1.0032 | 1.0059 | 0.99455 | 1.0179 | 1.0273 | 1.0052
| Walk In Cooler Retroft_Com, E - Refr | Large Office | Refrigeration | RET | 0.07 | 0.068132 | 0.071373 | 0.070588 | 0.070224 | 0.070412 | 0.069618 | 0.071252 | 0.071911 | 0.070362
| Door Gasket Replacement_Com, E - Refr | Large Office | Refrigeration | RET | 0.1 | 0.097332 | 0.10196 | 0.10084 | 0.10032 | 0.10059 | 0.099455 | 0.10179 | 0.10273 | 0.10052
| EnergyStar Dehumidifier_Com, E - Appl | Large Office | Appliances | NC | 1 | 0.93833 | 0.90372 | 0.87456 | 0.82735 | 0.82156 | 0.82043 | 0.7985 | 0.79589 | 0.78609
| EnergyStar Dehumidifier_Com, E - Appl | Large Office | Appliances | REPL | 1 | 0.97332 | 1.0196 | 1.0084 | 1.0032 | 1.0059 | 0.99455 | 1.0179 | 1.0273 | 1.0052
| Clothes Washer Elec WH_Com, E - Appl [unit w/ elec dry - Washer] | Large Office | Appliances | NC | 1 | 0.93833 | 0.90372 | 0.87456 | 0.82735 | 0.82156 | 0.82043 | 0.80656 | 0.81205 | 0.81016
| Clothes Washer Elec WH_Com, E - Appl [unit w/ elec dry - Washer] | Large Office | Appliances | REPL | 1 | 0.97332 | 1.0196 | 1.0084 | 1.0032 | 1.0059 | 0.99455 | 1.0179 | 1.0273 | 1.0052
| Clothes Washer Elec WH_Com, E - Appl [unit w/ elec dry - Dryer] | Large Office | Appliances | NC | 1 | 0.93833 | 0.90372 | 0.87456 | 0.82735 | 0.82156 | 0.82043 | 0.80656 | 0.81205 | 0.81016
| Clothes Washer Elec WH_Com, E - Appl [unit w/ elec dry - Dryer] | Large Office | Appliances | REPL | 1 | 0.97332 | 1.0196 | 1.0084 | 1.0032 | 1.0059 | 0.99455 | 1.0179 | 1.0273 | 1.0052
| Clothes Washer Elec WH_Com, E - HWat [unit w/ elec dry - Water Heater] | Large Office | Water Heating | NC | 1 | 0.93833 | 0.90372 | 0.87456 | 0.82735 | 0.82156 | 0.82043 | 0.80656 | 0.81205 | 0.81016
| Clothes Washer Elec WH_Com, E - HWat [unit w/ elec dry - Water Heater] | Large Office | Water Heating | REPL | 1 | 0.97332 | 1.0196 | 1.0084 | 1.0032 | 1.0059 | 0.99455 | 1.0179 | 1.0273 | 1.0052
| Clothes Washer Elec WH_Com, E - Appl [unit w/ gas dry - Washer] | Large Office | Appliances | NC | 1 | 0.93833 | 0.90372 | 0.87456 | 0.82735 | 0.82156 | 0.82043 | 0.80656 | 0.81205 | 0.81016
| Clothes Washer Elec WH_Com, E - Appl [unit w/ gas dry - Washer] | Large Office | Appliances | REPL | 1 | 0.97332 | 1.0196 | 1.0084 | 1.0032 | 1.0059 | 0.99455 | 1.0179 | 1.0273 | 1.0052
| Clothes Washer Elec WH_Com, G - Oth [unit w/ gas dry - Dryer] | Large Office |  | NC | 1 | 0.94759 | 0.91754 | 0.87973 | 0.83964 | 0.81496 | 0.80903 | 0.81578 | 0.82522 | 0.83079
| Clothes Washer Elec WH_Com, G - Oth [unit w/ gas dry - Dryer] | Large Office |  | REPL | 1 | 0.99873 | 0.99896 | 0.99218 | 0.99015 | 0.99059 | 0.99362 | 0.99739 | 1.0032 | 1.0082
| Clothes Washer Elec WH_Com, E - HWat [unit w/ gas dry - Water Heater] | Large Office | Water Heating | NC | 1 | 0.93833 | 0.90372 | 0.87456 | 0.82735 | 0.82156 | 0.82043 | 0.80656 | 0.81205 | 0.81016
| Clothes Washer Elec WH_Com, E - HWat [unit w/ gas dry - Water Heater] | Large Office | Water Heating | REPL | 1 | 0.97332 | 1.0196 | 1.0084 | 1.0032 | 1.0059 | 0.99455 | 1.0179 | 1.0273 | 1.0052
| Clothes Washer Elec WH_Com, E - Appl [unit w/ propane dry - Washer] | Large Office | Appliances | NC | 1 | 0.93833 | 0.90372 | 0.87456 | 0.82735 | 0.82156 | 0.82043 | 0.80656 | 0.81205 | 0.81016
| Clothes Washer Elec WH_Com, E - Appl [unit w/ propane dry - Washer] | Large Office | Appliances | REPL | 1 | 0.97332 | 1.0196 | 1.0084 | 1.0032 | 1.0059 | 0.99455 | 1.0179 | 1.0273 | 1.0052
| Clothes Washer Elec WH_Com, P - Oth [unit w/ propane dry - Dryer] | Large Office |  | NC | 1 | 0.93756 | 0.90356 | 0.86352 | 0.81845 | 0.7872 | 0.77324 | 0.7706 | 0.76883 | 0.76359
| Clothes Washer Elec WH_Com, P - Oth [unit w/ propane dry - Dryer] | Large Office |  | REPL | 1 | 0.98815 | 0.98374 | 0.9739 | 0.96516 | 0.95684 | 0.94967 | 0.94216 | 0.93466 | 0.92665
| Clothes Washer Elec WH_Com, E - HWat [unit w/ propane dry - Water Heater] | Large Office | Water Heating | NC | 1 | 0.93833 | 0.90372 | 0.87456 | 0.82735 | 0.82156 | 0.82043 | 0.80656 | 0.81205 | 0.81016
| Clothes Washer Elec WH_Com, E - HWat [unit w/ propane dry - Water Heater] | Large Office | Water Heating | REPL | 1 | 0.97332 | 1.0196 | 1.0084 | 1.0032 | 1.0059 | 0.99455 | 1.0179 | 1.0273 | 1.0052
| Clothes Washer Gas WH_Com, E - Appl [unit w/ elec dry - Washer] | Large Office | Appliances | NC | 1 | 0.93833 | 0.90372 | 0.87456 | 0.82735 | 0.82156 | 0.82043 | 0.80656 | 0.81205 | 0.81016
| Clothes Washer Gas WH_Com, E - Appl [unit w/ elec dry - Washer] | Large Office | Appliances | REPL | 1 | 0.97332 | 1.0196 | 1.0084 | 1.0032 | 1.0059 | 0.99455 | 1.0179 | 1.0273 | 1.0052
| Clothes Washer Gas WH_Com, E - Appl [unit w/ elec dry - Dryer] | Large Office | Appliances | NC | 1 | 0.93833 | 0.90372 | 0.87456 | 0.82735 | 0.82156 | 0.82043 | 0.80656 | 0.81205 | 0.81016
| Clothes Washer Gas WH_Com, E - Appl [unit w/ elec dry - Dryer] | Large Office | Appliances | REPL | 1 | 0.97332 | 1.0196 | 1.0084 | 1.0032 | 1.0059 | 0.99455 | 1.0179 | 1.0273 | 1.0052
| Clothes Washer Gas WH_Com, G - HWat [unit w/ elec dry - Water Heater] | Large Office |  | NC | 1 | 0.94759 | 0.91754 | 0.87973 | 0.83964 | 0.81496 | 0.80903 | 0.81578 | 0.82522 | 0.83079
| Clothes Washer Gas WH_Com, G - HWat [unit w/ elec dry - Water Heater] | Large Office |  | REPL | 1 | 0.99873 | 0.99896 | 0.99218 | 0.99015 | 0.99059 | 0.99362 | 0.99739 | 1.0032 | 1.0082
| Clothes Washer Gas WH_Com, E - Appl [unit w/ gas dry - Washer] | Large Office | Appliances | NC | 1 | 0.93833 | 0.90372 | 0.87456 | 0.82735 | 0.82156 | 0.82043 | 0.80656 | 0.81205 | 0.81016
| Clothes Washer Gas WH_Com, E - Appl [unit w/ gas dry - Washer] | Large Office | Appliances | REPL | 1 | 0.97332 | 1.0196 | 1.0084 | 1.0032 | 1.0059 | 0.99455 | 1.0179 | 1.0273 | 1.0052
| Clothes Washer Gas WH_Com, G - Oth [unit w/ gas dry - Dryer] | Large Office |  | NC | 1 | 0.94759 | 0.91754 | 0.87973 | 0.83964 | 0.81496 | 0.80903 | 0.81578 | 0.82522 | 0.83079
| Clothes Washer Gas WH_Com, G - Oth [unit w/ gas dry - Dryer] | Large Office |  | REPL | 1 | 0.99873 | 0.99896 | 0.99218 | 0.99015 | 0.99059 | 0.99362 | 0.99739 | 1.0032 | 1.0082
| Clothes Washer Gas WH_Com, G - HWat [unit w/ gas dry - Water Heater] | Large Office |  | NC | 1 | 0.94759 | 0.91754 | 0.87973 | 0.83964 | 0.81496 | 0.80903 | 0.81578 | 0.82522 | 0.83079
| Clothes Washer Gas WH_Com, G - HWat [unit w/ gas dry - Water Heater] | Large Office |  | REPL | 1 | 0.99873 | 0.99896 | 0.99218 | 0.99015 | 0.99059 | 0.99362 | 0.99739 | 1.0032 | 1.0082
| Clothes Washer Gas WH_Com, E - Appl [unit w/ propane dry - Washer] | Large Office | Appliances | NC | 1 | 0.93833 | 0.90372 | 0.87456 | 0.82735 | 0.82156 | 0.82043 | 0.80656 | 0.81205 | 0.81016
| Clothes Washer Gas WH_Com, E - Appl [unit w/ propane dry - Washer] | Large Office | Appliances | REPL | 1 | 0.97332 | 1.0196 | 1.0084 | 1.0032 | 1.0059 | 0.99455 | 1.0179 | 1.0273 | 1.0052
| Clothes Washer Gas WH_Com, P - Oth [unit w/ propane dry - Dryer] | Large Office |  | NC | 1 | 0.93756 | 0.90356 | 0.86352 | 0.81845 | 0.7872 | 0.77324 | 0.7706 | 0.76883 | 0.76359
| Clothes Washer Gas WH_Com, P - Oth [unit w/ propane dry - Dryer] | Large Office |  | REPL | 1 | 0.98815 | 0.98374 | 0.9739 | 0.96516 | 0.95684 | 0.94967 | 0.94216 | 0.93466 | 0.92665
| Clothes Washer Gas WH_Com, G - HWat [unit w/ propane dry - Water Heater] | Large Office |  | NC | 1 | 0.94759 | 0.91754 | 0.87973 | 0.83964 | 0.81496 | 0.80903 | 0.81578 | 0.82522 | 0.83079
| Clothes Washer Gas WH_Com, G - HWat [unit w/ propane dry - Water Heater] | Large Office |  | REPL | 1 | 0.99873 | 0.99896 | 0.99218 | 0.99015 | 0.99059 | 0.99362 | 0.99739 | 1.0032 | 1.0082
| Clothes Washer Oil WH_Com, E - Appl [unit w/ elec dry - Washer] | Large Office | Appliances | NC | 1 | 0.93833 | 0.90372 | 0.87456 | 0.82735 | 0.82156 | 0.82043 | 0.80656 | 0.81205 | 0.81016
| Clothes Washer Oil WH_Com, E - Appl [unit w/ elec dry - Washer] | Large Office | Appliances | REPL | 1 | 0.97332 | 1.0196 | 1.0084 | 1.0032 | 1.0059 | 0.99455 | 1.0179 | 1.0273 | 1.0052
| Clothes Washer Oil WH_Com, E - Appl [unit w/ elec dry - Dryer] | Large Office | Appliances | NC | 1 | 0.93833 | 0.90372 | 0.87456 | 0.82735 | 0.82156 | 0.82043 | 0.80656 | 0.81205 | 0.81016
| Clothes Washer Oil WH_Com, E - Appl [unit w/ elec dry - Dryer] | Large Office | Appliances | REPL | 1 | 0.97332 | 1.0196 | 1.0084 | 1.0032 | 1.0059 | 0.99455 | 1.0179 | 1.0273 | 1.0052
| Clothes Washer Oil WH_Com, O - HWat [unit w/ elec dry - Water Heater] | Large Office |  | NC | 1 | 0.93756 | 0.90356 | 0.86352 | 0.81845 | 0.7872 | 0.77324 | 0.7706 | 0.76883 | 0.76359
| Clothes Washer Oil WH_Com, O - HWat [unit w/ elec dry - Water Heater] | Large Office |  | REPL | 1 | 0.98815 | 0.98374 | 0.9739 | 0.96516 | 0.95684 | 0.94967 | 0.94216 | 0.93466 | 0.92665
| Clothes Washer Oil WH_Com, E - Appl [unit w/ gas dry - Washer] | Large Office | Appliances | NC | 1 | 0.93833 | 0.90372 | 0.87456 | 0.82735 | 0.82156 | 0.82043 | 0.80656 | 0.81205 | 0.81016
| Clothes Washer Oil WH_Com, E - Appl [unit w/ gas dry - Washer] | Large Office | Appliances | REPL | 1 | 0.97332 | 1.0196 | 1.0084 | 1.0032 | 1.0059 | 0.99455 | 1.0179 | 1.0273 | 1.0052
| Clothes Washer Oil WH_Com, G - Oth [unit w/ gas dry - Dryer] | Large Office |  | NC | 1 | 0.94759 | 0.91754 | 0.87973 | 0.83964 | 0.81496 | 0.80903 | 0.81578 | 0.82522 | 0.83079
| Clothes Washer Oil WH_Com, G - Oth [unit w/ gas dry - Dryer] | Large Office |  | REPL | 1 | 0.99873 | 0.99896 | 0.99218 | 0.99015 | 0.99059 | 0.99362 | 0.99739 | 1.0032 | 1.0082
| Clothes Washer Oil WH_Com, O - HWat [unit w/ gas dry - Water Heater] | Large Office |  | NC | 1 | 0.93756 | 0.90356 | 0.86352 | 0.81845 | 0.7872 | 0.77324 | 0.7706 | 0.76883 | 0.76359
| Clothes Washer Oil WH_Com, O - HWat [unit w/ gas dry - Water Heater] | Large Office |  | REPL | 1 | 0.98815 | 0.98374 | 0.9739 | 0.96516 | 0.95684 | 0.94967 | 0.94216 | 0.93466 | 0.92665
| Clothes Washer Oil WH_Com, E - Appl [unit w/ propane dry - Washer] | Large Office | Appliances | NC | 1 | 0.93833 | 0.90372 | 0.87456 | 0.82735 | 0.82156 | 0.82043 | 0.80656 | 0.81205 | 0.81016
| Clothes Washer Oil WH_Com, E - Appl [unit w/ propane dry - Washer] | Large Office | Appliances | REPL | 1 | 0.97332 | 1.0196 | 1.0084 | 1.0032 | 1.0059 | 0.99455 | 1.0179 | 1.0273 | 1.0052
| Clothes Washer Oil WH_Com, P - Oth [unit w/ propane dry - Dryer] | Large Office |  | NC | 1 | 0.93756 | 0.90356 | 0.86352 | 0.81845 | 0.7872 | 0.77324 | 0.7706 | 0.76883 | 0.76359
| Clothes Washer Oil WH_Com, P - Oth [unit w/ propane dry - Dryer] | Large Office |  | REPL | 1 | 0.98815 | 0.98374 | 0.9739 | 0.96516 | 0.95684 | 0.94967 | 0.94216 | 0.93466 | 0.92665
| Clothes Washer Oil WH_Com, O - HWat [unit w/ propane dry - Water Heater] | Large Office |  | NC | 1 | 0.93756 | 0.90356 | 0.86352 | 0.81845 | 0.7872 | 0.77324 | 0.7706 | 0.76883 | 0.76359
| Clothes Washer Oil WH_Com, O - HWat [unit w/ propane dry - Water Heater] | Large Office |  | REPL | 1 | 0.98815 | 0.98374 | 0.9739 | 0.96516 | 0.95684 | 0.94967 | 0.94216 | 0.93466 | 0.92665
| Clothes Washer Propane WH_Com, E - Appl [unit w/ elec dry - Washer] | Large Office | Appliances | NC | 1 | 0.93833 | 0.90372 | 0.87456 | 0.82735 | 0.82156 | 0.82043 | 0.80656 | 0.81205 | 0.81016
| Clothes Washer Propane WH_Com, E - Appl [unit w/ elec dry - Washer] | Large Office | Appliances | REPL | 1 | 0.97332 | 1.0196 | 1.0084 | 1.0032 | 1.0059 | 0.99455 | 1.0179 | 1.0273 | 1.0052
| Clothes Washer Propane WH_Com, E - Appl [unit w/ elec dry - Dryer] | Large Office | Appliances | NC | 1 | 0.93833 | 0.90372 | 0.87456 | 0.82735 | 0.82156 | 0.82043 | 0.80656 | 0.81205 | 0.81016
| Clothes Washer Propane WH_Com, E - Appl [unit w/ elec dry - Dryer] | Large Office | Appliances | REPL | 1 | 0.97332 | 1.0196 | 1.0084 | 1.0032 | 1.0059 | 0.99455 | 1.0179 | 1.0273 | 1.0052
| Clothes Washer Propane WH_Com, P - HWat [unit w/ elec dry - Water Heater] | Large Office |  | NC | 1 | 0.93756 | 0.90356 | 0.86352 | 0.81845 | 0.7872 | 0.77324 | 0.7706 | 0.76883 | 0.76359
| Clothes Washer Propane WH_Com, P - HWat [unit w/ elec dry - Water Heater] | Large Office |  | REPL | 1 | 0.98815 | 0.98374 | 0.9739 | 0.96516 | 0.95684 | 0.94967 | 0.94216 | 0.93466 | 0.92665
| Clothes Washer Propane WH_Com, E - Appl [unit w/ gas dry - Washer] | Large Office | Appliances | NC | 1 | 0.93833 | 0.90372 | 0.87456 | 0.82735 | 0.82156 | 0.82043 | 0.80656 | 0.81205 | 0.81016
| Clothes Washer Propane WH_Com, E - Appl [unit w/ gas dry - Washer] | Large Office | Appliances | REPL | 1 | 0.97332 | 1.0196 | 1.0084 | 1.0032 | 1.0059 | 0.99455 | 1.0179 | 1.0273 | 1.0052
| Clothes Washer Propane WH_Com, G - Oth [unit w/ gas dry - Dryer] | Large Office |  | NC | 1 | 0.94759 | 0.91754 | 0.87973 | 0.83964 | 0.81496 | 0.80903 | 0.81578 | 0.82522 | 0.83079
| Clothes Washer Propane WH_Com, G - Oth [unit w/ gas dry - Dryer] | Large Office |  | REPL | 1 | 0.99873 | 0.99896 | 0.99218 | 0.99015 | 0.99059 | 0.99362 | 0.99739 | 1.0032 | 1.0082
| Clothes Washer Propane WH_Com, P - HWat [unit w/ gas dry - Water Heater] | Large Office |  | NC | 1 | 0.93756 | 0.90356 | 0.86352 | 0.81845 | 0.7872 | 0.77324 | 0.7706 | 0.76883 | 0.76359
| Clothes Washer Propane WH_Com, P - HWat [unit w/ gas dry - Water Heater] | Large Office |  | REPL | 1 | 0.98815 | 0.98374 | 0.9739 | 0.96516 | 0.95684 | 0.94967 | 0.94216 | 0.93466 | 0.92665
| Clothes Washer Propane WH_Com, E - Appl [unit w/ propane dry - Washer] | Large Office | Appliances | NC | 1 | 0.93833 | 0.90372 | 0.87456 | 0.82735 | 0.82156 | 0.82043 | 0.80656 | 0.81205 | 0.81016
| Clothes Washer Propane WH_Com, E - Appl [unit w/ propane dry - Washer] | Large Office | Appliances | REPL | 1 | 0.97332 | 1.0196 | 1.0084 | 1.0032 | 1.0059 | 0.99455 | 1.0179 | 1.0273 | 1.0052
| Clothes Washer Propane WH_Com, P - Oth [unit w/ propane dry - Dryer] | Large Office |  | NC | 1 | 0.93756 | 0.90356 | 0.86352 | 0.81845 | 0.7872 | 0.77324 | 0.7706 | 0.76883 | 0.76359
| Clothes Washer Propane WH_Com, P - Oth [unit w/ propane dry - Dryer] | Large Office |  | REPL | 1 | 0.98815 | 0.98374 | 0.9739 | 0.96516 | 0.95684 | 0.94967 | 0.94216 | 0.93466 | 0.92665
| Clothes Washer Propane WH_Com, P - HWat [unit w/ propane dry - Water Heater] | Large Office |  | NC | 1 | 0.93756 | 0.90356 | 0.86352 | 0.81845 | 0.7872 | 0.77324 | 0.7706 | 0.76883 | 0.76359
| Clothes Washer Propane WH_Com, P - HWat [unit w/ propane dry - Water Heater] | Large Office |  | REPL | 1 | 0.98815 | 0.98374 | 0.9739 | 0.96516 | 0.95684 | 0.94967 | 0.94216 | 0.93466 | 0.92665
| Dishwasher_Com, E - Appl [Building w elec WH] | Large Office | Appliances | NC | 1 | 0.93833 | 0.90372 | 0.87456 | 0.82735 | 0.82156 | 0.82043 | 0.7985 | 0.79589 | 0.78609
| Dishwasher_Com, E - Appl [Building w elec WH] | Large Office | Appliances | REPL | 1 | 0.97332 | 1.0196 | 1.0084 | 1.0032 | 1.0059 | 0.99455 | 1.0179 | 1.0273 | 1.0052
| Dishwasher_Com, E - HWat [Building w elec WH] | Large Office | Water Heating | NC | 1 | 0.93833 | 0.90372 | 0.87456 | 0.82735 | 0.82156 | 0.82043 | 0.7985 | 0.79589 | 0.78609
| Dishwasher_Com, E - HWat [Building w elec WH] | Large Office | Water Heating | REPL | 1 | 0.97332 | 1.0196 | 1.0084 | 1.0032 | 1.0059 | 0.99455 | 1.0179 | 1.0273 | 1.0052
| Dishwasher_Com, E - Appl [Building w gas WH] | Large Office | Appliances | NC | 1 | 0.93833 | 0.90372 | 0.87456 | 0.82735 | 0.82156 | 0.82043 | 0.7985 | 0.79589 | 0.78609
| Dishwasher_Com, E - Appl [Building w gas WH] | Large Office | Appliances | REPL | 1 | 0.97332 | 1.0196 | 1.0084 | 1.0032 | 1.0059 | 0.99455 | 1.0179 | 1.0273 | 1.0052
| Dishwasher_Com, G - HWat [Building w gas WH] | Large Office |  | NC | 1 | 0.94759 | 0.91754 | 0.87973 | 0.83964 | 0.81496 | 0.80903 | 0.80762 | 0.8088 | 0.80611
| Dishwasher_Com, G - HWat [Building w gas WH] | Large Office |  | REPL | 1 | 0.99873 | 0.99896 | 0.99218 | 0.99015 | 0.99059 | 0.99362 | 0.99739 | 1.0032 | 1.0082
| Dishwasher_Com, E - Appl [Building w oil WH] | Large Office | Appliances | NC | 1 | 0.93833 | 0.90372 | 0.87456 | 0.82735 | 0.82156 | 0.82043 | 0.7985 | 0.79589 | 0.78609
| Dishwasher_Com, E - Appl [Building w oil WH] | Large Office | Appliances | REPL | 1 | 0.97332 | 1.0196 | 1.0084 | 1.0032 | 1.0059 | 0.99455 | 1.0179 | 1.0273 | 1.0052
| Dishwasher_Com, O - HWat [Building w oil WH] | Large Office |  | NC | 1 | 0.93756 | 0.90356 | 0.86352 | 0.81845 | 0.7872 | 0.77324 | 0.7629 | 0.75353 | 0.74091
| Dishwasher_Com, O - HWat [Building w oil WH] | Large Office |  | REPL | 1 | 0.98815 | 0.98374 | 0.9739 | 0.96516 | 0.95684 | 0.94967 | 0.94216 | 0.93466 | 0.92665
| Dishwasher_Com, E - Appl [Building w propane WH] | Large Office | Appliances | NC | 1 | 0.93833 | 0.90372 | 0.87456 | 0.82735 | 0.82156 | 0.82043 | 0.7985 | 0.79589 | 0.78609
| Dishwasher_Com, E - Appl [Building w propane WH] | Large Office | Appliances | REPL | 1 | 0.97332 | 1.0196 | 1.0084 | 1.0032 | 1.0059 | 0.99455 | 1.0179 | 1.0273 | 1.0052
| Dishwasher_Com, P - HWat [Building w propane WH] | Large Office |  | NC | 1 | 0.93756 | 0.90356 | 0.86352 | 0.81845 | 0.7872 | 0.77324 | 0.7629 | 0.75353 | 0.74091
| Dishwasher_Com, P - HWat [Building w propane WH] | Large Office |  | REPL | 1 | 0.98815 | 0.98374 | 0.9739 | 0.96516 | 0.95684 | 0.94967 | 0.94216 | 0.93466 | 0.92665
| Faucet Aerator_Com, E - HWat | Large Office | Water Heating | RET | 0.1 | 0.097332 | 0.10196 | 0.10084 | 0.10032 | 0.10059 | 0.099455 | 0.10179 | 0.10273 | 0.10052
| Faucet Aerator_Com, G - HWat | Large Office |  | RET | 0.1 | 0.099873 | 0.099896 | 0.099218 | 0.099015 | 0.099059 | 0.099362 | 0.099739 | 0.10032 | 0.10082
| Faucet Aerator_Com, O - HWat | Large Office |  | RET | 0.1 | 0.098815 | 0.098374 | 0.09739 | 0.096516 | 0.095684 | 0.094967 | 0.094216 | 0.093466 | 0.092665
| Faucet Aerator_Com, P - HWat | Large Office |  | RET | 0.1 | 0.098815 | 0.098374 | 0.09739 | 0.096516 | 0.095684 | 0.094967 | 0.094216 | 0.093466 | 0.092665
| Pre Rinse Sprayers_Com, E - HWat | Large Office | Water Heating | RET | 0.1 | 0.097332 | 0.10196 | 0.10084 | 0.10032 | 0.10059 | 0.099455 | 0.10179 | 0.10273 | 0.10052
| Pre Rinse Sprayers_Com, G - HWat | Large Office |  | RET | 0.1 | 0.099873 | 0.099896 | 0.099218 | 0.099015 | 0.099059 | 0.099362 | 0.099739 | 0.10032 | 0.10082
| Pre Rinse Sprayers_Com, O - HWat | Large Office |  | RET | 0.1 | 0.098815 | 0.098374 | 0.09739 | 0.096516 | 0.095684 | 0.094967 | 0.094216 | 0.093466 | 0.092665
| Pre Rinse Sprayers_Com, P - HWat | Large Office |  | RET | 0.1 | 0.098815 | 0.098374 | 0.09739 | 0.096516 | 0.095684 | 0.094967 | 0.094216 | 0.093466 | 0.092665
| Heat Pump Water Heater_Com, E - HWat | Large Office | Water Heating | NC | 0.9 | 0.8445 | 0.81335 | 0.7871 | 0.74462 | 0.73941 | 0.73839 | 0.71865 | 0.7163 | 0.70748
| Heat Pump Water Heater_Com, E - HWat | Large Office | Water Heating | RET | 0.09 | 0.079102 | 0.074826 | 0.066825 | 0.060032 | 0.055259 | 0.050231 | 0.04734 | 0.044068 | 0.039841
| Heat Pump Water Heater_Com, E - HWat | Large Office | Water Heating | REPL | 0.9 | 0.70079 | 0.64235 | 0.54454 | 0.45144 | 0.37117 | 0.28643 | 0.2107 | 0.12944 | 0.045233
| FF Storage Water Heater_Com, G - HWat | Large Office |  | NC | 1 | 0.94759 | 0.91754 | 0.87973 | 0.83964 | 0.81496 | 0.80903 | 0.80762 | 0.8088 | 0.80611
| FF Storage Water Heater_Com, G - HWat | Large Office |  | RET | 0.1 | 0.093051 | 0.086716 | 0.080245 | 0.074611 | 0.069546 | 0.064994 | 0.06781 | 0.070615 | 0.07322
| FF Storage Water Heater_Com, G - HWat | Large Office |  | REPL | 1 | 0.79898 | 0.69928 | 0.59531 | 0.49508 | 0.39624 | 0.29809 | 0.26974 | 0.24166 | 0.21306
| FF Storage Water Heater_Com, O - HWat | Large Office |  | NC | 1 | 0.93756 | 0.90356 | 0.86352 | 0.81845 | 0.7872 | 0.77324 | 0.7629 | 0.75353 | 0.74091
| FF Storage Water Heater_Com, O - HWat | Large Office |  | RET | 0.1 | 0.092066 | 0.085395 | 0.078766 | 0.072728 | 0.067176 | 0.062119 | 0.064055 | 0.065789 | 0.067297
| FF Storage Water Heater_Com, O - HWat | Large Office |  | REPL | 1 | 0.79052 | 0.68862 | 0.58434 | 0.48258 | 0.38274 | 0.2849 | 0.2548 | 0.22514 | 0.19582
| FF Storage Water Heater_Com, P - HWat | Large Office |  | NC | 1 | 0.93756 | 0.90356 | 0.86352 | 0.81845 | 0.7872 | 0.77324 | 0.7629 | 0.75353 | 0.74091
| FF Storage Water Heater_Com, P - HWat | Large Office |  | RET | 0.1 | 0.092066 | 0.085395 | 0.078766 | 0.072728 | 0.067176 | 0.062119 | 0.064055 | 0.065789 | 0.067297
| FF Storage Water Heater_Com, P - HWat | Large Office |  | REPL | 1 | 0.79052 | 0.68862 | 0.58434 | 0.48258 | 0.38274 | 0.2849 | 0.2548 | 0.22514 | 0.19582
| FF Instantaneous Water Heater_Com, G - HWat | Large Office |  | NC | 1 | 0.94759 | 0.91754 | 0.87973 | 0.83964 | 0.81496 | 0.80903 | 0.80762 | 0.8088 | 0.80611
| FF Instantaneous Water Heater_Com, G - HWat | Large Office |  | RET | 0.1 | 0.093051 | 0.086716 | 0.080245 | 0.074611 | 0.069546 | 0.064994 | 0.060785 | 0.056964 | 0.053336
| FF Instantaneous Water Heater_Com, G - HWat | Large Office |  | REPL | 1 | 0.79898 | 0.69928 | 0.59531 | 0.49508 | 0.39624 | 0.29809 | 0.19948 | 0.10032 | 1.3992e-16
| FF Instantaneous Water Heater_Com, O - HWat | Large Office |  | NC | 1 | 0.93756 | 0.90356 | 0.86352 | 0.81845 | 0.7872 | 0.77324 | 0.7629 | 0.75353 | 0.74091
| FF Instantaneous Water Heater_Com, O - HWat | Large Office |  | RET | 0.1 | 0.092066 | 0.085395 | 0.078766 | 0.072728 | 0.067176 | 0.062119 | 0.057418 | 0.053071 | 0.049022
| FF Instantaneous Water Heater_Com, O - HWat | Large Office |  | REPL | 1 | 0.79052 | 0.68862 | 0.58434 | 0.48258 | 0.38274 | 0.2849 | 0.18843 | 0.093466 | 1.286e-16
| FF Instantaneous Water Heater_Com, P - HWat | Large Office |  | NC | 1 | 0.93756 | 0.90356 | 0.86352 | 0.81845 | 0.7872 | 0.77324 | 0.7629 | 0.75353 | 0.74091
| FF Instantaneous Water Heater_Com, P - HWat | Large Office |  | RET | 0.1 | 0.092066 | 0.085395 | 0.078766 | 0.072728 | 0.067176 | 0.062119 | 0.057418 | 0.053071 | 0.049022
| FF Instantaneous Water Heater_Com, P - HWat | Large Office |  | REPL | 1 | 0.79052 | 0.68862 | 0.58434 | 0.48258 | 0.38274 | 0.2849 | 0.18843 | 0.093466 | 1.286e-16
| Clothes Dryer_Com, E - Appl | Large Office | Appliances | NC | 1 | 0.93833 | 0.90372 | 0.87456 | 0.82735 | 0.82156 | 0.82043 | 0.7985 | 0.79589 | 0.78609
| Clothes Dryer_Com, E - Appl | Large Office | Appliances | RET | 0.1 | 0.08807 | 0.08348 | 0.074706 | 0.067249 | 0.061013 | 0.054585 | 0.051725 | 0.048421 | 0.044029
| Clothes Dryer_Com, E - Appl | Large Office | Appliances | REPL | 1 | 0.77865 | 0.71373 | 0.60504 | 0.5016 | 0.40235 | 0.29836 | 0.21532 | 0.12643 | 0.03479
| Clothes Dryer_Com, G - Oth | Large Office |  | NC | 1 | 0.94759 | 0.91754 | 0.87973 | 0.83964 | 0.81496 | 0.80903 | 0.80762 | 0.8088 | 0.80611
| Clothes Dryer_Com, G - Oth | Large Office |  | RET | 0.1 | 0.090369 | 0.08179 | 0.073504 | 0.066374 | 0.060085 | 0.054534 | 0.050683 | 0.047286 | 0.044161
| Clothes Dryer_Com, G - Oth | Large Office |  | REPL | 1 | 0.79898 | 0.69928 | 0.59531 | 0.49508 | 0.39624 | 0.29809 | 0.21099 | 0.12347 | 0.034894
| Clothes Dryer_Com, P - Oth | Large Office |  | NC | 1 | 0.93756 | 0.90356 | 0.86352 | 0.81845 | 0.7872 | 0.77324 | 0.7629 | 0.75353 | 0.74091
| Clothes Dryer_Com, P - Oth | Large Office |  | RET | 0.1 | 0.089412 | 0.080543 | 0.07215 | 0.064699 | 0.058038 | 0.052122 | 0.047876 | 0.044054 | 0.040589
| Clothes Dryer_Com, P - Oth | Large Office |  | REPL | 1 | 0.79052 | 0.68862 | 0.58434 | 0.48258 | 0.38274 | 0.2849 | 0.1993 | 0.11503 | 0.032072
| Pnemautic to DDC_Com, E - TotE [Building w Elec Heat] | Large Office | Total Electric | RET | 0.1 | 0.097332 | 0.10196 | 0.10084 | 0.10032 | 0.10059 | 0.099455 | 0.10179 | 0.10273 | 0.10052
| Pnemautic to DDC_Com, E - TotE [Building w Gas Heat] | Large Office | Total Electric | RET | 0.1 | 0.097332 | 0.10196 | 0.10084 | 0.10032 | 0.10059 | 0.099455 | 0.10179 | 0.10273 | 0.10052
| Pnemautic to DDC_Com, G - TotF [Building w Gas Heat] | Large Office |  | RET | 0.1 | 0.099873 | 0.099896 | 0.099218 | 0.099015 | 0.099059 | 0.099362 | 0.099739 | 0.10032 | 0.10082
| Pnemautic to DDC_Com, E - TotE [Building w Oil Heat] | Large Office | Total Electric | RET | 0.1 | 0.097332 | 0.10196 | 0.10084 | 0.10032 | 0.10059 | 0.099455 | 0.10179 | 0.10273 | 0.10052
| Pnemautic to DDC_Com, O - TotF [Building w Oil Heat] | Large Office |  | RET | 0.1 | 0.098815 | 0.098374 | 0.09739 | 0.096516 | 0.095684 | 0.094967 | 0.094216 | 0.093466 | 0.092665
| Pnemautic to DDC_Com, E - TotE [Building w Propane Heat] | Large Office | Total Electric | RET | 0.1 | 0.097332 | 0.10196 | 0.10084 | 0.10032 | 0.10059 | 0.099455 | 0.10179 | 0.10273 | 0.10052
| Pnemautic to DDC_Com, P - TotF [Building w Propane Heat] | Large Office |  | RET | 0.1 | 0.098815 | 0.098374 | 0.09739 | 0.096516 | 0.095684 | 0.094967 | 0.094216 | 0.093466 | 0.092665
| Data Center_Com, E - TotE [Building w Elec Heat] | Large Office | Total Electric | NC | 1 | 0.93833 | 0.90372 | 0.87456 | 0.82735 | 0.82156 | 0.82043 | 0.7985 | 0.79589 | 0.78609
| Data Center_Com, E - TotE [Building w Elec Heat] | Large Office | Total Electric | RET | 0.1 | 0.097332 | 0.10196 | 0.10084 | 0.10032 | 0.10059 | 0.099455 | 0.10179 | 0.10273 | 0.10052
| Data Center_Com, E - TotE [Building w Gas Heat] | Large Office | Total Electric | NC | 1 | 0.93833 | 0.90372 | 0.87456 | 0.82735 | 0.82156 | 0.82043 | 0.7985 | 0.79589 | 0.78609
| Data Center_Com, E - TotE [Building w Gas Heat] | Large Office | Total Electric | RET | 0.1 | 0.097332 | 0.10196 | 0.10084 | 0.10032 | 0.10059 | 0.099455 | 0.10179 | 0.10273 | 0.10052
| Data Center_Com, G - TotF [Building w Gas Heat] | Large Office |  | NC | 1 | 0.94759 | 0.91754 | 0.87973 | 0.83964 | 0.81496 | 0.80903 | 0.80762 | 0.8088 | 0.80611
| Data Center_Com, G - TotF [Building w Gas Heat] | Large Office |  | RET | 0.1 | 0.099873 | 0.099896 | 0.099218 | 0.099015 | 0.099059 | 0.099362 | 0.099739 | 0.10032 | 0.10082
| Data Center_Com, E - TotE [Building w Oil Heat] | Large Office | Total Electric | NC | 1 | 0.93833 | 0.90372 | 0.87456 | 0.82735 | 0.82156 | 0.82043 | 0.7985 | 0.79589 | 0.78609
| Data Center_Com, E - TotE [Building w Oil Heat] | Large Office | Total Electric | RET | 0.1 | 0.097332 | 0.10196 | 0.10084 | 0.10032 | 0.10059 | 0.099455 | 0.10179 | 0.10273 | 0.10052
| Data Center_Com, O - TotF [Building w Oil Heat] | Large Office |  | NC | 1 | 0.93756 | 0.90356 | 0.86352 | 0.81845 | 0.7872 | 0.77324 | 0.7629 | 0.75353 | 0.74091
| Data Center_Com, O - TotF [Building w Oil Heat] | Large Office |  | RET | 0.1 | 0.098815 | 0.098374 | 0.09739 | 0.096516 | 0.095684 | 0.094967 | 0.094216 | 0.093466 | 0.092665
| Data Center_Com, E - TotE [Building w Propane Heat] | Large Office | Total Electric | NC | 1 | 0.93833 | 0.90372 | 0.87456 | 0.82735 | 0.82156 | 0.82043 | 0.7985 | 0.79589 | 0.78609
| Data Center_Com, E - TotE [Building w Propane Heat] | Large Office | Total Electric | RET | 0.1 | 0.097332 | 0.10196 | 0.10084 | 0.10032 | 0.10059 | 0.099455 | 0.10179 | 0.10273 | 0.10052
| Data Center_Com, P - TotF [Building w Propane Heat] | Large Office |  | NC | 1 | 0.93756 | 0.90356 | 0.86352 | 0.81845 | 0.7872 | 0.77324 | 0.7629 | 0.75353 | 0.74091
| Data Center_Com, P - TotF [Building w Propane Heat] | Large Office |  | RET | 0.1 | 0.098815 | 0.098374 | 0.09739 | 0.096516 | 0.095684 | 0.094967 | 0.094216 | 0.093466 | 0.092665
| RCx_Com, E - TotE [Building w Elec Heat] | Large Office | Total Electric | RET | 0.05 | 0.048666 | 0.05098 | 0.05042 | 0.05016 | 0.050294 | 0.049727 | 0.050895 | 0.051365 | 0.050259
| RCx_Com, E - TotE [Building w Gas Heat] | Large Office | Total Electric | RET | 0.05 | 0.048666 | 0.05098 | 0.05042 | 0.05016 | 0.050294 | 0.049727 | 0.050895 | 0.051365 | 0.050259
| RCx_Com, G - TotF [Building w Gas Heat] | Large Office |  | RET | 0.05 | 0.049936 | 0.049948 | 0.049609 | 0.049508 | 0.04953 | 0.049681 | 0.04987 | 0.050161 | 0.05041
| RCx_Com, E - TotE [Building w Oil Heat] | Large Office | Total Electric | RET | 0.05 | 0.048666 | 0.05098 | 0.05042 | 0.05016 | 0.050294 | 0.049727 | 0.050895 | 0.051365 | 0.050259
| RCx_Com, O - TotF [Building w Oil Heat] | Large Office |  | RET | 0.05 | 0.049408 | 0.049187 | 0.048695 | 0.048258 | 0.047842 | 0.047483 | 0.047108 | 0.046733 | 0.046332
| RCx_Com, E - TotE [Building w Propane Heat] | Large Office | Total Electric | RET | 0.05 | 0.048666 | 0.05098 | 0.05042 | 0.05016 | 0.050294 | 0.049727 | 0.050895 | 0.051365 | 0.050259
| RCx_Com, P - TotF [Building w Propane Heat] | Large Office |  | RET | 0.05 | 0.049408 | 0.049187 | 0.048695 | 0.048258 | 0.047842 | 0.047483 | 0.047108 | 0.046733 | 0.046332
| Commissioning_Com, E - TotE [Building w Elec Heat] | Large Office | Total Electric | NC | 0 | 0 | 0 | 0 | 0 | 0 | 0 | 0 | 0 | 0
| Commissioning_Com, E - TotE [Building w Gas Heat] | Large Office | Total Electric | NC | 0 | 0 | 0 | 0 | 0 | 0 | 0 | 0 | 0 | 0
| Commissioning_Com, G - TotF [Building w Gas Heat] | Large Office |  | NC | 0 | 0 | 0 | 0 | 0 | 0 | 0 | 0 | 0 | 0
| Commissioning_Com, E - TotE [Building w Oil Heat] | Large Office | Total Electric | NC | 0 | 0 | 0 | 0 | 0 | 0 | 0 | 0 | 0 | 0
| Commissioning_Com, O - TotF [Building w Oil Heat] | Large Office |  | NC | 0 | 0 | 0 | 0 | 0 | 0 | 0 | 0 | 0 | 0
| Commissioning_Com, E - TotE [Building w Propane Heat] | Large Office | Total Electric | NC | 0 | 0 | 0 | 0 | 0 | 0 | 0 | 0 | 0 | 0
| Commissioning_Com, P - TotF [Building w Propane Heat] | Large Office |  | NC | 0 | 0 | 0 | 0 | 0 | 0 | 0 | 0 | 0 | 0
| Integrated Building Design_Com, E - TotE [Building w Elec Heat] | Large Office | Total Electric | NC | 0.1 | 0.093833 | 0.090372 | 0.087456 | 0.082735 | 0.082156 | 0.082043 | 0.07985 | 0.079589 | 0.078609
| Integrated Building Design_Com, E - TotE [Building w Gas Heat] | Large Office | Total Electric | NC | 0.1 | 0.093833 | 0.090372 | 0.087456 | 0.082735 | 0.082156 | 0.082043 | 0.07985 | 0.079589 | 0.078609
| Integrated Building Design_Com, G - TotF [Building w Gas Heat] | Large Office |  | NC | 0.1 | 0.094759 | 0.091754 | 0.087973 | 0.083964 | 0.081496 | 0.080903 | 0.080762 | 0.08088 | 0.080611
| Integrated Building Design_Com, E - TotE [Building w Oil Heat] | Large Office | Total Electric | NC | 0.1 | 0.093833 | 0.090372 | 0.087456 | 0.082735 | 0.082156 | 0.082043 | 0.07985 | 0.079589 | 0.078609
| Integrated Building Design_Com, O - TotF [Building w Oil Heat] | Large Office |  | NC | 0.1 | 0.093756 | 0.090356 | 0.086352 | 0.081845 | 0.07872 | 0.077324 | 0.07629 | 0.075353 | 0.074091
| Integrated Building Design_Com, E - TotE [Building w Propane Heat] | Large Office | Total Electric | NC | 0.1 | 0.093833 | 0.090372 | 0.087456 | 0.082735 | 0.082156 | 0.082043 | 0.07985 | 0.079589 | 0.078609
| Integrated Building Design_Com, P - TotF [Building w Propane Heat] | Large Office |  | NC | 0.1 | 0.093756 | 0.090356 | 0.086352 | 0.081845 | 0.07872 | 0.077324 | 0.07629 | 0.075353 | 0.074091
| Deep Energy Retrofit_Com, E - TotE [Building w Elec Heat] | Large Office | Total Electric | RET | 0.01 | 0.0097332 | 0.010196 | 0.010084 | 0.010032 | 0.010059 | 0.0099455 | 0.010179 | 0.010273 | 0.010052
| Deep Energy Retrofit_Com, E - TotE [Building w Gas Heat] | Large Office | Total Electric | RET | 0.01 | 0.0097332 | 0.010196 | 0.010084 | 0.010032 | 0.010059 | 0.0099455 | 0.010179 | 0.010273 | 0.010052
| Deep Energy Retrofit_Com, G - TotF [Building w Gas Heat] | Large Office |  | RET | 0.01 | 0.0099873 | 0.0099896 | 0.0099218 | 0.0099015 | 0.0099059 | 0.0099362 | 0.0099739 | 0.010032 | 0.010082
| Deep Energy Retrofit_Com, E - TotE [Building w Oil Heat] | Large Office | Total Electric | RET | 0.01 | 0.0097332 | 0.010196 | 0.010084 | 0.010032 | 0.010059 | 0.0099455 | 0.010179 | 0.010273 | 0.010052
| Deep Energy Retrofit_Com, O - TotF [Building w Oil Heat] | Large Office |  | RET | 0.01 | 0.0098815 | 0.0098374 | 0.009739 | 0.0096516 | 0.0095684 | 0.0094967 | 0.0094216 | 0.0093466 | 0.0092665
| Deep Energy Retrofit_Com, E - TotE [Building w Propane Heat] | Large Office | Total Electric | RET | 0.01 | 0.0097332 | 0.010196 | 0.010084 | 0.010032 | 0.010059 | 0.0099455 | 0.010179 | 0.010273 | 0.010052
| Deep Energy Retrofit_Com, P - TotF [Building w Propane Heat] | Large Office |  | RET | 0.01 | 0.0098815 | 0.0098374 | 0.009739 | 0.0096516 | 0.0095684 | 0.0094967 | 0.0094216 | 0.0093466 | 0.0092665
| EMS_Com, E - TotE [Building w Elec Heat] | Large Office | Total Electric | NC | 0.35 | 0.32842 | 0.3163 | 0.3061 | 0.28957 | 0.28755 | 0.28715 | 0.27947 | 0.27856 | 0.27513
| EMS_Com, E - TotE [Building w Elec Heat] | Large Office | Total Electric | RET | 0.035 | 0.034066 | 0.035686 | 0.035294 | 0.035112 | 0.035206 | 0.034809 | 0.035626 | 0.035956 | 0.035181
| EMS_Com, E - TotE [Building w Gas Heat] | Large Office | Total Electric | NC | 0.35 | 0.32842 | 0.3163 | 0.3061 | 0.28957 | 0.28755 | 0.28715 | 0.27947 | 0.27856 | 0.27513
| EMS_Com, E - TotE [Building w Gas Heat] | Large Office | Total Electric | RET | 0.035 | 0.034066 | 0.035686 | 0.035294 | 0.035112 | 0.035206 | 0.034809 | 0.035626 | 0.035956 | 0.035181
| EMS_Com, G - TotF [Building w Gas Heat] | Large Office |  | NC | 0.35 | 0.33166 | 0.32114 | 0.3079 | 0.29387 | 0.28524 | 0.28316 | 0.28267 | 0.28308 | 0.28214
| EMS_Com, G - TotF [Building w Gas Heat] | Large Office |  | RET | 0.035 | 0.034955 | 0.034964 | 0.034726 | 0.034655 | 0.034671 | 0.034777 | 0.034909 | 0.035113 | 0.035287
| EMS_Com, E - TotE [Building w Oil Heat] | Large Office | Total Electric | NC | 0.35 | 0.32842 | 0.3163 | 0.3061 | 0.28957 | 0.28755 | 0.28715 | 0.27947 | 0.27856 | 0.27513
| EMS_Com, E - TotE [Building w Oil Heat] | Large Office | Total Electric | RET | 0.035 | 0.034066 | 0.035686 | 0.035294 | 0.035112 | 0.035206 | 0.034809 | 0.035626 | 0.035956 | 0.035181
| EMS_Com, O - TotF [Building w Oil Heat] | Large Office |  | NC | 0.35 | 0.32815 | 0.31625 | 0.30223 | 0.28646 | 0.27552 | 0.27063 | 0.26701 | 0.26373 | 0.25932
| EMS_Com, O - TotF [Building w Oil Heat] | Large Office |  | RET | 0.035 | 0.034585 | 0.034431 | 0.034086 | 0.033781 | 0.033489 | 0.033238 | 0.032976 | 0.032713 | 0.032433
| EMS_Com, E - TotE [Building w Propane Heat] | Large Office | Total Electric | NC | 0.35 | 0.32842 | 0.3163 | 0.3061 | 0.28957 | 0.28755 | 0.28715 | 0.27947 | 0.27856 | 0.27513
| EMS_Com, E - TotE [Building w Propane Heat] | Large Office | Total Electric | RET | 0.035 | 0.034066 | 0.035686 | 0.035294 | 0.035112 | 0.035206 | 0.034809 | 0.035626 | 0.035956 | 0.035181
| EMS_Com, P - TotF [Building w Propane Heat] | Large Office |  | NC | 0.35 | 0.32815 | 0.31625 | 0.30223 | 0.28646 | 0.27552 | 0.27063 | 0.26701 | 0.26373 | 0.25932
| EMS_Com, P - TotF [Building w Propane Heat] | Large Office |  | RET | 0.035 | 0.034585 | 0.034431 | 0.034086 | 0.033781 | 0.033489 | 0.033238 | 0.032976 | 0.032713 | 0.032433
| VFDs on HVAC Pumps_Com, E - Oth | Large Office | Other | RET | 0.1 | 0.097332 | 0.10196 | 0.10084 | 0.10032 | 0.10059 | 0.099455 | 0.10179 | 0.10273 | 0.10052
| ECM Circulators_Com, E - Oth | Large Office | Other | RET | 0.1 | 0.097332 | 0.10196 | 0.10084 | 0.10032 | 0.10059 | 0.099455 | 0.10179 | 0.10273 | 0.10052
| Motors_Com, E - Oth | Large Office | Other | NC | 1 | 0.93833 | 0.90372 | 0.87456 | 0.82735 | 0.82156 | 0.82043 | 0.7985 | 0.79589 | 0.78609
| Motors_Com, E - Oth | Large Office | Other | RET | 0.1 | 0.087696 | 0.082772 | 0.073758 | 0.066113 | 0.059727 | 0.053208 | 0.049292 | 0.045051 | 0.03994
| Motors_Com, E - Oth | Large Office | Other | REPL | 1 | 0.77865 | 0.71373 | 0.60504 | 0.5016 | 0.40235 | 0.29836 | 0.20584 | 0.1073 | 0.0067012
| Ext Area Ltg_Com, E - ExtL | Large Office | Exterior Lighting | NC | 0.5 | 0.46917 | 0.45186 | 0.43728 | 0.41368 | 0.41078 | 0.41022 | 0.39925 | 0.39795 | 0.39305
| Ext Area Ltg_Com, E - ExtL | Large Office | Exterior Lighting | RET | 0.05 | 0.046233 | 0.04601 | 0.043229 | 0.040856 | 0.046537 | 0.049727 | 0.050895 | 0.051365 | 0.050259
| Ext Area Ltg_Com, E - ExtL | Large Office | Exterior Lighting | REPL | 0.5 | 0.38933 | 0.35686 | 0.30252 | 0.2508 | 0.27738 | 0.29987 | 0.33313 | 0.36267 | 0.38075
| Street Ltg_Com, E - ExtL | Large Office | Exterior Lighting | NC | 1 | 0.93833 | 0.90372 | 0.87456 | 0.82735 | 0.82156 | 0.82043 | 0.7985 | 0.79589 | 0.78609
| Street Ltg_Com, E - ExtL | Large Office | Exterior Lighting | RET | 0.1 | 0.092465 | 0.09202 | 0.086458 | 0.081711 | 0.093074 | 0.099455 | 0.10179 | 0.10273 | 0.10052
| Street Ltg_Com, E - ExtL | Large Office | Exterior Lighting | REPL | 1 | 0.77865 | 0.71373 | 0.60504 | 0.5016 | 0.55476 | 0.59974 | 0.66626 | 0.72534 | 0.7615
| Ext Ltg Ctrls_Com, E - ExtL | Large Office | Exterior Lighting | RET | 0.1 | 0.097332 | 0.10196 | 0.10084 | 0.10032 | 0.10059 | 0.099455 | 0.10179 | 0.10273 | 0.10052
| Ext Ltg Dsgn_Com, E - ExtL | Large Office | Exterior Lighting | NC | 0.1 | 0.093833 | 0.090372 | 0.087456 | 0.082735 | 0.082156 | 0.082043 | 0.07985 | 0.079589 | 0.078609
| Ext Ltg Dsgn_Com, E - ExtL | Large Office | Exterior Lighting | REPL | 0.1 | 0.097332 | 0.10196 | 0.10084 | 0.10032 | 0.10059 | 0.099455 | 0.10179 | 0.10273 | 0.10052
| Int Ltg Ctrls_Com, E - IntL [No Heat] | Large Office | Interior Lighting | RET | 0.1 | 0.097332 | 0.10196 | 0.10084 | 0.10032 | 0.10059 | 0.099455 | 0.10179 | 0.10273 | 0.10052
| Int Ltg Ctrls_Com, E - IntL [Electric Heat] | Large Office | Interior Lighting | RET | 0.1 | 0.097332 | 0.10196 | 0.10084 | 0.10032 | 0.10059 | 0.099455 | 0.10179 | 0.10273 | 0.10052
| Int Ltg Ctrls_Com, E/G - IntL | Large Office | Interior Lighting | RET | 0.1 | 0.097332 | 0.10196 | 0.10084 | 0.10032 | 0.10059 | 0.099455 | 0.10179 | 0.10273 | 0.10052
| Int Ltg Ctrls_Com, E/O - IntL | Large Office | Interior Lighting | RET | 0.1 | 0.097332 | 0.10196 | 0.10084 | 0.10032 | 0.10059 | 0.099455 | 0.10179 | 0.10273 | 0.10052
| Int Ltg Ctrls_Com, E/P - IntL | Large Office | Interior Lighting | RET | 0.1 | 0.097332 | 0.10196 | 0.10084 | 0.10032 | 0.10059 | 0.099455 | 0.10179 | 0.10273 | 0.10052
| Exit Sign RetFit_Com, E - IntL [No Heat] | Large Office | Interior Lighting | RET | 0.1 | 0.097332 | 0.10196 | 0.10084 | 0.10032 | 0.10059 | 0.099455 | 0.10179 | 0.10273 | 0.10052
| Exit Sign RetFit_Com, E - IntL [Electric Heat] | Large Office | Interior Lighting | RET | 0.1 | 0.097332 | 0.10196 | 0.10084 | 0.10032 | 0.10059 | 0.099455 | 0.10179 | 0.10273 | 0.10052
| Exit Sign RetFit_Com, E/G - IntL | Large Office | Interior Lighting | RET | 0.1 | 0.097332 | 0.10196 | 0.10084 | 0.10032 | 0.10059 | 0.099455 | 0.10179 | 0.10273 | 0.10052
| Exit Sign RetFit_Com, E/O - IntL | Large Office | Interior Lighting | RET | 0.1 | 0.097332 | 0.10196 | 0.10084 | 0.10032 | 0.10059 | 0.099455 | 0.10179 | 0.10273 | 0.10052
| Exit Sign RetFit_Com, E/P - IntL | Large Office | Interior Lighting | RET | 0.1 | 0.097332 | 0.10196 | 0.10084 | 0.10032 | 0.10059 | 0.099455 | 0.10179 | 0.10273 | 0.10052
| LED HiLo Bay_Com, E - IntL [No Heat] | Large Office | Interior Lighting | NC | 1 | 0.93833 | 0.90372 | 0.87456 | 0.82735 | 0.82156 | 0.82043 | 0.7985 | 0.79589 | 0.78609
| LED HiLo Bay_Com, E - IntL [No Heat] | Large Office | Interior Lighting | RET | 0.1 | 0.090778 | 0.088692 | 0.08181 | 0.075908 | 0.070986 | 0.06546 | 0.062485 | 0.058816 | 0.059434
| LED HiLo Bay_Com, E - IntL [No Heat] | Large Office | Interior Lighting | REPL | 1 | 0.77865 | 0.71373 | 0.60504 | 0.5016 | 0.40235 | 0.29836 | 0.20358 | 0.10273 | 0.0576
| LED HiLo Bay_Com, E - IntL [Electric Heat] | Large Office | Interior Lighting | NC | 1 | 0.93833 | 0.90372 | 0.87456 | 0.82735 | 0.82156 | 0.82043 | 0.7985 | 0.79589 | 0.78609
| LED HiLo Bay_Com, E - IntL [Electric Heat] | Large Office | Interior Lighting | RET | 0.1 | 0.090778 | 0.088692 | 0.08181 | 0.075908 | 0.070986 | 0.06546 | 0.062485 | 0.058816 | 0.059434
| LED HiLo Bay_Com, E - IntL [Electric Heat] | Large Office | Interior Lighting | REPL | 1 | 0.77865 | 0.71373 | 0.60504 | 0.5016 | 0.40235 | 0.29836 | 0.20358 | 0.10273 | 0.0576
| LED HiLo Bay_Com, E/G - IntL | Large Office | Interior Lighting | NC | 1 | 0.93833 | 0.90372 | 0.87456 | 0.82735 | 0.82156 | 0.82043 | 0.7985 | 0.79589 | 0.78609
| LED HiLo Bay_Com, E/G - IntL | Large Office | Interior Lighting | RET | 0.1 | 0.090778 | 0.088692 | 0.08181 | 0.075908 | 0.070986 | 0.06546 | 0.062485 | 0.058816 | 0.059434
| LED HiLo Bay_Com, E/G - IntL | Large Office | Interior Lighting | REPL | 1 | 0.77865 | 0.71373 | 0.60504 | 0.5016 | 0.40235 | 0.29836 | 0.20358 | 0.10273 | 0.0576
| LED HiLo Bay_Com, E/O - IntL | Large Office | Interior Lighting | NC | 1 | 0.93833 | 0.90372 | 0.87456 | 0.82735 | 0.82156 | 0.82043 | 0.7985 | 0.79589 | 0.78609
| LED HiLo Bay_Com, E/O - IntL | Large Office | Interior Lighting | RET | 0.1 | 0.090778 | 0.088692 | 0.08181 | 0.075908 | 0.070986 | 0.06546 | 0.062485 | 0.058816 | 0.059434
| LED HiLo Bay_Com, E/O - IntL | Large Office | Interior Lighting | REPL | 1 | 0.77865 | 0.71373 | 0.60504 | 0.5016 | 0.40235 | 0.29836 | 0.20358 | 0.10273 | 0.0576
| LED HiLo Bay_Com, E/P - IntL | Large Office | Interior Lighting | NC | 1 | 0.93833 | 0.90372 | 0.87456 | 0.82735 | 0.82156 | 0.82043 | 0.7985 | 0.79589 | 0.78609
| LED HiLo Bay_Com, E/P - IntL | Large Office | Interior Lighting | RET | 0.1 | 0.090778 | 0.088692 | 0.08181 | 0.075908 | 0.070986 | 0.06546 | 0.062485 | 0.058816 | 0.059434
| LED HiLo Bay_Com, E/P - IntL | Large Office | Interior Lighting | REPL | 1 | 0.77865 | 0.71373 | 0.60504 | 0.5016 | 0.40235 | 0.29836 | 0.20358 | 0.10273 | 0.0576
| Repl Scre_Com, E - IntL [No Heat] | Large Office | Interior Lighting | NC | 1 | 0.93833 | 0 | 0 | 0 | 0 | 0 | 0 | 0 | 0
| Repl Scre_Com, E - IntL [No Heat] | Large Office | Interior Lighting | RET | 0.1 | 0.097332 | 0 | 0 | 0 | 0 | 0 | 0 | 0 | 0
| Repl Scre_Com, E - IntL [No Heat] | Large Office | Interior Lighting | REPL | 1 | 0.97332 | 0 | 0 | 0 | 0 | 0 | 0 | 0 | 0
| Repl Scre_Com, E - IntL [Electric Heat] | Large Office | Interior Lighting | NC | 1 | 0.93833 | 0 | 0 | 0 | 0 | 0 | 0 | 0 | 0
| Repl Scre_Com, E - IntL [Electric Heat] | Large Office | Interior Lighting | RET | 0.1 | 0.097332 | 0 | 0 | 0 | 0 | 0 | 0 | 0 | 0
| Repl Scre_Com, E - IntL [Electric Heat] | Large Office | Interior Lighting | REPL | 1 | 0.97332 | 0 | 0 | 0 | 0 | 0 | 0 | 0 | 0
| Repl Scre_Com, E/G - IntL | Large Office | Interior Lighting | NC | 1 | 0.93833 | 0 | 0 | 0 | 0 | 0 | 0 | 0 | 0
| Repl Scre_Com, E/G - IntL | Large Office | Interior Lighting | RET | 0.1 | 0.097332 | 0 | 0 | 0 | 0 | 0 | 0 | 0 | 0
| Repl Scre_Com, E/G - IntL | Large Office | Interior Lighting | REPL | 1 | 0.97332 | 0 | 0 | 0 | 0 | 0 | 0 | 0 | 0
| Repl Scre_Com, E/O - IntL | Large Office | Interior Lighting | NC | 1 | 0.93833 | 0 | 0 | 0 | 0 | 0 | 0 | 0 | 0
| Repl Scre_Com, E/O - IntL | Large Office | Interior Lighting | RET | 0.1 | 0.097332 | 0 | 0 | 0 | 0 | 0 | 0 | 0 | 0
| Repl Scre_Com, E/O - IntL | Large Office | Interior Lighting | REPL | 1 | 0.97332 | 0 | 0 | 0 | 0 | 0 | 0 | 0 | 0
| Repl Scre_Com, E/P - IntL | Large Office | Interior Lighting | NC | 1 | 0.93833 | 0 | 0 | 0 | 0 | 0 | 0 | 0 | 0
| Repl Scre_Com, E/P - IntL | Large Office | Interior Lighting | RET | 0.1 | 0.097332 | 0 | 0 | 0 | 0 | 0 | 0 | 0 | 0
| Repl Scre_Com, E/P - IntL | Large Office | Interior Lighting | REPL | 1 | 0.97332 | 0 | 0 | 0 | 0 | 0 | 0 | 0 | 0
| Lin LED Fixture_Com, E - IntL [No Heat] | Large Office | Interior Lighting | NC | 0.15 | 0.14075 | 0.13556 | 0.13118 | 0.1241 | 0.12323 | 0.12306 | 0.11977 | 0.11938 | 0.11791
| Lin LED Fixture_Com, E - IntL [No Heat] | Large Office | Interior Lighting | RET | 0.015 | 0.013459 | 0.012997 | 0.011849 | 0.010867 | 0.010044 | 0.0091545 | 0.0086371 | 0.0086953 | 0.0084885
| Lin LED Fixture_Com, E - IntL [No Heat] | Large Office | Interior Lighting | REPL | 0.15 | 0.1168 | 0.10706 | 0.090756 | 0.07524 | 0.060353 | 0.044755 | 0.030537 | 0.022007 | 0.012911
| Lin LED Fixture_Com, E - IntL [Electric Heat] | Large Office | Interior Lighting | NC | 0.15 | 0.14075 | 0.13556 | 0.13118 | 0.1241 | 0.12323 | 0.12306 | 0.11977 | 0.11938 | 0.11791
| Lin LED Fixture_Com, E - IntL [Electric Heat] | Large Office | Interior Lighting | RET | 0.015 | 0.013459 | 0.012997 | 0.011849 | 0.010867 | 0.010044 | 0.0091545 | 0.0086371 | 0.0086953 | 0.0084885
| Lin LED Fixture_Com, E - IntL [Electric Heat] | Large Office | Interior Lighting | REPL | 0.15 | 0.1168 | 0.10706 | 0.090756 | 0.07524 | 0.060353 | 0.044755 | 0.030537 | 0.022007 | 0.012911
| Lin LED Fixture_Com, E/G - IntL | Large Office | Interior Lighting | NC | 0.15 | 0.14075 | 0.13556 | 0.13118 | 0.1241 | 0.12323 | 0.12306 | 0.11977 | 0.11938 | 0.11791
| Lin LED Fixture_Com, E/G - IntL | Large Office | Interior Lighting | RET | 0.015 | 0.013459 | 0.012997 | 0.011849 | 0.010867 | 0.010044 | 0.0091545 | 0.0086371 | 0.0086953 | 0.0084885
| Lin LED Fixture_Com, E/G - IntL | Large Office | Interior Lighting | REPL | 0.15 | 0.1168 | 0.10706 | 0.090756 | 0.07524 | 0.060353 | 0.044755 | 0.030537 | 0.022007 | 0.012911
| Lin LED Fixture_Com, E/O - IntL | Large Office | Interior Lighting | NC | 0.15 | 0.14075 | 0.13556 | 0.13118 | 0.1241 | 0.12323 | 0.12306 | 0.11977 | 0.11938 | 0.11791
| Lin LED Fixture_Com, E/O - IntL | Large Office | Interior Lighting | RET | 0.015 | 0.013459 | 0.012997 | 0.011849 | 0.010867 | 0.010044 | 0.0091545 | 0.0086371 | 0.0086953 | 0.0084885
| Lin LED Fixture_Com, E/O - IntL | Large Office | Interior Lighting | REPL | 0.15 | 0.1168 | 0.10706 | 0.090756 | 0.07524 | 0.060353 | 0.044755 | 0.030537 | 0.022007 | 0.012911
| Lin LED Fixture_Com, E/P - IntL | Large Office | Interior Lighting | NC | 0.15 | 0.14075 | 0.13556 | 0.13118 | 0.1241 | 0.12323 | 0.12306 | 0.11977 | 0.11938 | 0.11791
| Lin LED Fixture_Com, E/P - IntL | Large Office | Interior Lighting | RET | 0.015 | 0.013459 | 0.012997 | 0.011849 | 0.010867 | 0.010044 | 0.0091545 | 0.0086371 | 0.0086953 | 0.0084885
| Lin LED Fixture_Com, E/P - IntL | Large Office | Interior Lighting | REPL | 0.15 | 0.1168 | 0.10706 | 0.090756 | 0.07524 | 0.060353 | 0.044755 | 0.030537 | 0.022007 | 0.012911
| LED Tube Repl_Com, E - IntL [No Heat] | Large Office | Interior Lighting | RET | 0.085 | 0.076265 | 0.073648 | 0.067145 | 0.061577 | 0.062573 | 0.062626 | 0.064811 | 0.066075 | 0.065252
| LED Tube Repl_Com, E - IntL [No Heat] | Large Office | Interior Lighting | REPL | 0.85 | 0.66186 | 0.60667 | 0.51428 | 0.42636 | 0.39857 | 0.36548 | 0.34479 | 0.31843 | 0.28267
| LED Tube Repl_Com, E - IntL [Electric Heat] | Large Office | Interior Lighting | RET | 0.085 | 0.076265 | 0.073648 | 0.067145 | 0.061577 | 0.062573 | 0.062626 | 0.064811 | 0.066075 | 0.065252
| LED Tube Repl_Com, E - IntL [Electric Heat] | Large Office | Interior Lighting | REPL | 0.85 | 0.66186 | 0.60667 | 0.51428 | 0.42636 | 0.39857 | 0.36548 | 0.34479 | 0.31843 | 0.28267
| LED Tube Repl_Com, E/G - IntL | Large Office | Interior Lighting | RET | 0.085 | 0.076265 | 0.073648 | 0.067145 | 0.061577 | 0.062573 | 0.062626 | 0.064811 | 0.066075 | 0.065252
| LED Tube Repl_Com, E/G - IntL | Large Office | Interior Lighting | REPL | 0.85 | 0.66186 | 0.60667 | 0.51428 | 0.42636 | 0.39857 | 0.36548 | 0.34479 | 0.31843 | 0.28267
| LED Tube Repl_Com, E/O - IntL | Large Office | Interior Lighting | RET | 0.085 | 0.076265 | 0.073648 | 0.067145 | 0.061577 | 0.062573 | 0.062626 | 0.064811 | 0.066075 | 0.065252
| LED Tube Repl_Com, E/O - IntL | Large Office | Interior Lighting | REPL | 0.85 | 0.66186 | 0.60667 | 0.51428 | 0.42636 | 0.39857 | 0.36548 | 0.34479 | 0.31843 | 0.28267
| LED Tube Repl_Com, E/P - IntL | Large Office | Interior Lighting | RET | 0.085 | 0.076265 | 0.073648 | 0.067145 | 0.061577 | 0.062573 | 0.062626 | 0.064811 | 0.066075 | 0.065252
| LED Tube Repl_Com, E/P - IntL | Large Office | Interior Lighting | REPL | 0.85 | 0.66186 | 0.60667 | 0.51428 | 0.42636 | 0.39857 | 0.36548 | 0.34479 | 0.31843 | 0.28267
| Repl pin CFL wLED_Com, E - IntL [No Heat] | Large Office | Interior Lighting | RET | 0.1 | 0.091111 | 0.089343 | 0.082713 | 0.077027 | 0.083295 | 0.087967 | 0.095407 | 0.10137 | 0.10052
| Repl pin CFL wLED_Com, E - IntL [No Heat] | Large Office | Interior Lighting | REPL | 1 | 0.77865 | 0.71373 | 0.60504 | 0.5016 | 0.51234 | 0.51585 | 0.53747 | 0.55204 | 0.54954
| Repl pin CFL wLED_Com, E - IntL [Electric Heat] | Large Office | Interior Lighting | RET | 0.1 | 0.091111 | 0.089343 | 0.082713 | 0.077027 | 0.083295 | 0.087967 | 0.095407 | 0.10137 | 0.10052
| Repl pin CFL wLED_Com, E - IntL [Electric Heat] | Large Office | Interior Lighting | REPL | 1 | 0.77865 | 0.71373 | 0.60504 | 0.5016 | 0.51234 | 0.51585 | 0.53747 | 0.55204 | 0.54954
| Repl pin CFL wLED_Com, E/G - IntL | Large Office | Interior Lighting | RET | 0.1 | 0.091111 | 0.089343 | 0.082713 | 0.077027 | 0.083295 | 0.087967 | 0.095407 | 0.10137 | 0.10052
| Repl pin CFL wLED_Com, E/G - IntL | Large Office | Interior Lighting | REPL | 1 | 0.77865 | 0.71373 | 0.60504 | 0.5016 | 0.51234 | 0.51585 | 0.53747 | 0.55204 | 0.54954
| Repl pin CFL wLED_Com, E/O - IntL | Large Office | Interior Lighting | RET | 0.1 | 0.091111 | 0.089343 | 0.082713 | 0.077027 | 0.083295 | 0.087967 | 0.095407 | 0.10137 | 0.10052
| Repl pin CFL wLED_Com, E/O - IntL | Large Office | Interior Lighting | REPL | 1 | 0.77865 | 0.71373 | 0.60504 | 0.5016 | 0.51234 | 0.51585 | 0.53747 | 0.55204 | 0.54954
| Repl pin CFL wLED_Com, E/P - IntL | Large Office | Interior Lighting | RET | 0.1 | 0.091111 | 0.089343 | 0.082713 | 0.077027 | 0.083295 | 0.087967 | 0.095407 | 0.10137 | 0.10052
| Repl pin CFL wLED_Com, E/P - IntL | Large Office | Interior Lighting | REPL | 1 | 0.77865 | 0.71373 | 0.60504 | 0.5016 | 0.51234 | 0.51585 | 0.53747 | 0.55204 | 0.54954
| Refrig Case LED_Com, E - IntL | Large Office | Interior Lighting | NC | 1 | 0.93833 | 0.90372 | 0.87456 | 0.82735 | 0.82156 | 0.82043 | 0.7985 | 0.79589 | 0.78609
| Refrig Case LED_Com, E - IntL | Large Office | Interior Lighting | RET | 0.1 | 0.092465 | 0.09202 | 0.086458 | 0.081711 | 0.077833 | 0.073108 | 0.071083 | 0.078855 | 0.083769
| Refrig Case LED_Com, E - IntL | Large Office | Interior Lighting | REPL | 1 | 0.77865 | 0.71373 | 0.60504 | 0.5016 | 0.40235 | 0.29836 | 0.20358 | 0.20974 | 0.20941
| Refrig Case Ctrls_Com, E - IntL | Large Office | Interior Lighting | RET | 0.1 | 0.097332 | 0.10196 | 0.10084 | 0.10032 | 0.10059 | 0.099455 | 0.10179 | 0.10273 | 0.10052
| Stair Occ Sensor_Com, E - IntL [No Heat] | Large Office | Interior Lighting | NC | 1 | 0.93833 | 0.90372 | 0.87456 | 0.82735 | 0.82156 | 0.82043 | 0.7985 | 0.79589 | 0.78609
| Stair Occ Sensor_Com, E - IntL [No Heat] | Large Office | Interior Lighting | RET | 0.1 | 0.097332 | 0.10196 | 0.10084 | 0.10032 | 0.10059 | 0.099455 | 0.10179 | 0.10273 | 0.10052
| Stair Occ Sensor_Com, E - IntL [Electric Heat] | Large Office | Interior Lighting | NC | 1 | 0.93833 | 0.90372 | 0.87456 | 0.82735 | 0.82156 | 0.82043 | 0.7985 | 0.79589 | 0.78609
| Stair Occ Sensor_Com, E - IntL [Electric Heat] | Large Office | Interior Lighting | RET | 0.1 | 0.097332 | 0.10196 | 0.10084 | 0.10032 | 0.10059 | 0.099455 | 0.10179 | 0.10273 | 0.10052
| Stair Occ Sensor_Com, E/G - IntL | Large Office | Interior Lighting | NC | 1 | 0.93833 | 0.90372 | 0.87456 | 0.82735 | 0.82156 | 0.82043 | 0.7985 | 0.79589 | 0.78609
| Stair Occ Sensor_Com, E/G - IntL | Large Office | Interior Lighting | RET | 0.1 | 0.097332 | 0.10196 | 0.10084 | 0.10032 | 0.10059 | 0.099455 | 0.10179 | 0.10273 | 0.10052
| Stair Occ Sensor_Com, E/O - IntL | Large Office | Interior Lighting | NC | 1 | 0.93833 | 0.90372 | 0.87456 | 0.82735 | 0.82156 | 0.82043 | 0.7985 | 0.79589 | 0.78609
| Stair Occ Sensor_Com, E/O - IntL | Large Office | Interior Lighting | RET | 0.1 | 0.097332 | 0.10196 | 0.10084 | 0.10032 | 0.10059 | 0.099455 | 0.10179 | 0.10273 | 0.10052
| Stair Occ Sensor_Com, E/P - IntL | Large Office | Interior Lighting | NC | 1 | 0.93833 | 0.90372 | 0.87456 | 0.82735 | 0.82156 | 0.82043 | 0.7985 | 0.79589 | 0.78609
| Stair Occ Sensor_Com, E/P - IntL | Large Office | Interior Lighting | RET | 0.1 | 0.097332 | 0.10196 | 0.10084 | 0.10032 | 0.10059 | 0.099455 | 0.10179 | 0.10273 | 0.10052
| Int Delamping_Com, E - IntL [No Heat] | Large Office | Interior Lighting | RET | 0.04 | 0.038933 | 0.040784 | 0.040336 | 0.040128 | 0.040235 | 0.039782 | 0.040716 | 0.041092 | 0.040207
| Int Delamping_Com, E - IntL [Electric Heat] | Large Office | Interior Lighting | RET | 0.04 | 0.038933 | 0.040784 | 0.040336 | 0.040128 | 0.040235 | 0.039782 | 0.040716 | 0.041092 | 0.040207
| Int Delamping_Com, E/G - IntL | Large Office | Interior Lighting | RET | 0.04 | 0.038933 | 0.040784 | 0.040336 | 0.040128 | 0.040235 | 0.039782 | 0.040716 | 0.041092 | 0.040207
| Int Delamping_Com, E/O - IntL | Large Office | Interior Lighting | RET | 0.04 | 0.038933 | 0.040784 | 0.040336 | 0.040128 | 0.040235 | 0.039782 | 0.040716 | 0.041092 | 0.040207
| Int Delamping_Com, E/P - IntL | Large Office | Interior Lighting | RET | 0.04 | 0.038933 | 0.040784 | 0.040336 | 0.040128 | 0.040235 | 0.039782 | 0.040716 | 0.041092 | 0.040207
| Int Ltg Dsgn_Com, E - IntL [No Heat] | Large Office | Interior Lighting | NC | 0.1 | 0.093833 | 0.090372 | 0.087456 | 0.082735 | 0.082156 | 0.082043 | 0.07985 | 0.079589 | 0.078609
| Int Ltg Dsgn_Com, E - IntL [Electric Heat] | Large Office | Interior Lighting | NC | 0.1 | 0.093833 | 0.090372 | 0.087456 | 0.082735 | 0.082156 | 0.082043 | 0.07985 | 0.079589 | 0.078609
| Int Ltg Dsgn_Com, E/G - IntL | Large Office | Interior Lighting | NC | 0.1 | 0.093833 | 0.090372 | 0.087456 | 0.082735 | 0.082156 | 0.082043 | 0.07985 | 0.079589 | 0.078609
| Int Ltg Dsgn_Com, E/O - IntL | Large Office | Interior Lighting | NC | 0.1 | 0.093833 | 0.090372 | 0.087456 | 0.082735 | 0.082156 | 0.082043 | 0.07985 | 0.079589 | 0.078609
| Int Ltg Dsgn_Com, E/P - IntL | Large Office | Interior Lighting | NC | 0.1 | 0.093833 | 0.090372 | 0.087456 | 0.082735 | 0.082156 | 0.082043 | 0.07985 | 0.079589 | 0.078609
| Room Air Conditioner_Com, E - Cool | Education | Cooling | NC | 0 | 0 | 0 | 0 | 0 | 0 | 0 | 0 | 0 | 0
| Room Air Conditioner_Com, E - Cool | Education | Cooling | RET | 0 | 0 | 0 | 0 | 0 | 0 | 0 | 0 | 0 | 0
| Room Air Conditioner_Com, E - Cool | Education | Cooling | REPL | 0 | 0 | 0 | 0 | 0 | 0 | 0 | 0 | 0 | 0
| Chiller Systems_Com, E - Cool | Education | Cooling | NC | 1 | 0.93833 | 0.90372 | 0.87456 | 0.82735 | 0.82156 | 0.82043 | 0.7985 | 0.79589 | 0.78609
| Chiller Systems_Com, E - Cool | Education | Cooling | RET | 0.1 | 0.094654 | 0.096429 | 0.092745 | 0.089729 | 0.087494 | 0.084129 | 0.083735 | 0.082185 | 0.078202
| Chiller Systems_Com, E - Cool | Education | Cooling | REPL | 1 | 0.77865 | 0.71373 | 0.60504 | 0.5016 | 0.40235 | 0.29836 | 0.20358 | 0.10273 | 1.395e-16
| Chiller Tuneup_Com, E - Cool | Education | Cooling | RET | 0.1 | 0.097332 | 0.10196 | 0.10084 | 0.10032 | 0.10059 | 0.099455 | 0.10179 | 0.10273 | 0.10052
| Computer Room Air Conditioner_Com, E - Cool | Education | Cooling | NC | 1 | 0.93833 | 0.90372 | 0.87456 | 0.82735 | 0.82156 | 0.82043 | 0.7985 | 0.79589 | 0.78609
| Computer Room Air Conditioner_Com, E - Cool | Education | Cooling | REPL | 1 | 0.97332 | 1.0196 | 1.0084 | 1.0032 | 1.0059 | 0.99455 | 1.0179 | 1.0273 | 1.0052
| Mini Split Ductless AC_Com, E - Cool | Education | Cooling | NC | 0 | 0 | 0 | 0 | 0 | 0 | 0 | 0 | 0 | 0
| Mini Split Ductless AC_Com, E - Cool | Education | Cooling | RET | 0 | 0 | 0 | 0 | 0 | 0 | 0 | 0 | 0 | 0
| Mini Split Ductless AC_Com, E - Cool | Education | Cooling | REPL | 0 | 0 | 0 | 0 | 0 | 0 | 0 | 0 | 0 | 0
| Eff Unitary AC_Com, E - Cool | Education | Cooling | NC | 1 | 0.93833 | 0.90372 | 0.87456 | 0.82735 | 0.82156 | 0.82043 | 0.7985 | 0.79589 | 0.78609
| Eff Unitary AC_Com, E - Cool | Education | Cooling | RET | 0.1 | 0.092807 | 0.092702 | 0.087421 | 0.082927 | 0.079284 | 0.074746 | 0.07804 | 0.080242 | 0.079895
| Eff Unitary AC_Com, E - Cool | Education | Cooling | REPL | 1 | 0.85652 | 0.83608 | 0.76638 | 0.70224 | 0.64376 | 0.57684 | 0.58025 | 0.5754 | 0.55301
| PTAC_Com, E - Cool | Education | Cooling | NC | 0 | 0 | 0 | 0 | 0 | 0 | 0 | 0 | 0 | 0
| PTAC_Com, E - Cool | Education | Cooling | RET | 0 | 0 | 0 | 0 | 0 | 0 | 0 | 0 | 0 | 0
| PTAC_Com, E - Cool | Education | Cooling | REPL | 0 | 0 | 0 | 0 | 0 | 0 | 0 | 0 | 0 | 0
| Unitary Equipment Economizer_Com, E - Cool | Education | Cooling | RET | 0.1 | 0.097332 | 0.10196 | 0.10084 | 0.10032 | 0.10059 | 0.099455 | 0.10179 | 0.10273 | 0.10052
| AC Tuneup_Com, E - Cool [ASHP] | Education | Cooling | RET | 0.1 | 0.097332 | 0.10196 | 0.10084 | 0.10032 | 0.10059 | 0.099455 | 0.10179 | 0.10273 | 0.10052
| AC Tuneup_Com, E - Heat [ASHP] | Education | Space Heating | RET | 0.1 | 0.097332 | 0.10196 | 0.10084 | 0.10032 | 0.10059 | 0.099455 | 0.10179 | 0.10273 | 0.10052
| AC Tuneup_Com, E - Cool [Unitary AC] | Education | Cooling | RET | 0.1 | 0.097332 | 0.10196 | 0.10084 | 0.10032 | 0.10059 | 0.099455 | 0.10179 | 0.10273 | 0.10052
| DCV_Com, E - Cool [Building w Elec Heat] | Education | Cooling | RET | 0.1 | 0.097332 | 0.10196 | 0.10084 | 0.10032 | 0.10059 | 0.099455 | 0.10179 | 0.10273 | 0.10052
| DCV_Com, E - Heat [Building w Elec Heat] | Education | Space Heating | RET | 0.1 | 0.097332 | 0.10196 | 0.10084 | 0.10032 | 0.10059 | 0.099455 | 0.10179 | 0.10273 | 0.10052
| DCV_Com, E - Vent [Building w Elec Heat] | Education | Ventilation | RET | 0.1 | 0.097332 | 0.10196 | 0.10084 | 0.10032 | 0.10059 | 0.099455 | 0.10179 | 0.10273 | 0.10052
| DCV_Com, E - Cool [Building w Gas Heat] | Education | Cooling | RET | 0.1 | 0.097332 | 0.10196 | 0.10084 | 0.10032 | 0.10059 | 0.099455 | 0.10179 | 0.10273 | 0.10052
| DCV_Com, G - Heat [Building w Gas Heat] | Education |  | RET | 0.1 | 0.099873 | 0.099896 | 0.099218 | 0.099015 | 0.099059 | 0.099362 | 0.099739 | 0.10032 | 0.10082
| DCV_Com, E - Vent [Building w Gas Heat] | Education | Ventilation | RET | 0.1 | 0.097332 | 0.10196 | 0.10084 | 0.10032 | 0.10059 | 0.099455 | 0.10179 | 0.10273 | 0.10052
| DCV_Com, E - Cool [Building w Oil Heat] | Education | Cooling | RET | 0.1 | 0.097332 | 0.10196 | 0.10084 | 0.10032 | 0.10059 | 0.099455 | 0.10179 | 0.10273 | 0.10052
| DCV_Com, O - Heat [Building w Oil Heat] | Education |  | RET | 0.1 | 0.098815 | 0.098374 | 0.09739 | 0.096516 | 0.095684 | 0.094967 | 0.094216 | 0.093466 | 0.092665
| DCV_Com, E - Vent [Building w Oil Heat] | Education | Ventilation | RET | 0.1 | 0.097332 | 0.10196 | 0.10084 | 0.10032 | 0.10059 | 0.099455 | 0.10179 | 0.10273 | 0.10052
| DCV_Com, E - Cool [Building w Propane Heat] | Education | Cooling | RET | 0.1 | 0.097332 | 0.10196 | 0.10084 | 0.10032 | 0.10059 | 0.099455 | 0.10179 | 0.10273 | 0.10052
| DCV_Com, E - Vent [Building w Propane Heat] | Education | Ventilation | RET | 0.1 | 0.097332 | 0.10196 | 0.10084 | 0.10032 | 0.10059 | 0.099455 | 0.10179 | 0.10273 | 0.10052
| Controls for Unitary AC_Com, E - Cool | Education | Cooling | RET | 0.1 | 0.097332 | 0.10196 | 0.10084 | 0.10032 | 0.10059 | 0.099455 | 0.10179 | 0.10273 | 0.10052
| Optimized Unitary AC Sys_Com, E - Cool [Building w Elec Heat] | Education | Cooling | NC | 1 | 0.93833 | 0.90372 | 0.87456 | 0.82735 | 0.82156 | 0.82043 | 0.7985 | 0.79589 | 0.78609
| Optimized Unitary AC Sys_Com, E - Heat [Building w Elec Heat] | Education | Space Heating | NC | 1 | 0.93833 | 0.90372 | 0.87456 | 0.82735 | 0.82156 | 0.82043 | 0.7985 | 0.79589 | 0.78609
| Optimized Unitary AC Sys_Com, E - Cool [Building w Gas Heat] | Education | Cooling | NC | 1 | 0.93833 | 0.90372 | 0.87456 | 0.82735 | 0.82156 | 0.82043 | 0.7985 | 0.79589 | 0.78609
| Optimized Unitary AC Sys_Com, G - Heat [Building w Gas Heat] | Education |  | NC | 1 | 0.94759 | 0.91754 | 0.87973 | 0.83964 | 0.81496 | 0.80903 | 0.80762 | 0.8088 | 0.80611
| Optimized Unitary AC Sys_Com, E - Cool [Building w Oil Heat] | Education | Cooling | NC | 1 | 0.93833 | 0.90372 | 0.87456 | 0.82735 | 0.82156 | 0.82043 | 0.7985 | 0.79589 | 0.78609
| Optimized Unitary AC Sys_Com, O - Heat [Building w Oil Heat] | Education |  | NC | 1 | 0.93756 | 0.90356 | 0.86352 | 0.81845 | 0.7872 | 0.77324 | 0.7629 | 0.75353 | 0.74091
| Optimized Unitary AC Sys_Com, E - Cool [Building w Propane Heat] | Education | Cooling | NC | 1 | 0.93833 | 0.90372 | 0.87456 | 0.82735 | 0.82156 | 0.82043 | 0.7985 | 0.79589 | 0.78609
| Optimized Chiller Sys_Com, E - Cool | Education | Cooling | NC | 1 | 0.93833 | 0.90372 | 0.87456 | 0.82735 | 0.82156 | 0.82043 | 0.7985 | 0.79589 | 0.78609
| Cool Roof_Com, E - Cool [Building w Elec Heat] | Education | Cooling | NC | 1 | 0.93833 | 0.90372 | 0.87456 | 0.82735 | 0.82156 | 0.82043 | 0.7985 | 0.79589 | 0.78609
| Cool Roof_Com, E - Cool [Building w Elec Heat] | Education | Cooling | RET | 0.1 | 0.097332 | 0.10196 | 0.10084 | 0.10032 | 0.10059 | 0.099455 | 0.10179 | 0.10273 | 0.10052
| Cool Roof_Com, E - Heat [Building w Elec Heat] | Education | Space Heating | NC | 1 | 0.93833 | 0.90372 | 0.87456 | 0.82735 | 0.82156 | 0.82043 | 0.7985 | 0.79589 | 0.78609
| Cool Roof_Com, E - Heat [Building w Elec Heat] | Education | Space Heating | RET | 0.1 | 0.097332 | 0.10196 | 0.10084 | 0.10032 | 0.10059 | 0.099455 | 0.10179 | 0.10273 | 0.10052
| Cool Roof_Com, E - Cool [Building w Gas Heat] | Education | Cooling | NC | 1 | 0.93833 | 0.90372 | 0.87456 | 0.82735 | 0.82156 | 0.82043 | 0.7985 | 0.79589 | 0.78609
| Cool Roof_Com, E - Cool [Building w Gas Heat] | Education | Cooling | RET | 0.1 | 0.097332 | 0.10196 | 0.10084 | 0.10032 | 0.10059 | 0.099455 | 0.10179 | 0.10273 | 0.10052
| Cool Roof_Com, G - Heat [Building w Gas Heat] | Education |  | NC | 1 | 0.94759 | 0.91754 | 0.87973 | 0.83964 | 0.81496 | 0.80903 | 0.80762 | 0.8088 | 0.80611
| Cool Roof_Com, G - Heat [Building w Gas Heat] | Education |  | RET | 0.1 | 0.099873 | 0.099896 | 0.099218 | 0.099015 | 0.099059 | 0.099362 | 0.099739 | 0.10032 | 0.10082
| Cool Roof_Com, E - Cool [Building w Oil Heat] | Education | Cooling | NC | 1 | 0.93833 | 0.90372 | 0.87456 | 0.82735 | 0.82156 | 0.82043 | 0.7985 | 0.79589 | 0.78609
| Cool Roof_Com, E - Cool [Building w Oil Heat] | Education | Cooling | RET | 0.1 | 0.097332 | 0.10196 | 0.10084 | 0.10032 | 0.10059 | 0.099455 | 0.10179 | 0.10273 | 0.10052
| Cool Roof_Com, O - Heat [Building w Oil Heat] | Education |  | NC | 1 | 0.93756 | 0.90356 | 0.86352 | 0.81845 | 0.7872 | 0.77324 | 0.7629 | 0.75353 | 0.74091
| Cool Roof_Com, O - Heat [Building w Oil Heat] | Education |  | RET | 0.1 | 0.098815 | 0.098374 | 0.09739 | 0.096516 | 0.095684 | 0.094967 | 0.094216 | 0.093466 | 0.092665
| Cool Roof_Com, E - Cool [Building w Propane Heat] | Education | Cooling | NC | 1 | 0.93833 | 0.90372 | 0.87456 | 0.82735 | 0.82156 | 0.82043 | 0.7985 | 0.79589 | 0.78609
| Cool Roof_Com, E - Cool [Building w Propane Heat] | Education | Cooling | RET | 0.1 | 0.097332 | 0.10196 | 0.10084 | 0.10032 | 0.10059 | 0.099455 | 0.10179 | 0.10273 | 0.10052
| GSHP_Com, E - Cool | Education | Cooling | RET | 0.1 | 0.087647 | 0.08268 | 0.073635 | 0.065966 | 0.059562 | 0.053031 | 0.048875 | 0.044419 | 0.039138
| GSHP_Com, E - Cool | Education | Cooling | REPL | 1 | 0.77865 | 0.71373 | 0.60504 | 0.5016 | 0.40235 | 0.29836 | 0.20358 | 0.10273 | 1.395e-16
| GSHP_Com, E - Heat | Education | Space Heating | RET | 0.1 | 0.087647 | 0.08268 | 0.073635 | 0.065966 | 0.059562 | 0.053031 | 0.048875 | 0.044419 | 0.039138
| GSHP_Com, E - Heat | Education | Space Heating | REPL | 1 | 0.77865 | 0.71373 | 0.60504 | 0.5016 | 0.40235 | 0.29836 | 0.20358 | 0.10273 | 1.395e-16
| Unitary HP_Com, E - Cool | Education | Cooling | NC | 1 | 0.93833 | 0.90372 | 0.87456 | 0.82735 | 0.82156 | 0.82043 | 0.7985 | 0.79589 | 0.78609
| Unitary HP_Com, E - Cool | Education | Cooling | RET | 0.1 | 0.092646 | 0.09238 | 0.086966 | 0.082352 | 0.078598 | 0.07397 | 0.083793 | 0.092335 | 0.09758
| Unitary HP_Com, E - Cool | Education | Cooling | REPL | 1 | 0.77865 | 0.71373 | 0.60504 | 0.5016 | 0.40235 | 0.29836 | 0.32088 | 0.33951 | 0.34751
| Unitary HP_Com, E - Heat | Education | Space Heating | NC | 1 | 0.93833 | 0.90372 | 0.87456 | 0.82735 | 0.82156 | 0.82043 | 0.7985 | 0.79589 | 0.78609
| Unitary HP_Com, E - Heat | Education | Space Heating | RET | 0.1 | 0.092646 | 0.09238 | 0.086966 | 0.082352 | 0.078598 | 0.07397 | 0.083793 | 0.092335 | 0.09758
| Unitary HP_Com, E - Heat | Education | Space Heating | REPL | 1 | 0.77865 | 0.71373 | 0.60504 | 0.5016 | 0.40235 | 0.29836 | 0.32088 | 0.33951 | 0.34751
| PTHP_Com, E - Cool | Education | Cooling | NC | 0 | 0 | 0 | 0 | 0 | 0 | 0 | 0 | 0 | 0
| PTHP_Com, E - Cool | Education | Cooling | RET | 0 | 0 | 0 | 0 | 0 | 0 | 0 | 0 | 0 | 0
| PTHP_Com, E - Cool | Education | Cooling | REPL | 0 | 0 | 0 | 0 | 0 | 0 | 0 | 0 | 0 | 0
| PTHP_Com, E - Heat | Education | Space Heating | NC | 0 | 0 | 0 | 0 | 0 | 0 | 0 | 0 | 0 | 0
| PTHP_Com, E - Heat | Education | Space Heating | RET | 0 | 0 | 0 | 0 | 0 | 0 | 0 | 0 | 0 | 0
| PTHP_Com, E - Heat | Education | Space Heating | REPL | 0 | 0 | 0 | 0 | 0 | 0 | 0 | 0 | 0 | 0
| Minisplit Ductless HP_Com, E - Cool | Education | Cooling | RET | 0.1 | 0.088491 | 0.084279 | 0.075782 | 0.068543 | 0.062484 | 0.056168 | 0.054338 | 0.051952 | 0.048264
| Minisplit Ductless HP_Com, E - Cool | Education | Cooling | REPL | 1 | 0.77865 | 0.71373 | 0.60504 | 0.5016 | 0.40235 | 0.29836 | 0.22432 | 0.14459 | 0.061433
| Minisplit Ductless HP_Com, E - Heat | Education | Space Heating | RET | 0.1 | 0.088491 | 0.084279 | 0.075782 | 0.068543 | 0.062484 | 0.056168 | 0.054338 | 0.051952 | 0.048264
| Minisplit Ductless HP_Com, E - Heat | Education | Space Heating | REPL | 1 | 0.77865 | 0.71373 | 0.60504 | 0.5016 | 0.40235 | 0.29836 | 0.22432 | 0.14459 | 0.061433
| Programmable TStat_Com, E - Cool [Building w Elec Heat] | Education | Cooling | NC | 0 | 0 | 0 | 0 | 0 | 0 | 0 | 0 | 0 | 0
| Programmable TStat_Com, E - Heat [Building w Elec Heat] | Education | Space Heating | NC | 0 | 0 | 0 | 0 | 0 | 0 | 0 | 0 | 0 | 0
| Programmable TStat_Com, E - Cool [Building w Gas Heat] | Education | Cooling | NC | 0 | 0 | 0 | 0 | 0 | 0 | 0 | 0 | 0 | 0
| Programmable TStat_Com, E - Cool [Building w Gas Heat] | Education | Cooling | RET | 0 | 0 | 0 | 0 | 0 | 0 | 0 | 0 | 0 | 0
| Programmable TStat_Com, G - Heat [Building w Gas Heat] | Education |  | NC | 0 | 0 | 0 | 0 | 0 | 0 | 0 | 0 | 0 | 0
| Programmable TStat_Com, G - Heat [Building w Gas Heat] | Education |  | RET | 0 | 0 | 0 | 0 | 0 | 0 | 0 | 0 | 0 | 0
| Programmable TStat_Com, E - Cool [Building w Propane Heat] | Education | Cooling | NC | 0 | 0 | 0 | 0 | 0 | 0 | 0 | 0 | 0 | 0
| Programmable TStat_Com, E - Cool [Building w Propane Heat] | Education | Cooling | RET | 0 | 0 | 0 | 0 | 0 | 0 | 0 | 0 | 0 | 0
| Programmable TStat_Com, E - Cool [Building w Oil Heat] | Education | Cooling | NC | 0 | 0 | 0 | 0 | 0 | 0 | 0 | 0 | 0 | 0
| Programmable TStat_Com, E - Cool [Building w Oil Heat] | Education | Cooling | RET | 0 | 0 | 0 | 0 | 0 | 0 | 0 | 0 | 0 | 0
| Programmable TStat_Com, O - Heat [Building w Oil Heat] | Education |  | NC | 0 | 0 | 0 | 0 | 0 | 0 | 0 | 0 | 0 | 0
| Programmable TStat_Com, O - Heat [Building w Oil Heat] | Education |  | RET | 0 | 0 | 0 | 0 | 0 | 0 | 0 | 0 | 0 | 0
| Smart TStat_Com, E - Cool [Building w Elec Heat] | Education | Cooling | NC | 1 | 0.93833 | 0.90372 | 0.87456 | 0.82735 | 0.82156 | 0.82043 | 0.7985 | 0.79589 | 0.78609
| Smart TStat_Com, E - Cool [Building w Elec Heat] | Education | Cooling | RET | 0.1 | 0.097332 | 0.10196 | 0.10084 | 0.10032 | 0.10059 | 0.099455 | 0.10179 | 0.10273 | 0.10052
| Smart TStat_Com, E - Heat [Building w Elec Heat] | Education | Space Heating | NC | 1 | 0.93833 | 0.90372 | 0.87456 | 0.82735 | 0.82156 | 0.82043 | 0.7985 | 0.79589 | 0.78609
| Smart TStat_Com, E - Heat [Building w Elec Heat] | Education | Space Heating | RET | 0.1 | 0.097332 | 0.10196 | 0.10084 | 0.10032 | 0.10059 | 0.099455 | 0.10179 | 0.10273 | 0.10052
| Smart TStat_Com, E - Cool [Building w Gas Heat] | Education | Cooling | NC | 1 | 0.93833 | 0.90372 | 0.87456 | 0.82735 | 0.82156 | 0.82043 | 0.7985 | 0.79589 | 0.78609
| Smart TStat_Com, E - Cool [Building w Gas Heat] | Education | Cooling | RET | 0.1 | 0.097332 | 0.10196 | 0.10084 | 0.10032 | 0.10059 | 0.099455 | 0.10179 | 0.10273 | 0.10052
| Smart TStat_Com, G - Heat [Building w Gas Heat] | Education |  | NC | 1 | 0.94759 | 0.91754 | 0.87973 | 0.83964 | 0.81496 | 0.80903 | 0.80762 | 0.8088 | 0.80611
| Smart TStat_Com, G - Heat [Building w Gas Heat] | Education |  | RET | 0.1 | 0.099873 | 0.099896 | 0.099218 | 0.099015 | 0.099059 | 0.099362 | 0.099739 | 0.10032 | 0.10082
| Smart TStat_Com, E - Cool [Building w Propane Heat] | Education | Cooling | NC | 1 | 0.93833 | 0.90372 | 0.87456 | 0.82735 | 0.82156 | 0.82043 | 0.7985 | 0.79589 | 0.78609
| Smart TStat_Com, E - Cool [Building w Propane Heat] | Education | Cooling | RET | 0.1 | 0.097332 | 0.10196 | 0.10084 | 0.10032 | 0.10059 | 0.099455 | 0.10179 | 0.10273 | 0.10052
| Smart TStat_Com, E - Cool [Building w Oil Heat] | Education | Cooling | NC | 1 | 0.93833 | 0.90372 | 0.87456 | 0.82735 | 0.82156 | 0.82043 | 0.7985 | 0.79589 | 0.78609
| Smart TStat_Com, E - Cool [Building w Oil Heat] | Education | Cooling | RET | 0.1 | 0.097332 | 0.10196 | 0.10084 | 0.10032 | 0.10059 | 0.099455 | 0.10179 | 0.10273 | 0.10052
| Smart TStat_Com, O - Heat [Building w Oil Heat] | Education |  | NC | 1 | 0.93756 | 0.90356 | 0.86352 | 0.81845 | 0.7872 | 0.77324 | 0.7629 | 0.75353 | 0.74091
| Smart TStat_Com, O - Heat [Building w Oil Heat] | Education |  | RET | 0.1 | 0.098815 | 0.098374 | 0.09739 | 0.096516 | 0.095684 | 0.094967 | 0.094216 | 0.093466 | 0.092665
| Boiler Blowdown Controls_Com, G - Heat | Education |  | RET | 0.1 | 0.099873 | 0.099896 | 0.099218 | 0.099015 | 0.099059 | 0.099362 | 0.099739 | 0.10032 | 0.10082
| Boiler Blowdown Controls_Com, O - Heat | Education |  | RET | 0.1 | 0.098815 | 0.098374 | 0.09739 | 0.096516 | 0.095684 | 0.094967 | 0.094216 | 0.093466 | 0.092665
| Boiler Modifications_Com, G - Heat | Education |  | RET | 0.1 | 0.099873 | 0.099896 | 0.099218 | 0.099015 | 0.099059 | 0.099362 | 0.099739 | 0.10032 | 0.10082
| Boiler Modifications_Com, O - Heat | Education |  | RET | 0.1 | 0.098815 | 0.098374 | 0.09739 | 0.096516 | 0.095684 | 0.094967 | 0.094216 | 0.093466 | 0.092665
| Boilers_Com, G - Heat | Education |  | NC | 1 | 0.94759 | 0.91754 | 0.87973 | 0.83964 | 0.81496 | 0.80903 | 0.80762 | 0.8088 | 0.80611
| Boilers_Com, G - Heat | Education |  | RET | 0.1 | 0.092555 | 0.085793 | 0.078967 | 0.073031 | 0.06771 | 0.062941 | 0.05855 | 0.054577 | 0.050829
| Boilers_Com, G - Heat | Education |  | REPL | 1 | 0.79898 | 0.69928 | 0.59531 | 0.49508 | 0.39624 | 0.29809 | 0.19948 | 0.10032 | 1.3992e-16
| Boilers_Com, O - Heat | Education |  | NC | 1 | 0.93756 | 0.90356 | 0.86352 | 0.81845 | 0.7872 | 0.77324 | 0.7629 | 0.75353 | 0.74091
| Boilers_Com, O - Heat | Education |  | RET | 0.1 | 0.090915 | 0.083274 | 0.07585 | 0.06916 | 0.063082 | 0.057604 | 0.05258 | 0.047991 | 0.043776
| Boilers_Com, O - Heat | Education |  | REPL | 1 | 0.79052 | 0.68862 | 0.58434 | 0.48258 | 0.38274 | 0.2849 | 0.18843 | 0.093466 | 1.286e-16
| Furnace_Com, G - Heat | Education |  | NC | 1 | 0.94759 | 0.91754 | 0.87973 | 0.83964 | 0.81496 | 0.80903 | 0.80762 | 0.8088 | 0.80611
| Furnace_Com, G - Heat | Education |  | RET | 0.1 | 0.093815 | 0.088145 | 0.082235 | 0.077089 | 0.072445 | 0.068259 | 0.064361 | 0.060811 | 0.057405
| Furnace_Com, G - Heat | Education |  | REPL | 1 | 0.79898 | 0.69928 | 0.59531 | 0.49508 | 0.39624 | 0.29809 | 0.19948 | 0.10032 | 1.3992e-16
| Furnace_Com, O - Heat | Education |  | NC | 1 | 0.93756 | 0.90356 | 0.86352 | 0.81845 | 0.7872 | 0.77324 | 0.7629 | 0.75353 | 0.74091
| Furnace_Com, O - Heat | Education |  | RET | 0.1 | 0.08992 | 0.081461 | 0.073386 | 0.066182 | 0.059705 | 0.053923 | 0.048681 | 0.043947 | 0.039648
| Furnace_Com, O - Heat | Education |  | REPL | 1 | 0.79052 | 0.68862 | 0.58434 | 0.48258 | 0.38274 | 0.2849 | 0.18843 | 0.093466 | 1.286e-16
| Unit Heater_Com, G - Heat | Education |  | NC | 1 | 0.94759 | 0.91754 | 0.87973 | 0.83964 | 0.81496 | 0.80903 | 0.80762 | 0.8088 | 0.80611
| Unit Heater_Com, G - Heat | Education |  | RET | 0.1 | 0.091973 | 0.084718 | 0.077486 | 0.071211 | 0.065608 | 0.060603 | 0.056021 | 0.056002 | 0.055959
| Unit Heater_Com, G - Heat | Education |  | REPL | 1 | 0.79898 | 0.69928 | 0.59531 | 0.49508 | 0.39624 | 0.29809 | 0.19948 | 0.14143 | 0.082627
| Destratification Fans_Com, G - Heat | Education |  | NC | 1 | 0.94759 | 0.91754 | 0.87973 | 0.83964 | 0.81496 | 0.80903 | 0.80762 | 0.8088 | 0.80611
| Destratification Fans_Com, G - Heat | Education |  | RET | 0.1 | 0.094879 | 0.090157 | 0.085067 | 0.080648 | 0.07665 | 0.07304 | 0.080734 | 0.088292 | 0.095496
| Destratification Fans_Com, G - Heat | Education |  | REPL | 1 | 0.79898 | 0.69928 | 0.59531 | 0.49508 | 0.39624 | 0.29809 | 0.3103 | 0.32326 | 0.33607
| Destratification Fans_Com, O - Heat | Education |  | NC | 1 | 0.93756 | 0.90356 | 0.86352 | 0.81845 | 0.7872 | 0.77324 | 0.7629 | 0.75353 | 0.74091
| Destratification Fans_Com, O - Heat | Education |  | RET | 0.1 | 0.093874 | 0.088783 | 0.083499 | 0.078613 | 0.074039 | 0.069809 | 0.076263 | 0.082258 | 0.087771
| Destratification Fans_Com, O - Heat | Education |  | REPL | 1 | 0.79052 | 0.68862 | 0.58434 | 0.48258 | 0.38274 | 0.2849 | 0.29312 | 0.30117 | 0.30888
| Energy Recovery Ventilator_Com, G - Heat | Education |  | NC | 0.8 | 0.75807 | 0.73403 | 0.70378 | 0.67171 | 0.65197 | 0.64722 | 0.6461 | 0.64704 | 0.64489
| Energy Recovery Ventilator_Com, G - Heat | Education |  | RET | 0.08 | 0.073107 | 0.066909 | 0.060806 | 0.055523 | 0.050827 | 0.046649 | 0.045505 | 0.044556 | 0.043659
| Energy Recovery Ventilator_Com, G - Heat | Education |  | REPL | 0.8 | 0.63919 | 0.55942 | 0.47625 | 0.39606 | 0.31699 | 0.23847 | 0.18618 | 0.13376 | 0.080656
| Energy Recovery Ventilator_Com, O - Heat | Education |  | NC | 0.8 | 0.75005 | 0.72285 | 0.69081 | 0.65476 | 0.62976 | 0.61859 | 0.61032 | 0.60282 | 0.59273
| Energy Recovery Ventilator_Com, O - Heat | Education |  | RET | 0.08 | 0.072333 | 0.065889 | 0.059685 | 0.054122 | 0.049095 | 0.044585 | 0.042985 | 0.041511 | 0.040128
| Energy Recovery Ventilator_Com, O - Heat | Education |  | REPL | 0.8 | 0.63242 | 0.5509 | 0.46747 | 0.38607 | 0.30619 | 0.22792 | 0.17587 | 0.12462 | 0.074132
| Forced Air Heating Maintenance_Com, G - Heat | Education |  | RET | 0.1 | 0.099873 | 0.099896 | 0.099218 | 0.099015 | 0.099059 | 0.099362 | 0.099739 | 0.10032 | 0.10082
| Forced Air Heating Maintenance_Com, O - Heat | Education |  | RET | 0.1 | 0.098815 | 0.098374 | 0.09739 | 0.096516 | 0.095684 | 0.094967 | 0.094216 | 0.093466 | 0.092665
| Infrared Heater_Com, G - Heat | Education |  | NC | 1 | 0.94759 | 0.91754 | 0.87973 | 0.83964 | 0.81496 | 0.80903 | 0.80762 | 0.8088 | 0.80611
| Infrared Heater_Com, G - Heat | Education |  | RET | 0.1 | 0.09901 | 0.098178 | 0.096669 | 0.095639 | 0.094855 | 0.094323 | 0.093864 | 0.10032 | 0.10082
| Infrared Heater_Com, G - Heat | Education |  | REPL | 1 | 0.79898 | 0.69928 | 0.59531 | 0.49508 | 0.39624 | 0.29809 | 0.19948 | 0.28004 | 0.36123
| Steam Trap Maintenance_Com, G - Heat | Education |  | RET | 0.1 | 0.099873 | 0.099896 | 0.099218 | 0.099015 | 0.099059 | 0.099362 | 0.099739 | 0.10032 | 0.10082
| Steam Trap Maintenance_Com, O - Heat | Education |  | RET | 0.1 | 0.098815 | 0.098374 | 0.09739 | 0.096516 | 0.095684 | 0.094967 | 0.094216 | 0.093466 | 0.092665
| Windows_Com, E - Cool [Building w Elec Heat] | Education | Cooling | NC | 1 | 0.93833 | 0.90372 | 0.87456 | 0.82735 | 0.82156 | 0.82043 | 0.7985 | 0.79589 | 0.78609
| Windows_Com, E - Heat [Building w Elec Heat] | Education | Space Heating | NC | 1 | 0.93833 | 0.90372 | 0.87456 | 0.82735 | 0.82156 | 0.82043 | 0.7985 | 0.79589 | 0.78609
| Windows_Com, E - Cool [Building w Gas Heat] | Education | Cooling | NC | 1 | 0.93833 | 0.90372 | 0.87456 | 0.82735 | 0.82156 | 0.82043 | 0.7985 | 0.79589 | 0.78609
| Windows_Com, G - Heat [Building w Gas Heat] | Education |  | NC | 1 | 0.94759 | 0.91754 | 0.87973 | 0.83964 | 0.81496 | 0.80903 | 0.80762 | 0.8088 | 0.80611
| Windows_Com, E - Cool [Building w Oil Heat] | Education | Cooling | NC | 1 | 0.93833 | 0.90372 | 0.87456 | 0.82735 | 0.82156 | 0.82043 | 0.7985 | 0.79589 | 0.78609
| Windows_Com, O - Heat [Building w Oil Heat] | Education |  | NC | 1 | 0.93756 | 0.90356 | 0.86352 | 0.81845 | 0.7872 | 0.77324 | 0.7629 | 0.75353 | 0.74091
| Windows_Com, E - Cool [Building w Propane Heat] | Education | Cooling | NC | 1 | 0.93833 | 0.90372 | 0.87456 | 0.82735 | 0.82156 | 0.82043 | 0.7985 | 0.79589 | 0.78609
| Window Film_Com, E - Cool [Building w Elec Heat] | Education | Cooling | RET | 0 | 0 | 0 | 0 | 0 | 0 | 0 | 0 | 0 | 0
| Window Film_Com, E - Heat [Building w Elec Heat] | Education | Space Heating | RET | 0 | 0 | 0 | 0 | 0 | 0 | 0 | 0 | 0 | 0
| Window Film_Com, E - Cool [Building w Gas Heat] | Education | Cooling | RET | 0 | 0 | 0 | 0 | 0 | 0 | 0 | 0 | 0 | 0
| Window Film_Com, G - Heat [Building w Gas Heat] | Education |  | RET | 0 | 0 | 0 | 0 | 0 | 0 | 0 | 0 | 0 | 0
| Window Film_Com, E - Cool [Building w Oil Heat] | Education | Cooling | RET | 0 | 0 | 0 | 0 | 0 | 0 | 0 | 0 | 0 | 0
| Window Film_Com, O - Heat [Building w Oil Heat] | Education |  | RET | 0 | 0 | 0 | 0 | 0 | 0 | 0 | 0 | 0 | 0
| Window Film_Com, E - Cool [Building w Propane Heat] | Education | Cooling | RET | 0 | 0 | 0 | 0 | 0 | 0 | 0 | 0 | 0 | 0
| Motors and Fans_Com, E - Vent | Education | Ventilation | NC | 1 | 0.93833 | 0.90372 | 0.87456 | 0.82735 | 0.82156 | 0.82043 | 0.7985 | 0.79589 | 0.78609
| Motors and Fans_Com, E - Vent | Education | Ventilation | RET | 0.1 | 0.087696 | 0.082772 | 0.073758 | 0.066113 | 0.059727 | 0.053208 | 0.049292 | 0.045051 | 0.03994
| Motors and Fans_Com, E - Vent | Education | Ventilation | REPL | 1 | 0.77865 | 0.71373 | 0.60504 | 0.5016 | 0.40235 | 0.29836 | 0.20584 | 0.1073 | 0.0067012
| ECM Furnace Motors_Com, E - Vent | Education | Ventilation | RET | 0.1 | 0.097332 | 0.10196 | 0.10084 | 0.10032 | 0.10059 | 0.099455 | 0.10179 | 0.10273 | 0.10052
| VFD on HVAC System_Com, E - Vent | Education | Ventilation | RET | 0.1 | 0.097332 | 0.10196 | 0.10084 | 0.10032 | 0.10059 | 0.099455 | 0.10179 | 0.10273 | 0.10052
| Kitchen DCV_Com, E - Vent [Building w Elec Heat] | Education | Ventilation | NC | 1 | 0.93833 | 0.90372 | 0.87456 | 0.82735 | 0.82156 | 0.82043 | 0.7985 | 0.79589 | 0.78609
| Kitchen DCV_Com, E - Vent [Building w Elec Heat] | Education | Ventilation | RET | 0.1 | 0.08828 | 0.083878 | 0.075241 | 0.067892 | 0.061742 | 0.055369 | 0.052982 | 0.050097 | 0.046023
| Kitchen DCV_Com, E - Vent [Building w Elec Heat] | Education | Ventilation | REPL | 1 | 0.77865 | 0.71373 | 0.60504 | 0.5016 | 0.40235 | 0.29836 | 0.21941 | 0.13469 | 0.046908
| Kitchen DCV_Com, E - Heat [Building w Elec Heat] | Education | Space Heating | NC | 1 | 0.93833 | 0.90372 | 0.87456 | 0.82735 | 0.82156 | 0.82043 | 0.7985 | 0.79589 | 0.78609
| Kitchen DCV_Com, E - Heat [Building w Elec Heat] | Education | Space Heating | RET | 0.1 | 0.08828 | 0.083878 | 0.075241 | 0.067892 | 0.061742 | 0.055369 | 0.052982 | 0.050097 | 0.046023
| Kitchen DCV_Com, E - Heat [Building w Elec Heat] | Education | Space Heating | REPL | 1 | 0.77865 | 0.71373 | 0.60504 | 0.5016 | 0.40235 | 0.29836 | 0.21941 | 0.13469 | 0.046908
| Kitchen DCV_Com, E - Vent [Building w Gas Heat] | Education | Ventilation | NC | 1 | 0.93833 | 0.90372 | 0.87456 | 0.82735 | 0.82156 | 0.82043 | 0.7985 | 0.79589 | 0.78609
| Kitchen DCV_Com, E - Vent [Building w Gas Heat] | Education | Ventilation | RET | 0.1 | 0.08828 | 0.083878 | 0.075241 | 0.067892 | 0.061742 | 0.055369 | 0.052982 | 0.050097 | 0.046023
| Kitchen DCV_Com, E - Vent [Building w Gas Heat] | Education | Ventilation | REPL | 1 | 0.77865 | 0.71373 | 0.60504 | 0.5016 | 0.40235 | 0.29836 | 0.21941 | 0.13469 | 0.046908
| Kitchen DCV_Com, G - Heat [Building w Gas Heat] | Education |  | NC | 1 | 0.94759 | 0.91754 | 0.87973 | 0.83964 | 0.81496 | 0.80903 | 0.80762 | 0.8088 | 0.80611
| Kitchen DCV_Com, G - Heat [Building w Gas Heat] | Education |  | RET | 0.1 | 0.090585 | 0.08218 | 0.074031 | 0.067009 | 0.060804 | 0.055318 | 0.051915 | 0.048923 | 0.046161
| Kitchen DCV_Com, G - Heat [Building w Gas Heat] | Education |  | REPL | 1 | 0.79898 | 0.69928 | 0.59531 | 0.49508 | 0.39624 | 0.29809 | 0.21499 | 0.13153 | 0.047049
| Kitchen DCV_Com, E - Vent [Building w Oil Heat] | Education | Ventilation | NC | 1 | 0.93833 | 0.90372 | 0.87456 | 0.82735 | 0.82156 | 0.82043 | 0.7985 | 0.79589 | 0.78609
| Kitchen DCV_Com, E - Vent [Building w Oil Heat] | Education | Ventilation | RET | 0.1 | 0.08828 | 0.083878 | 0.075241 | 0.067892 | 0.061742 | 0.055369 | 0.052982 | 0.050097 | 0.046023
| Kitchen DCV_Com, E - Vent [Building w Oil Heat] | Education | Ventilation | REPL | 1 | 0.77865 | 0.71373 | 0.60504 | 0.5016 | 0.40235 | 0.29836 | 0.21941 | 0.13469 | 0.046908
| Kitchen DCV_Com, O - Heat [Building w Oil Heat] | Education |  | NC | 1 | 0.93756 | 0.90356 | 0.86352 | 0.81845 | 0.7872 | 0.77324 | 0.7629 | 0.75353 | 0.74091
| Kitchen DCV_Com, O - Heat [Building w Oil Heat] | Education |  | RET | 0.1 | 0.089625 | 0.080927 | 0.072666 | 0.065318 | 0.058732 | 0.052871 | 0.04904 | 0.045579 | 0.042427
| Kitchen DCV_Com, O - Heat [Building w Oil Heat] | Education |  | REPL | 1 | 0.79052 | 0.68862 | 0.58434 | 0.48258 | 0.38274 | 0.2849 | 0.20309 | 0.12254 | 0.043244
| Kitchen DCV_Com, E - Vent [Building w Oil Heat] | Education | Ventilation | NC | 1 | 0.93833 | 0.90372 | 0.87456 | 0.82735 | 0.82156 | 0.82043 | 0.7985 | 0.79589 | 0.78609
| Kitchen DCV_Com, E - Vent [Building w Oil Heat] | Education | Ventilation | RET | 0.1 | 0.08828 | 0.083878 | 0.075241 | 0.067892 | 0.061742 | 0.055369 | 0.052982 | 0.050097 | 0.046023
| Kitchen DCV_Com, E - Vent [Building w Oil Heat] | Education | Ventilation | REPL | 1 | 0.77865 | 0.71373 | 0.60504 | 0.5016 | 0.40235 | 0.29836 | 0.21941 | 0.13469 | 0.046908
| Duct Sealing Regulated_Com, E - Vent [Building w Elec Heat] | Education | Ventilation | RET | 0.1 | 0.097332 | 0.10196 | 0.10084 | 0.10032 | 0.10059 | 0.099455 | 0.10179 | 0.10273 | 0.10052
| Duct Sealing Regulated_Com, E - Heat [Building w Elec Heat] | Education | Space Heating | RET | 0.1 | 0.097332 | 0.10196 | 0.10084 | 0.10032 | 0.10059 | 0.099455 | 0.10179 | 0.10273 | 0.10052
| Duct Sealing Regulated_Com, E - Cool [Building w Elec Heat] | Education | Cooling | RET | 0.1 | 0.097332 | 0.10196 | 0.10084 | 0.10032 | 0.10059 | 0.099455 | 0.10179 | 0.10273 | 0.10052
| Duct Sealing Regulated_Com, E - Vent [Building w Gas Heat] | Education | Ventilation | RET | 0.1 | 0.097332 | 0.10196 | 0.10084 | 0.10032 | 0.10059 | 0.099455 | 0.10179 | 0.10273 | 0.10052
| Duct Sealing Regulated_Com, G - Heat [Building w Gas Heat] | Education |  | RET | 0.1 | 0.099873 | 0.099896 | 0.099218 | 0.099015 | 0.099059 | 0.099362 | 0.099739 | 0.10032 | 0.10082
| Duct Sealing Regulated_Com, E - Cool [Building w Gas Heat] | Education | Cooling | RET | 0.1 | 0.097332 | 0.10196 | 0.10084 | 0.10032 | 0.10059 | 0.099455 | 0.10179 | 0.10273 | 0.10052
| Duct Sealing Non Regulated_Com, E - Vent [Building w Oil Heat] | Education | Ventilation | RET | 0.1 | 0.097332 | 0.10196 | 0.10084 | 0.10032 | 0.10059 | 0.099455 | 0.10179 | 0.10273 | 0.10052
| Duct Sealing Non Regulated_Com, O - Heat [Building w Oil Heat] | Education |  | RET | 0.1 | 0.098815 | 0.098374 | 0.09739 | 0.096516 | 0.095684 | 0.094967 | 0.094216 | 0.093466 | 0.092665
| Duct Sealing Non Regulated_Com, E - Cool [Building w Oil Heat] | Education | Cooling | RET | 0.1 | 0.097332 | 0.10196 | 0.10084 | 0.10032 | 0.10059 | 0.099455 | 0.10179 | 0.10273 | 0.10052
| Duct Sealing Non Regulated_Com, E - Vent [Building w Propane Heat] | Education | Ventilation | RET | 0.1 | 0.097332 | 0.10196 | 0.10084 | 0.10032 | 0.10059 | 0.099455 | 0.10179 | 0.10273 | 0.10052
| Duct Sealing Non Regulated_Com, E - Cool [Building w Propane Heat] | Education | Cooling | RET | 0.1 | 0.097332 | 0.10196 | 0.10084 | 0.10032 | 0.10059 | 0.099455 | 0.10179 | 0.10273 | 0.10052
| Power Strip_Com, E - Plug [Tier 1] | Education | Plug Loads | NC | 0 | 0 | 0 | 0 | 0 | 0 | 0 | 0 | 0 | 0
| Power Strip_Com, E - Plug [Tier 1] | Education | Plug Loads | RET | 0 | 0 | 0 | 0 | 0 | 0 | 0 | 0 | 0 | 0
| Power Strip_Com, E - Plug [Tier 1] | Education | Plug Loads | REPL | 0 | 0 | 0 | 0 | 0 | 0 | 0 | 0 | 0 | 0
| Power Strip_Com, E - Plug [Tier 2] | Education | Plug Loads | NC | 1 | 0.93833 | 0.90372 | 0.87456 | 0.82735 | 0.82156 | 0.82043 | 0.7985 | 0.80393 | 0.80206
| Power Strip_Com, E - Plug [Tier 2] | Education | Plug Loads | RET | 0.1 | 0.08796 | 0.083271 | 0.074426 | 0.068466 | 0.063596 | 0.058364 | 0.055557 | 0.072045 | 0.084618
| Power Strip_Com, E - Plug [Tier 2] | Education | Plug Loads | REPL | 1 | 0.77865 | 0.71373 | 0.60504 | 0.51712 | 0.43349 | 0.34454 | 0.26659 | 0.38005 | 0.48047
| Computer Power Management_Com, E - Plug | Education | Plug Loads | RET | 0.1 | 0.097332 | 0.10196 | 0.10084 | 0.10032 | 0.10059 | 0.099455 | 0.10179 | 0.10273 | 0.10052
| Vending Machine Controls_Com, E - Plug [Non-Refrigerated] | Education | Plug Loads | RET | 0.1 | 0.097332 | 0.10196 | 0.10084 | 0.10032 | 0.10059 | 0.099455 | 0.10179 | 0.10273 | 0.10052
| Vending Machine Controls_Com, E - Plug [Refrigerated] | Education | Plug Loads | RET | 0.1 | 0.097332 | 0.10196 | 0.10084 | 0.10032 | 0.10059 | 0.099455 | 0.10179 | 0.10273 | 0.10052
| Ovens_Com, E - Cook | Education | Cooking | NC | 1 | 0.93833 | 0.90372 | 0.87456 | 0.82735 | 0.82156 | 0.82043 | 0.7985 | 0.79589 | 0.78609
| Ovens_Com, E - Cook | Education | Cooking | REPL | 1 | 0.97332 | 1.0196 | 1.0084 | 1.0032 | 1.0059 | 0.99455 | 1.0179 | 1.0273 | 1.0052
| Ovens_Com, G - Cook | Education |  | NC | 1 | 0.94759 | 0.91754 | 0.87973 | 0.83964 | 0.81496 | 0.80903 | 0.80762 | 0.8088 | 0.80611
| Ovens_Com, G - Cook | Education |  | REPL | 1 | 0.99873 | 0.99896 | 0.99218 | 0.99015 | 0.99059 | 0.99362 | 0.99739 | 1.0032 | 1.0082
| Fryers_Com, E - Cook | Education | Cooking | NC | 1 | 0.93833 | 0.90372 | 0.87456 | 0.82735 | 0.82156 | 0.82043 | 0.7985 | 0.79589 | 0.78609
| Fryers_Com, E - Cook | Education | Cooking | REPL | 1 | 0.97332 | 1.0196 | 1.0084 | 1.0032 | 1.0059 | 0.99455 | 1.0179 | 1.0273 | 1.0052
| Fryers_Com, G - Cook | Education |  | NC | 1 | 0.94759 | 0.91754 | 0.87973 | 0.83964 | 0.81496 | 0.80903 | 0.80762 | 0.8088 | 0.80611
| Fryers_Com, G - Cook | Education |  | REPL | 1 | 0.99873 | 0.99896 | 0.99218 | 0.99015 | 0.99059 | 0.99362 | 0.99739 | 1.0032 | 1.0082
| Griddles_Com, E - Cook | Education | Cooking | NC | 1 | 0.93833 | 0.90372 | 0.87456 | 0.82735 | 0.82156 | 0.82043 | 0.7985 | 0.79589 | 0.78609
| Griddles_Com, E - Cook | Education | Cooking | REPL | 1 | 0.97332 | 1.0196 | 1.0084 | 1.0032 | 1.0059 | 0.99455 | 1.0179 | 1.0273 | 1.0052
| Griddles_Com, G - Cook | Education |  | NC | 1 | 0.94759 | 0.91754 | 0.87973 | 0.83964 | 0.81496 | 0.80903 | 0.80762 | 0.8088 | 0.80611
| Griddles_Com, G - Cook | Education |  | REPL | 1 | 0.99873 | 0.99896 | 0.99218 | 0.99015 | 0.99059 | 0.99362 | 0.99739 | 1.0032 | 1.0082
| Hot Food Holding Cabinet_Com, E - Cook | Education | Cooking | NC | 1 | 0.93833 | 0.90372 | 0.87456 | 0.82735 | 0.82156 | 0.82043 | 0.7985 | 0.79589 | 0.78609
| Hot Food Holding Cabinet_Com, E - Cook | Education | Cooking | REPL | 1 | 0.97332 | 1.0196 | 1.0084 | 1.0032 | 1.0059 | 0.99455 | 1.0179 | 1.0273 | 1.0052
| Steamers_Com, E - Cook | Education | Cooking | NC | 1 | 0.93833 | 0.90372 | 0.87456 | 0.82735 | 0.82156 | 0.82043 | 0.7985 | 0.79589 | 0.78609
| Steamers_Com, E - Cook | Education | Cooking | REPL | 1 | 0.97332 | 1.0196 | 1.0084 | 1.0032 | 1.0059 | 0.99455 | 1.0179 | 1.0273 | 1.0052
| Steamers_Com, G - Cook | Education |  | NC | 1 | 0.94759 | 0.91754 | 0.87973 | 0.83964 | 0.81496 | 0.80903 | 0.80762 | 0.8088 | 0.80611
| Steamers_Com, G - Cook | Education |  | REPL | 1 | 0.99873 | 0.99896 | 0.99218 | 0.99015 | 0.99059 | 0.99362 | 0.99739 | 1.0032 | 1.0082
| ES Refrigerator and Freezer_Com, E - Refr | Education | Refrigeration | NC | 1 | 0.93833 | 0.90372 | 0.87456 | 0.82735 | 0.82156 | 0.82043 | 0.7985 | 0.79589 | 0.78609
| ES Refrigerator and Freezer_Com, E - Refr | Education | Refrigeration | REPL | 1 | 0.97332 | 1.0196 | 1.0084 | 1.0032 | 1.0059 | 0.99455 | 1.0179 | 1.0273 | 1.0052
| Anti Sweat Heat Control_Com, E - Refr | Education | Refrigeration | NC | 1 | 0.93833 | 0.90372 | 0.87456 | 0.82735 | 0.82156 | 0.82043 | 0.7985 | 0.79589 | 0.78609
| Anti Sweat Heat Control_Com, E - Refr | Education | Refrigeration | RET | 0.1 | 0.097332 | 0.10196 | 0.10084 | 0.10032 | 0.10059 | 0.099455 | 0.10179 | 0.10273 | 0.10052
| Case Night Covers_Com, E - Refr | Education | Refrigeration | RET | 0.1 | 0.097332 | 0.10196 | 0.10084 | 0.10032 | 0.10059 | 0.099455 | 0.10179 | 0.10273 | 0.10052
| Loading Dock Pit Seals_Com, E - Refr | Education | Refrigeration | NC | 1 | 0.93833 | 0.90372 | 0.87456 | 0.82735 | 0.82156 | 0.82043 | 0.7985 | 0.79589 | 0.78609
| Loading Dock Pit Seals_Com, E - Refr | Education | Refrigeration | RET | 0.1 | 0.097332 | 0.10196 | 0.10084 | 0.10032 | 0.10059 | 0.099455 | 0.10179 | 0.10273 | 0.10052
| ECM Comp Cond Fan Motor_Com, E - Refr | Education | Refrigeration | NC | 1 | 0.93833 | 0.90372 | 0.87456 | 0.82735 | 0.82156 | 0.82043 | 0.7985 | 0.79589 | 0.78609
| ECM Comp Cond Fan Motor_Com, E - Refr | Education | Refrigeration | RET | 0.1 | 0.094236 | 0.095577 | 0.09152 | 0.088151 | 0.085575 | 0.081919 | 0.0966 | 0.10273 | 0.10052
| ECM Comp Cond Fan Motor_Com, E - Refr | Education | Refrigeration | REPL | 1 | 0.77865 | 0.71373 | 0.60504 | 0.5016 | 0.40235 | 0.29836 | 0.35782 | 0.41407 | 0.45695
| Evap Fan Motor Replacement_Com, E - Refr | Education | Refrigeration | NC | 1 | 0.93833 | 0.90372 | 0.87456 | 0.82735 | 0.82156 | 0.82043 | 0.7985 | 0.79589 | 0.78609
| Evap Fan Motor Replacement_Com, E - Refr | Education | Refrigeration | RET | 0.1 | 0.088171 | 0.083672 | 0.074964 | 0.067558 | 0.061364 | 0.054962 | 0.052289 | 0.049149 | 0.044878
| Evap Fan Motor Replacement_Com, E - Refr | Education | Refrigeration | REPL | 1 | 0.77865 | 0.71373 | 0.60504 | 0.5016 | 0.40235 | 0.29836 | 0.21689 | 0.1296 | 0.03943
| Evap Fan Speed Controls_Com, E - Refr | Education | Refrigeration | NC | 1 | 0.93833 | 0.90372 | 0.87456 | 0.82735 | 0.82156 | 0.82043 | 0.7985 | 0.79589 | 0.78609
| Evap Fan Speed Controls_Com, E - Refr | Education | Refrigeration | RET | 0.1 | 0.097332 | 0.10196 | 0.10084 | 0.10032 | 0.10059 | 0.099455 | 0.10179 | 0.10273 | 0.10052
| LowHeat NoHeat Doors_Com, E - Refr | Education | Refrigeration | NC | 1 | 0.93833 | 0.90372 | 0.87456 | 0.82735 | 0.82156 | 0.82043 | 0.7985 | 0.79589 | 0.78609
| LowHeat NoHeat Doors_Com, E - Refr | Education | Refrigeration | RET | 0.1 | 0.097332 | 0.10196 | 0.10084 | 0.10032 | 0.10059 | 0.099455 | 0.10179 | 0.10273 | 0.10052
| Refrigerated Vending Machine_Com, E - Refr | Education | Refrigeration | NC | 1 | 0.93833 | 0.90372 | 0.87456 | 0.82735 | 0.82156 | 0.82043 | 0.7985 | 0.79589 | 0.78609
| Refrigerated Vending Machine_Com, E - Refr | Education | Refrigeration | REPL | 1 | 0.97332 | 1.0196 | 1.0084 | 1.0032 | 1.0059 | 0.99455 | 1.0179 | 1.0273 | 1.0052
| Walk In Refrigeration_Com, E - Refr | Education | Refrigeration | NC | 0.7 | 0.65683 | 0.6326 | 0.61219 | 0.57915 | 0.57509 | 0.5743 | 0.55895 | 0.55712 | 0.55027
| Refrigeration Tune Up_Com, E - Refr | Education | Refrigeration | RET | 0.1 | 0.097332 | 0.10196 | 0.10084 | 0.10032 | 0.10059 | 0.099455 | 0.10179 | 0.10273 | 0.10052
| ES Ice Machine_Com, E - Refr | Education | Refrigeration | NC | 1 | 0.93833 | 0.90372 | 0.87456 | 0.82735 | 0.82156 | 0.82043 | 0.7985 | 0.79589 | 0.78609
| ES Ice Machine_Com, E - Refr | Education | Refrigeration | REPL | 1 | 0.97332 | 1.0196 | 1.0084 | 1.0032 | 1.0059 | 0.99455 | 1.0179 | 1.0273 | 1.0052
| Walk In Cooler Retroft_Com, E - Refr | Education | Refrigeration | RET | 0.07 | 0.068132 | 0.071373 | 0.070588 | 0.070224 | 0.070412 | 0.069618 | 0.071252 | 0.071911 | 0.070362
| Door Gasket Replacement_Com, E - Refr | Education | Refrigeration | RET | 0.1 | 0.097332 | 0.10196 | 0.10084 | 0.10032 | 0.10059 | 0.099455 | 0.10179 | 0.10273 | 0.10052
| EnergyStar Dehumidifier_Com, E - Appl | Education | Appliances | NC | 1 | 0.93833 | 0.90372 | 0.87456 | 0.82735 | 0.82156 | 0.82043 | 0.7985 | 0.79589 | 0.78609
| EnergyStar Dehumidifier_Com, E - Appl | Education | Appliances | REPL | 1 | 0.97332 | 1.0196 | 1.0084 | 1.0032 | 1.0059 | 0.99455 | 1.0179 | 1.0273 | 1.0052
| Clothes Washer Elec WH_Com, E - Appl [unit w/ elec dry - Washer] | Education | Appliances | NC | 1 | 0.93833 | 0.90372 | 0.87456 | 0.82735 | 0.82156 | 0.82043 | 0.80656 | 0.81205 | 0.81016
| Clothes Washer Elec WH_Com, E - Appl [unit w/ elec dry - Washer] | Education | Appliances | REPL | 1 | 0.97332 | 1.0196 | 1.0084 | 1.0032 | 1.0059 | 0.99455 | 1.0179 | 1.0273 | 1.0052
| Clothes Washer Elec WH_Com, E - Appl [unit w/ elec dry - Dryer] | Education | Appliances | NC | 1 | 0.93833 | 0.90372 | 0.87456 | 0.82735 | 0.82156 | 0.82043 | 0.80656 | 0.81205 | 0.81016
| Clothes Washer Elec WH_Com, E - Appl [unit w/ elec dry - Dryer] | Education | Appliances | REPL | 1 | 0.97332 | 1.0196 | 1.0084 | 1.0032 | 1.0059 | 0.99455 | 1.0179 | 1.0273 | 1.0052
| Clothes Washer Elec WH_Com, E - HWat [unit w/ elec dry - Water Heater] | Education | Water Heating | NC | 1 | 0.93833 | 0.90372 | 0.87456 | 0.82735 | 0.82156 | 0.82043 | 0.80656 | 0.81205 | 0.81016
| Clothes Washer Elec WH_Com, E - HWat [unit w/ elec dry - Water Heater] | Education | Water Heating | REPL | 1 | 0.97332 | 1.0196 | 1.0084 | 1.0032 | 1.0059 | 0.99455 | 1.0179 | 1.0273 | 1.0052
| Clothes Washer Elec WH_Com, E - Appl [unit w/ gas dry - Washer] | Education | Appliances | NC | 1 | 0.93833 | 0.90372 | 0.87456 | 0.82735 | 0.82156 | 0.82043 | 0.80656 | 0.81205 | 0.81016
| Clothes Washer Elec WH_Com, E - Appl [unit w/ gas dry - Washer] | Education | Appliances | REPL | 1 | 0.97332 | 1.0196 | 1.0084 | 1.0032 | 1.0059 | 0.99455 | 1.0179 | 1.0273 | 1.0052
| Clothes Washer Elec WH_Com, G - Oth [unit w/ gas dry - Dryer] | Education |  | NC | 1 | 0.94759 | 0.91754 | 0.87973 | 0.83964 | 0.81496 | 0.80903 | 0.81578 | 0.82522 | 0.83079
| Clothes Washer Elec WH_Com, G - Oth [unit w/ gas dry - Dryer] | Education |  | REPL | 1 | 0.99873 | 0.99896 | 0.99218 | 0.99015 | 0.99059 | 0.99362 | 0.99739 | 1.0032 | 1.0082
| Clothes Washer Elec WH_Com, E - HWat [unit w/ gas dry - Water Heater] | Education | Water Heating | NC | 1 | 0.93833 | 0.90372 | 0.87456 | 0.82735 | 0.82156 | 0.82043 | 0.80656 | 0.81205 | 0.81016
| Clothes Washer Elec WH_Com, E - HWat [unit w/ gas dry - Water Heater] | Education | Water Heating | REPL | 1 | 0.97332 | 1.0196 | 1.0084 | 1.0032 | 1.0059 | 0.99455 | 1.0179 | 1.0273 | 1.0052
| Clothes Washer Elec WH_Com, E - Appl [unit w/ propane dry - Washer] | Education | Appliances | NC | 1 | 0.93833 | 0.90372 | 0.87456 | 0.82735 | 0.82156 | 0.82043 | 0.80656 | 0.81205 | 0.81016
| Clothes Washer Elec WH_Com, E - Appl [unit w/ propane dry - Washer] | Education | Appliances | REPL | 1 | 0.97332 | 1.0196 | 1.0084 | 1.0032 | 1.0059 | 0.99455 | 1.0179 | 1.0273 | 1.0052
| Clothes Washer Elec WH_Com, E - HWat [unit w/ propane dry - Water Heater] | Education | Water Heating | NC | 1 | 0.93833 | 0.90372 | 0.87456 | 0.82735 | 0.82156 | 0.82043 | 0.80656 | 0.81205 | 0.81016
| Clothes Washer Elec WH_Com, E - HWat [unit w/ propane dry - Water Heater] | Education | Water Heating | REPL | 1 | 0.97332 | 1.0196 | 1.0084 | 1.0032 | 1.0059 | 0.99455 | 1.0179 | 1.0273 | 1.0052
| Clothes Washer Gas WH_Com, E - Appl [unit w/ elec dry - Washer] | Education | Appliances | NC | 1 | 0.93833 | 0.90372 | 0.87456 | 0.82735 | 0.82156 | 0.82043 | 0.80656 | 0.81205 | 0.81016
| Clothes Washer Gas WH_Com, E - Appl [unit w/ elec dry - Washer] | Education | Appliances | REPL | 1 | 0.97332 | 1.0196 | 1.0084 | 1.0032 | 1.0059 | 0.99455 | 1.0179 | 1.0273 | 1.0052
| Clothes Washer Gas WH_Com, E - Appl [unit w/ elec dry - Dryer] | Education | Appliances | NC | 1 | 0.93833 | 0.90372 | 0.87456 | 0.82735 | 0.82156 | 0.82043 | 0.80656 | 0.81205 | 0.81016
| Clothes Washer Gas WH_Com, E - Appl [unit w/ elec dry - Dryer] | Education | Appliances | REPL | 1 | 0.97332 | 1.0196 | 1.0084 | 1.0032 | 1.0059 | 0.99455 | 1.0179 | 1.0273 | 1.0052
| Clothes Washer Gas WH_Com, G - HWat [unit w/ elec dry - Water Heater] | Education |  | NC | 1 | 0.94759 | 0.91754 | 0.87973 | 0.83964 | 0.81496 | 0.80903 | 0.81578 | 0.82522 | 0.83079
| Clothes Washer Gas WH_Com, G - HWat [unit w/ elec dry - Water Heater] | Education |  | REPL | 1 | 0.99873 | 0.99896 | 0.99218 | 0.99015 | 0.99059 | 0.99362 | 0.99739 | 1.0032 | 1.0082
| Clothes Washer Gas WH_Com, E - Appl [unit w/ gas dry - Washer] | Education | Appliances | NC | 1 | 0.93833 | 0.90372 | 0.87456 | 0.82735 | 0.82156 | 0.82043 | 0.80656 | 0.81205 | 0.81016
| Clothes Washer Gas WH_Com, E - Appl [unit w/ gas dry - Washer] | Education | Appliances | REPL | 1 | 0.97332 | 1.0196 | 1.0084 | 1.0032 | 1.0059 | 0.99455 | 1.0179 | 1.0273 | 1.0052
| Clothes Washer Gas WH_Com, G - Oth [unit w/ gas dry - Dryer] | Education |  | NC | 1 | 0.94759 | 0.91754 | 0.87973 | 0.83964 | 0.81496 | 0.80903 | 0.81578 | 0.82522 | 0.83079
| Clothes Washer Gas WH_Com, G - Oth [unit w/ gas dry - Dryer] | Education |  | REPL | 1 | 0.99873 | 0.99896 | 0.99218 | 0.99015 | 0.99059 | 0.99362 | 0.99739 | 1.0032 | 1.0082
| Clothes Washer Gas WH_Com, G - HWat [unit w/ gas dry - Water Heater] | Education |  | NC | 1 | 0.94759 | 0.91754 | 0.87973 | 0.83964 | 0.81496 | 0.80903 | 0.81578 | 0.82522 | 0.83079
| Clothes Washer Gas WH_Com, G - HWat [unit w/ gas dry - Water Heater] | Education |  | REPL | 1 | 0.99873 | 0.99896 | 0.99218 | 0.99015 | 0.99059 | 0.99362 | 0.99739 | 1.0032 | 1.0082
| Clothes Washer Gas WH_Com, E - Appl [unit w/ propane dry - Washer] | Education | Appliances | NC | 1 | 0.93833 | 0.90372 | 0.87456 | 0.82735 | 0.82156 | 0.82043 | 0.80656 | 0.81205 | 0.81016
| Clothes Washer Gas WH_Com, E - Appl [unit w/ propane dry - Washer] | Education | Appliances | REPL | 1 | 0.97332 | 1.0196 | 1.0084 | 1.0032 | 1.0059 | 0.99455 | 1.0179 | 1.0273 | 1.0052
| Clothes Washer Gas WH_Com, G - HWat [unit w/ propane dry - Water Heater] | Education |  | NC | 1 | 0.94759 | 0.91754 | 0.87973 | 0.83964 | 0.81496 | 0.80903 | 0.81578 | 0.82522 | 0.83079
| Clothes Washer Gas WH_Com, G - HWat [unit w/ propane dry - Water Heater] | Education |  | REPL | 1 | 0.99873 | 0.99896 | 0.99218 | 0.99015 | 0.99059 | 0.99362 | 0.99739 | 1.0032 | 1.0082
| Clothes Washer Oil WH_Com, E - Appl [unit w/ elec dry - Washer] | Education | Appliances | NC | 1 | 0.93833 | 0.90372 | 0.87456 | 0.82735 | 0.82156 | 0.82043 | 0.80656 | 0.81205 | 0.81016
| Clothes Washer Oil WH_Com, E - Appl [unit w/ elec dry - Washer] | Education | Appliances | REPL | 1 | 0.97332 | 1.0196 | 1.0084 | 1.0032 | 1.0059 | 0.99455 | 1.0179 | 1.0273 | 1.0052
| Clothes Washer Oil WH_Com, E - Appl [unit w/ elec dry - Dryer] | Education | Appliances | NC | 1 | 0.93833 | 0.90372 | 0.87456 | 0.82735 | 0.82156 | 0.82043 | 0.80656 | 0.81205 | 0.81016
| Clothes Washer Oil WH_Com, E - Appl [unit w/ elec dry - Dryer] | Education | Appliances | REPL | 1 | 0.97332 | 1.0196 | 1.0084 | 1.0032 | 1.0059 | 0.99455 | 1.0179 | 1.0273 | 1.0052
| Clothes Washer Oil WH_Com, O - HWat [unit w/ elec dry - Water Heater] | Education |  | NC | 1 | 0.93756 | 0.90356 | 0.86352 | 0.81845 | 0.7872 | 0.77324 | 0.7706 | 0.76883 | 0.76359
| Clothes Washer Oil WH_Com, O - HWat [unit w/ elec dry - Water Heater] | Education |  | REPL | 1 | 0.98815 | 0.98374 | 0.9739 | 0.96516 | 0.95684 | 0.94967 | 0.94216 | 0.93466 | 0.92665
| Clothes Washer Oil WH_Com, E - Appl [unit w/ gas dry - Washer] | Education | Appliances | NC | 1 | 0.93833 | 0.90372 | 0.87456 | 0.82735 | 0.82156 | 0.82043 | 0.80656 | 0.81205 | 0.81016
| Clothes Washer Oil WH_Com, E - Appl [unit w/ gas dry - Washer] | Education | Appliances | REPL | 1 | 0.97332 | 1.0196 | 1.0084 | 1.0032 | 1.0059 | 0.99455 | 1.0179 | 1.0273 | 1.0052
| Clothes Washer Oil WH_Com, G - Oth [unit w/ gas dry - Dryer] | Education |  | NC | 1 | 0.94759 | 0.91754 | 0.87973 | 0.83964 | 0.81496 | 0.80903 | 0.81578 | 0.82522 | 0.83079
| Clothes Washer Oil WH_Com, G - Oth [unit w/ gas dry - Dryer] | Education |  | REPL | 1 | 0.99873 | 0.99896 | 0.99218 | 0.99015 | 0.99059 | 0.99362 | 0.99739 | 1.0032 | 1.0082
| Clothes Washer Oil WH_Com, O - HWat [unit w/ gas dry - Water Heater] | Education |  | NC | 1 | 0.93756 | 0.90356 | 0.86352 | 0.81845 | 0.7872 | 0.77324 | 0.7706 | 0.76883 | 0.76359
| Clothes Washer Oil WH_Com, O - HWat [unit w/ gas dry - Water Heater] | Education |  | REPL | 1 | 0.98815 | 0.98374 | 0.9739 | 0.96516 | 0.95684 | 0.94967 | 0.94216 | 0.93466 | 0.92665
| Clothes Washer Oil WH_Com, E - Appl [unit w/ propane dry - Washer] | Education | Appliances | NC | 1 | 0.93833 | 0.90372 | 0.87456 | 0.82735 | 0.82156 | 0.82043 | 0.80656 | 0.81205 | 0.81016
| Clothes Washer Oil WH_Com, E - Appl [unit w/ propane dry - Washer] | Education | Appliances | REPL | 1 | 0.97332 | 1.0196 | 1.0084 | 1.0032 | 1.0059 | 0.99455 | 1.0179 | 1.0273 | 1.0052
| Clothes Washer Oil WH_Com, O - HWat [unit w/ propane dry - Water Heater] | Education |  | NC | 1 | 0.93756 | 0.90356 | 0.86352 | 0.81845 | 0.7872 | 0.77324 | 0.7706 | 0.76883 | 0.76359
| Clothes Washer Oil WH_Com, O - HWat [unit w/ propane dry - Water Heater] | Education |  | REPL | 1 | 0.98815 | 0.98374 | 0.9739 | 0.96516 | 0.95684 | 0.94967 | 0.94216 | 0.93466 | 0.92665
| Clothes Washer Propane WH_Com, E - Appl [unit w/ elec dry - Washer] | Education | Appliances | NC | 1 | 0.93833 | 0.90372 | 0.87456 | 0.82735 | 0.82156 | 0.82043 | 0.80656 | 0.81205 | 0.81016
| Clothes Washer Propane WH_Com, E - Appl [unit w/ elec dry - Washer] | Education | Appliances | REPL | 1 | 0.97332 | 1.0196 | 1.0084 | 1.0032 | 1.0059 | 0.99455 | 1.0179 | 1.0273 | 1.0052
| Clothes Washer Propane WH_Com, E - Appl [unit w/ elec dry - Dryer] | Education | Appliances | NC | 1 | 0.93833 | 0.90372 | 0.87456 | 0.82735 | 0.82156 | 0.82043 | 0.80656 | 0.81205 | 0.81016
| Clothes Washer Propane WH_Com, E - Appl [unit w/ elec dry - Dryer] | Education | Appliances | REPL | 1 | 0.97332 | 1.0196 | 1.0084 | 1.0032 | 1.0059 | 0.99455 | 1.0179 | 1.0273 | 1.0052
| Clothes Washer Propane WH_Com, E - Appl [unit w/ gas dry - Washer] | Education | Appliances | NC | 1 | 0.93833 | 0.90372 | 0.87456 | 0.82735 | 0.82156 | 0.82043 | 0.80656 | 0.81205 | 0.81016
| Clothes Washer Propane WH_Com, E - Appl [unit w/ gas dry - Washer] | Education | Appliances | REPL | 1 | 0.97332 | 1.0196 | 1.0084 | 1.0032 | 1.0059 | 0.99455 | 1.0179 | 1.0273 | 1.0052
| Clothes Washer Propane WH_Com, G - Oth [unit w/ gas dry - Dryer] | Education |  | NC | 1 | 0.94759 | 0.91754 | 0.87973 | 0.83964 | 0.81496 | 0.80903 | 0.81578 | 0.82522 | 0.83079
| Clothes Washer Propane WH_Com, G - Oth [unit w/ gas dry - Dryer] | Education |  | REPL | 1 | 0.99873 | 0.99896 | 0.99218 | 0.99015 | 0.99059 | 0.99362 | 0.99739 | 1.0032 | 1.0082
| Clothes Washer Propane WH_Com, E - Appl [unit w/ propane dry - Washer] | Education | Appliances | NC | 1 | 0.93833 | 0.90372 | 0.87456 | 0.82735 | 0.82156 | 0.82043 | 0.80656 | 0.81205 | 0.81016
| Clothes Washer Propane WH_Com, E - Appl [unit w/ propane dry - Washer] | Education | Appliances | REPL | 1 | 0.97332 | 1.0196 | 1.0084 | 1.0032 | 1.0059 | 0.99455 | 1.0179 | 1.0273 | 1.0052
| Clothes Washer Propane WH_Com, P - HWat [unit w/ propane dry - Water Heater] | Education |  | NC | 1 | 0.93756 | 0.90356 | 0.86352 | 0.81845 | 0.7872 | 0.77324 | 0.7706 | 0.76883 | 0.76359
| Clothes Washer Propane WH_Com, P - HWat [unit w/ propane dry - Water Heater] | Education |  | REPL | 1 | 0.98815 | 0.98374 | 0.9739 | 0.96516 | 0.95684 | 0.94967 | 0.94216 | 0.93466 | 0.92665
| Ozone Laundry_Com, E - HWat | Education | Water Heating | RET | 0.1 | 0.097332 | 0.10196 | 0.10084 | 0.10032 | 0.10059 | 0.099455 | 0.10179 | 0.10273 | 0.10052
| Ozone Laundry_Com, G - HWat | Education |  | RET | 0.1 | 0.099873 | 0.099896 | 0.099218 | 0.099015 | 0.099059 | 0.099362 | 0.099739 | 0.10032 | 0.10082
| Ozone Laundry_Com, O - HWat | Education |  | RET | 0.1 | 0.098815 | 0.098374 | 0.09739 | 0.096516 | 0.095684 | 0.094967 | 0.094216 | 0.093466 | 0.092665
| Dishwasher_Com, E - Appl [Building w elec WH] | Education | Appliances | NC | 1 | 0.93833 | 0.90372 | 0.87456 | 0.82735 | 0.82156 | 0.82043 | 0.7985 | 0.79589 | 0.78609
| Dishwasher_Com, E - Appl [Building w elec WH] | Education | Appliances | REPL | 1 | 0.97332 | 1.0196 | 1.0084 | 1.0032 | 1.0059 | 0.99455 | 1.0179 | 1.0273 | 1.0052
| Dishwasher_Com, E - HWat [Building w elec WH] | Education | Water Heating | NC | 1 | 0.93833 | 0.90372 | 0.87456 | 0.82735 | 0.82156 | 0.82043 | 0.7985 | 0.79589 | 0.78609
| Dishwasher_Com, E - HWat [Building w elec WH] | Education | Water Heating | REPL | 1 | 0.97332 | 1.0196 | 1.0084 | 1.0032 | 1.0059 | 0.99455 | 1.0179 | 1.0273 | 1.0052
| Dishwasher_Com, E - Appl [Building w gas WH] | Education | Appliances | NC | 1 | 0.93833 | 0.90372 | 0.87456 | 0.82735 | 0.82156 | 0.82043 | 0.7985 | 0.79589 | 0.78609
| Dishwasher_Com, E - Appl [Building w gas WH] | Education | Appliances | REPL | 1 | 0.97332 | 1.0196 | 1.0084 | 1.0032 | 1.0059 | 0.99455 | 1.0179 | 1.0273 | 1.0052
| Dishwasher_Com, G - HWat [Building w gas WH] | Education |  | NC | 1 | 0.94759 | 0.91754 | 0.87973 | 0.83964 | 0.81496 | 0.80903 | 0.80762 | 0.8088 | 0.80611
| Dishwasher_Com, G - HWat [Building w gas WH] | Education |  | REPL | 1 | 0.99873 | 0.99896 | 0.99218 | 0.99015 | 0.99059 | 0.99362 | 0.99739 | 1.0032 | 1.0082
| Dishwasher_Com, E - Appl [Building w oil WH] | Education | Appliances | NC | 1 | 0.93833 | 0.90372 | 0.87456 | 0.82735 | 0.82156 | 0.82043 | 0.7985 | 0.79589 | 0.78609
| Dishwasher_Com, E - Appl [Building w oil WH] | Education | Appliances | REPL | 1 | 0.97332 | 1.0196 | 1.0084 | 1.0032 | 1.0059 | 0.99455 | 1.0179 | 1.0273 | 1.0052
| Dishwasher_Com, O - HWat [Building w oil WH] | Education |  | NC | 1 | 0.93756 | 0.90356 | 0.86352 | 0.81845 | 0.7872 | 0.77324 | 0.7629 | 0.75353 | 0.74091
| Dishwasher_Com, O - HWat [Building w oil WH] | Education |  | REPL | 1 | 0.98815 | 0.98374 | 0.9739 | 0.96516 | 0.95684 | 0.94967 | 0.94216 | 0.93466 | 0.92665
| Dishwasher_Com, E - Appl [Building w propane WH] | Education | Appliances | NC | 1 | 0.93833 | 0.90372 | 0.87456 | 0.82735 | 0.82156 | 0.82043 | 0.7985 | 0.79589 | 0.78609
| Dishwasher_Com, E - Appl [Building w propane WH] | Education | Appliances | REPL | 1 | 0.97332 | 1.0196 | 1.0084 | 1.0032 | 1.0059 | 0.99455 | 1.0179 | 1.0273 | 1.0052
| Faucet Aerator_Com, E - HWat | Education | Water Heating | RET | 0.1 | 0.097332 | 0.10196 | 0.10084 | 0.10032 | 0.10059 | 0.099455 | 0.10179 | 0.10273 | 0.10052
| Faucet Aerator_Com, G - HWat | Education |  | RET | 0.1 | 0.099873 | 0.099896 | 0.099218 | 0.099015 | 0.099059 | 0.099362 | 0.099739 | 0.10032 | 0.10082
| Faucet Aerator_Com, O - HWat | Education |  | RET | 0.1 | 0.098815 | 0.098374 | 0.09739 | 0.096516 | 0.095684 | 0.094967 | 0.094216 | 0.093466 | 0.092665
| Pre Rinse Sprayers_Com, E - HWat | Education | Water Heating | RET | 0.1 | 0.097332 | 0.10196 | 0.10084 | 0.10032 | 0.10059 | 0.099455 | 0.10179 | 0.10273 | 0.10052
| Pre Rinse Sprayers_Com, G - HWat | Education |  | RET | 0.1 | 0.099873 | 0.099896 | 0.099218 | 0.099015 | 0.099059 | 0.099362 | 0.099739 | 0.10032 | 0.10082
| Pre Rinse Sprayers_Com, O - HWat | Education |  | RET | 0.1 | 0.098815 | 0.098374 | 0.09739 | 0.096516 | 0.095684 | 0.094967 | 0.094216 | 0.093466 | 0.092665
| Heat Pump Water Heater_Com, E - HWat | Education | Water Heating | NC | 0.9 | 0.8445 | 0.81335 | 0.7871 | 0.74462 | 0.73941 | 0.73839 | 0.71865 | 0.7163 | 0.70748
| Heat Pump Water Heater_Com, E - HWat | Education | Water Heating | RET | 0.09 | 0.079102 | 0.074826 | 0.066825 | 0.060032 | 0.055259 | 0.050231 | 0.04734 | 0.044068 | 0.039841
| Heat Pump Water Heater_Com, E - HWat | Education | Water Heating | REPL | 0.9 | 0.70079 | 0.64235 | 0.54454 | 0.45144 | 0.37117 | 0.28643 | 0.2107 | 0.12944 | 0.045233
| FF Storage Water Heater_Com, G - HWat | Education |  | NC | 1 | 0.94759 | 0.91754 | 0.87973 | 0.83964 | 0.81496 | 0.80903 | 0.80762 | 0.8088 | 0.80611
| FF Storage Water Heater_Com, G - HWat | Education |  | RET | 0.1 | 0.093051 | 0.086716 | 0.080245 | 0.074611 | 0.069546 | 0.064994 | 0.06781 | 0.070615 | 0.07322
| FF Storage Water Heater_Com, G - HWat | Education |  | REPL | 1 | 0.79898 | 0.69928 | 0.59531 | 0.49508 | 0.39624 | 0.29809 | 0.26974 | 0.24166 | 0.21306
| FF Storage Water Heater_Com, O - HWat | Education |  | NC | 1 | 0.93756 | 0.90356 | 0.86352 | 0.81845 | 0.7872 | 0.77324 | 0.7629 | 0.75353 | 0.74091
| FF Storage Water Heater_Com, O - HWat | Education |  | RET | 0.1 | 0.092066 | 0.085395 | 0.078766 | 0.072728 | 0.067176 | 0.062119 | 0.064055 | 0.065789 | 0.067297
| FF Storage Water Heater_Com, O - HWat | Education |  | REPL | 1 | 0.79052 | 0.68862 | 0.58434 | 0.48258 | 0.38274 | 0.2849 | 0.2548 | 0.22514 | 0.19582
| FF Instantaneous Water Heater_Com, G - HWat | Education |  | NC | 1 | 0.94759 | 0.91754 | 0.87973 | 0.83964 | 0.81496 | 0.80903 | 0.80762 | 0.8088 | 0.80611
| FF Instantaneous Water Heater_Com, G - HWat | Education |  | RET | 0.1 | 0.093051 | 0.086716 | 0.080245 | 0.074611 | 0.069546 | 0.064994 | 0.060785 | 0.056964 | 0.053336
| FF Instantaneous Water Heater_Com, G - HWat | Education |  | REPL | 1 | 0.79898 | 0.69928 | 0.59531 | 0.49508 | 0.39624 | 0.29809 | 0.19948 | 0.10032 | 1.3992e-16
| FF Instantaneous Water Heater_Com, O - HWat | Education |  | NC | 1 | 0.93756 | 0.90356 | 0.86352 | 0.81845 | 0.7872 | 0.77324 | 0.7629 | 0.75353 | 0.74091
| FF Instantaneous Water Heater_Com, O - HWat | Education |  | RET | 0.1 | 0.092066 | 0.085395 | 0.078766 | 0.072728 | 0.067176 | 0.062119 | 0.057418 | 0.053071 | 0.049022
| FF Instantaneous Water Heater_Com, O - HWat | Education |  | REPL | 1 | 0.79052 | 0.68862 | 0.58434 | 0.48258 | 0.38274 | 0.2849 | 0.18843 | 0.093466 | 1.286e-16
| Clothes Dryer_Com, E - Appl | Education | Appliances | NC | 1 | 0.93833 | 0.90372 | 0.87456 | 0.82735 | 0.82156 | 0.82043 | 0.7985 | 0.79589 | 0.78609
| Clothes Dryer_Com, E - Appl | Education | Appliances | RET | 0.1 | 0.08807 | 0.08348 | 0.074706 | 0.067249 | 0.061013 | 0.054585 | 0.051725 | 0.048421 | 0.044029
| Clothes Dryer_Com, E - Appl | Education | Appliances | REPL | 1 | 0.77865 | 0.71373 | 0.60504 | 0.5016 | 0.40235 | 0.29836 | 0.21532 | 0.12643 | 0.03479
| Clothes Dryer_Com, G - Oth | Education |  | NC | 1 | 0.94759 | 0.91754 | 0.87973 | 0.83964 | 0.81496 | 0.80903 | 0.80762 | 0.8088 | 0.80611
| Clothes Dryer_Com, G - Oth | Education |  | RET | 0.1 | 0.090369 | 0.08179 | 0.073504 | 0.066374 | 0.060085 | 0.054534 | 0.050683 | 0.047286 | 0.044161
| Clothes Dryer_Com, G - Oth | Education |  | REPL | 1 | 0.79898 | 0.69928 | 0.59531 | 0.49508 | 0.39624 | 0.29809 | 0.21099 | 0.12347 | 0.034894
| Pnemautic to DDC_Com, E - TotE [Building w Elec Heat] | Education | Total Electric | RET | 0.1 | 0.097332 | 0.10196 | 0.10084 | 0.10032 | 0.10059 | 0.099455 | 0.10179 | 0.10273 | 0.10052
| Pnemautic to DDC_Com, E - TotE [Building w Gas Heat] | Education | Total Electric | RET | 0.1 | 0.097332 | 0.10196 | 0.10084 | 0.10032 | 0.10059 | 0.099455 | 0.10179 | 0.10273 | 0.10052
| Pnemautic to DDC_Com, G - TotF [Building w Gas Heat] | Education |  | RET | 0.1 | 0.099873 | 0.099896 | 0.099218 | 0.099015 | 0.099059 | 0.099362 | 0.099739 | 0.10032 | 0.10082
| Pnemautic to DDC_Com, E - TotE [Building w Oil Heat] | Education | Total Electric | RET | 0.1 | 0.097332 | 0.10196 | 0.10084 | 0.10032 | 0.10059 | 0.099455 | 0.10179 | 0.10273 | 0.10052
| Pnemautic to DDC_Com, O - TotF [Building w Oil Heat] | Education |  | RET | 0.1 | 0.098815 | 0.098374 | 0.09739 | 0.096516 | 0.095684 | 0.094967 | 0.094216 | 0.093466 | 0.092665
| Pnemautic to DDC_Com, E - TotE [Building w Propane Heat] | Education | Total Electric | RET | 0.1 | 0.097332 | 0.10196 | 0.10084 | 0.10032 | 0.10059 | 0.099455 | 0.10179 | 0.10273 | 0.10052
| Data Center_Com, E - TotE [Building w Elec Heat] | Education | Total Electric | NC | 1 | 0.93833 | 0.90372 | 0.87456 | 0.82735 | 0.82156 | 0.82043 | 0.7985 | 0.79589 | 0.78609
| Data Center_Com, E - TotE [Building w Elec Heat] | Education | Total Electric | RET | 0.1 | 0.097332 | 0.10196 | 0.10084 | 0.10032 | 0.10059 | 0.099455 | 0.10179 | 0.10273 | 0.10052
| Data Center_Com, E - TotE [Building w Gas Heat] | Education | Total Electric | NC | 1 | 0.93833 | 0.90372 | 0.87456 | 0.82735 | 0.82156 | 0.82043 | 0.7985 | 0.79589 | 0.78609
| Data Center_Com, E - TotE [Building w Gas Heat] | Education | Total Electric | RET | 0.1 | 0.097332 | 0.10196 | 0.10084 | 0.10032 | 0.10059 | 0.099455 | 0.10179 | 0.10273 | 0.10052
| Data Center_Com, G - TotF [Building w Gas Heat] | Education |  | NC | 1 | 0.94759 | 0.91754 | 0.87973 | 0.83964 | 0.81496 | 0.80903 | 0.80762 | 0.8088 | 0.80611
| Data Center_Com, G - TotF [Building w Gas Heat] | Education |  | RET | 0.1 | 0.099873 | 0.099896 | 0.099218 | 0.099015 | 0.099059 | 0.099362 | 0.099739 | 0.10032 | 0.10082
| Data Center_Com, E - TotE [Building w Oil Heat] | Education | Total Electric | NC | 1 | 0.93833 | 0.90372 | 0.87456 | 0.82735 | 0.82156 | 0.82043 | 0.7985 | 0.79589 | 0.78609
| Data Center_Com, E - TotE [Building w Oil Heat] | Education | Total Electric | RET | 0.1 | 0.097332 | 0.10196 | 0.10084 | 0.10032 | 0.10059 | 0.099455 | 0.10179 | 0.10273 | 0.10052
| Data Center_Com, O - TotF [Building w Oil Heat] | Education |  | NC | 1 | 0.93756 | 0.90356 | 0.86352 | 0.81845 | 0.7872 | 0.77324 | 0.7629 | 0.75353 | 0.74091
| Data Center_Com, O - TotF [Building w Oil Heat] | Education |  | RET | 0.1 | 0.098815 | 0.098374 | 0.09739 | 0.096516 | 0.095684 | 0.094967 | 0.094216 | 0.093466 | 0.092665
| Data Center_Com, E - TotE [Building w Propane Heat] | Education | Total Electric | NC | 1 | 0.93833 | 0.90372 | 0.87456 | 0.82735 | 0.82156 | 0.82043 | 0.7985 | 0.79589 | 0.78609
| Data Center_Com, E - TotE [Building w Propane Heat] | Education | Total Electric | RET | 0.1 | 0.097332 | 0.10196 | 0.10084 | 0.10032 | 0.10059 | 0.099455 | 0.10179 | 0.10273 | 0.10052
| RCx_Com, E - TotE [Building w Elec Heat] | Education | Total Electric | RET | 0.05 | 0.048666 | 0.05098 | 0.05042 | 0.05016 | 0.050294 | 0.049727 | 0.050895 | 0.051365 | 0.050259
| RCx_Com, E - TotE [Building w Gas Heat] | Education | Total Electric | RET | 0.05 | 0.048666 | 0.05098 | 0.05042 | 0.05016 | 0.050294 | 0.049727 | 0.050895 | 0.051365 | 0.050259
| RCx_Com, G - TotF [Building w Gas Heat] | Education |  | RET | 0.05 | 0.049936 | 0.049948 | 0.049609 | 0.049508 | 0.04953 | 0.049681 | 0.04987 | 0.050161 | 0.05041
| RCx_Com, E - TotE [Building w Oil Heat] | Education | Total Electric | RET | 0.05 | 0.048666 | 0.05098 | 0.05042 | 0.05016 | 0.050294 | 0.049727 | 0.050895 | 0.051365 | 0.050259
| RCx_Com, O - TotF [Building w Oil Heat] | Education |  | RET | 0.05 | 0.049408 | 0.049187 | 0.048695 | 0.048258 | 0.047842 | 0.047483 | 0.047108 | 0.046733 | 0.046332
| RCx_Com, E - TotE [Building w Propane Heat] | Education | Total Electric | RET | 0.05 | 0.048666 | 0.05098 | 0.05042 | 0.05016 | 0.050294 | 0.049727 | 0.050895 | 0.051365 | 0.050259
| Commissioning_Com, E - TotE [Building w Elec Heat] | Education | Total Electric | NC | 0 | 0 | 0 | 0 | 0 | 0 | 0 | 0 | 0 | 0
| Commissioning_Com, E - TotE [Building w Gas Heat] | Education | Total Electric | NC | 0 | 0 | 0 | 0 | 0 | 0 | 0 | 0 | 0 | 0
| Commissioning_Com, G - TotF [Building w Gas Heat] | Education |  | NC | 0 | 0 | 0 | 0 | 0 | 0 | 0 | 0 | 0 | 0
| Commissioning_Com, E - TotE [Building w Oil Heat] | Education | Total Electric | NC | 0 | 0 | 0 | 0 | 0 | 0 | 0 | 0 | 0 | 0
| Commissioning_Com, O - TotF [Building w Oil Heat] | Education |  | NC | 0 | 0 | 0 | 0 | 0 | 0 | 0 | 0 | 0 | 0
| Commissioning_Com, E - TotE [Building w Propane Heat] | Education | Total Electric | NC | 0 | 0 | 0 | 0 | 0 | 0 | 0 | 0 | 0 | 0
| Integrated Building Design_Com, E - TotE [Building w Elec Heat] | Education | Total Electric | NC | 0.1 | 0.093833 | 0.090372 | 0.087456 | 0.082735 | 0.082156 | 0.082043 | 0.07985 | 0.079589 | 0.078609
| Integrated Building Design_Com, E - TotE [Building w Gas Heat] | Education | Total Electric | NC | 0.1 | 0.093833 | 0.090372 | 0.087456 | 0.082735 | 0.082156 | 0.082043 | 0.07985 | 0.079589 | 0.078609
| Integrated Building Design_Com, G - TotF [Building w Gas Heat] | Education |  | NC | 0.1 | 0.094759 | 0.091754 | 0.087973 | 0.083964 | 0.081496 | 0.080903 | 0.080762 | 0.08088 | 0.080611
| Integrated Building Design_Com, E - TotE [Building w Oil Heat] | Education | Total Electric | NC | 0.1 | 0.093833 | 0.090372 | 0.087456 | 0.082735 | 0.082156 | 0.082043 | 0.07985 | 0.079589 | 0.078609
| Integrated Building Design_Com, O - TotF [Building w Oil Heat] | Education |  | NC | 0.1 | 0.093756 | 0.090356 | 0.086352 | 0.081845 | 0.07872 | 0.077324 | 0.07629 | 0.075353 | 0.074091
| Integrated Building Design_Com, E - TotE [Building w Propane Heat] | Education | Total Electric | NC | 0.1 | 0.093833 | 0.090372 | 0.087456 | 0.082735 | 0.082156 | 0.082043 | 0.07985 | 0.079589 | 0.078609
| Deep Energy Retrofit_Com, E - TotE [Building w Elec Heat] | Education | Total Electric | RET | 0.01 | 0.0097332 | 0.010196 | 0.010084 | 0.010032 | 0.010059 | 0.0099455 | 0.010179 | 0.010273 | 0.010052
| Deep Energy Retrofit_Com, E - TotE [Building w Gas Heat] | Education | Total Electric | RET | 0.01 | 0.0097332 | 0.010196 | 0.010084 | 0.010032 | 0.010059 | 0.0099455 | 0.010179 | 0.010273 | 0.010052
| Deep Energy Retrofit_Com, G - TotF [Building w Gas Heat] | Education |  | RET | 0.01 | 0.0099873 | 0.0099896 | 0.0099218 | 0.0099015 | 0.0099059 | 0.0099362 | 0.0099739 | 0.010032 | 0.010082
| Deep Energy Retrofit_Com, E - TotE [Building w Oil Heat] | Education | Total Electric | RET | 0.01 | 0.0097332 | 0.010196 | 0.010084 | 0.010032 | 0.010059 | 0.0099455 | 0.010179 | 0.010273 | 0.010052
| Deep Energy Retrofit_Com, O - TotF [Building w Oil Heat] | Education |  | RET | 0.01 | 0.0098815 | 0.0098374 | 0.009739 | 0.0096516 | 0.0095684 | 0.0094967 | 0.0094216 | 0.0093466 | 0.0092665
| Deep Energy Retrofit_Com, E - TotE [Building w Propane Heat] | Education | Total Electric | RET | 0.01 | 0.0097332 | 0.010196 | 0.010084 | 0.010032 | 0.010059 | 0.0099455 | 0.010179 | 0.010273 | 0.010052
| EMS_Com, E - TotE [Building w Elec Heat] | Education | Total Electric | NC | 0.35 | 0.32842 | 0.3163 | 0.3061 | 0.28957 | 0.28755 | 0.28715 | 0.27947 | 0.27856 | 0.27513
| EMS_Com, E - TotE [Building w Elec Heat] | Education | Total Electric | RET | 0.035 | 0.034066 | 0.035686 | 0.035294 | 0.035112 | 0.035206 | 0.034809 | 0.035626 | 0.035956 | 0.035181
| EMS_Com, E - TotE [Building w Gas Heat] | Education | Total Electric | NC | 0.35 | 0.32842 | 0.3163 | 0.3061 | 0.28957 | 0.28755 | 0.28715 | 0.27947 | 0.27856 | 0.27513
| EMS_Com, E - TotE [Building w Gas Heat] | Education | Total Electric | RET | 0.035 | 0.034066 | 0.035686 | 0.035294 | 0.035112 | 0.035206 | 0.034809 | 0.035626 | 0.035956 | 0.035181
| EMS_Com, G - TotF [Building w Gas Heat] | Education |  | NC | 0.35 | 0.33166 | 0.32114 | 0.3079 | 0.29387 | 0.28524 | 0.28316 | 0.28267 | 0.28308 | 0.28214
| EMS_Com, G - TotF [Building w Gas Heat] | Education |  | RET | 0.035 | 0.034955 | 0.034964 | 0.034726 | 0.034655 | 0.034671 | 0.034777 | 0.034909 | 0.035113 | 0.035287
| EMS_Com, E - TotE [Building w Oil Heat] | Education | Total Electric | NC | 0.35 | 0.32842 | 0.3163 | 0.3061 | 0.28957 | 0.28755 | 0.28715 | 0.27947 | 0.27856 | 0.27513
| EMS_Com, E - TotE [Building w Oil Heat] | Education | Total Electric | RET | 0.035 | 0.034066 | 0.035686 | 0.035294 | 0.035112 | 0.035206 | 0.034809 | 0.035626 | 0.035956 | 0.035181
| EMS_Com, O - TotF [Building w Oil Heat] | Education |  | NC | 0.35 | 0.32815 | 0.31625 | 0.30223 | 0.28646 | 0.27552 | 0.27063 | 0.26701 | 0.26373 | 0.25932
| EMS_Com, O - TotF [Building w Oil Heat] | Education |  | RET | 0.035 | 0.034585 | 0.034431 | 0.034086 | 0.033781 | 0.033489 | 0.033238 | 0.032976 | 0.032713 | 0.032433
| EMS_Com, E - TotE [Building w Propane Heat] | Education | Total Electric | NC | 0.35 | 0.32842 | 0.3163 | 0.3061 | 0.28957 | 0.28755 | 0.28715 | 0.27947 | 0.27856 | 0.27513
| EMS_Com, E - TotE [Building w Propane Heat] | Education | Total Electric | RET | 0.035 | 0.034066 | 0.035686 | 0.035294 | 0.035112 | 0.035206 | 0.034809 | 0.035626 | 0.035956 | 0.035181
| VFDs on HVAC Pumps_Com, E - Oth | Education | Other | RET | 0.1 | 0.097332 | 0.10196 | 0.10084 | 0.10032 | 0.10059 | 0.099455 | 0.10179 | 0.10273 | 0.10052
| ECM Circulators_Com, E - Oth | Education | Other | RET | 0.1 | 0.097332 | 0.10196 | 0.10084 | 0.10032 | 0.10059 | 0.099455 | 0.10179 | 0.10273 | 0.10052
| Motors_Com, E - Oth | Education | Other | NC | 1 | 0.93833 | 0.90372 | 0.87456 | 0.82735 | 0.82156 | 0.82043 | 0.7985 | 0.79589 | 0.78609
| Motors_Com, E - Oth | Education | Other | RET | 0.1 | 0.087696 | 0.082772 | 0.073758 | 0.066113 | 0.059727 | 0.053208 | 0.049292 | 0.045051 | 0.03994
| Motors_Com, E - Oth | Education | Other | REPL | 1 | 0.77865 | 0.71373 | 0.60504 | 0.5016 | 0.40235 | 0.29836 | 0.20584 | 0.1073 | 0.0067012
| Ext Area Ltg_Com, E - ExtL | Education | Exterior Lighting | NC | 0.5 | 0.46917 | 0.45186 | 0.43728 | 0.41368 | 0.41078 | 0.41022 | 0.39925 | 0.39795 | 0.39305
| Ext Area Ltg_Com, E - ExtL | Education | Exterior Lighting | RET | 0.05 | 0.046233 | 0.04601 | 0.043229 | 0.040856 | 0.046537 | 0.049727 | 0.050895 | 0.051365 | 0.050259
| Ext Area Ltg_Com, E - ExtL | Education | Exterior Lighting | REPL | 0.5 | 0.38933 | 0.35686 | 0.30252 | 0.2508 | 0.27738 | 0.29987 | 0.33313 | 0.36267 | 0.38075
| Street Ltg_Com, E - ExtL | Education | Exterior Lighting | NC | 1 | 0.93833 | 0.90372 | 0.87456 | 0.82735 | 0.82156 | 0.82043 | 0.7985 | 0.79589 | 0.78609
| Street Ltg_Com, E - ExtL | Education | Exterior Lighting | RET | 0.1 | 0.092465 | 0.09202 | 0.086458 | 0.081711 | 0.093074 | 0.099455 | 0.10179 | 0.10273 | 0.10052
| Street Ltg_Com, E - ExtL | Education | Exterior Lighting | REPL | 1 | 0.77865 | 0.71373 | 0.60504 | 0.5016 | 0.55476 | 0.59974 | 0.66626 | 0.72534 | 0.7615
| Ext Ltg Ctrls_Com, E - ExtL | Education | Exterior Lighting | RET | 0.1 | 0.097332 | 0.10196 | 0.10084 | 0.10032 | 0.10059 | 0.099455 | 0.10179 | 0.10273 | 0.10052
| Ext Ltg Dsgn_Com, E - ExtL | Education | Exterior Lighting | NC | 0.1 | 0.093833 | 0.090372 | 0.087456 | 0.082735 | 0.082156 | 0.082043 | 0.07985 | 0.079589 | 0.078609
| Ext Ltg Dsgn_Com, E - ExtL | Education | Exterior Lighting | REPL | 0.1 | 0.097332 | 0.10196 | 0.10084 | 0.10032 | 0.10059 | 0.099455 | 0.10179 | 0.10273 | 0.10052
| Int Ltg Ctrls_Com, E - IntL [No Heat] | Education | Interior Lighting | RET | 0.1 | 0.097332 | 0.10196 | 0.10084 | 0.10032 | 0.10059 | 0.099455 | 0.10179 | 0.10273 | 0.10052
| Int Ltg Ctrls_Com, E - IntL [Electric Heat] | Education | Interior Lighting | RET | 0.1 | 0.097332 | 0.10196 | 0.10084 | 0.10032 | 0.10059 | 0.099455 | 0.10179 | 0.10273 | 0.10052
| Int Ltg Ctrls_Com, E/G - IntL | Education | Interior Lighting | RET | 0.1 | 0.097332 | 0.10196 | 0.10084 | 0.10032 | 0.10059 | 0.099455 | 0.10179 | 0.10273 | 0.10052
| Int Ltg Ctrls_Com, E/O - IntL | Education | Interior Lighting | RET | 0.1 | 0.097332 | 0.10196 | 0.10084 | 0.10032 | 0.10059 | 0.099455 | 0.10179 | 0.10273 | 0.10052
| Exit Sign RetFit_Com, E - IntL [No Heat] | Education | Interior Lighting | RET | 0.1 | 0.097332 | 0.10196 | 0.10084 | 0.10032 | 0.10059 | 0.099455 | 0.10179 | 0.10273 | 0.10052
| Exit Sign RetFit_Com, E - IntL [Electric Heat] | Education | Interior Lighting | RET | 0.1 | 0.097332 | 0.10196 | 0.10084 | 0.10032 | 0.10059 | 0.099455 | 0.10179 | 0.10273 | 0.10052
| Exit Sign RetFit_Com, E/G - IntL | Education | Interior Lighting | RET | 0.1 | 0.097332 | 0.10196 | 0.10084 | 0.10032 | 0.10059 | 0.099455 | 0.10179 | 0.10273 | 0.10052
| Exit Sign RetFit_Com, E/O - IntL | Education | Interior Lighting | RET | 0.1 | 0.097332 | 0.10196 | 0.10084 | 0.10032 | 0.10059 | 0.099455 | 0.10179 | 0.10273 | 0.10052
| LED HiLo Bay_Com, E - IntL [No Heat] | Education | Interior Lighting | NC | 1 | 0.93833 | 0.90372 | 0.87456 | 0.82735 | 0.82156 | 0.82043 | 0.7985 | 0.79589 | 0.78609
| LED HiLo Bay_Com, E - IntL [No Heat] | Education | Interior Lighting | RET | 0.1 | 0.090778 | 0.088692 | 0.08181 | 0.075908 | 0.070986 | 0.06546 | 0.062485 | 0.058816 | 0.059434
| LED HiLo Bay_Com, E - IntL [No Heat] | Education | Interior Lighting | REPL | 1 | 0.77865 | 0.71373 | 0.60504 | 0.5016 | 0.40235 | 0.29836 | 0.20358 | 0.10273 | 0.0576
| LED HiLo Bay_Com, E - IntL [Electric Heat] | Education | Interior Lighting | NC | 1 | 0.93833 | 0.90372 | 0.87456 | 0.82735 | 0.82156 | 0.82043 | 0.7985 | 0.79589 | 0.78609
| LED HiLo Bay_Com, E - IntL [Electric Heat] | Education | Interior Lighting | RET | 0.1 | 0.090778 | 0.088692 | 0.08181 | 0.075908 | 0.070986 | 0.06546 | 0.062485 | 0.058816 | 0.059434
| LED HiLo Bay_Com, E - IntL [Electric Heat] | Education | Interior Lighting | REPL | 1 | 0.77865 | 0.71373 | 0.60504 | 0.5016 | 0.40235 | 0.29836 | 0.20358 | 0.10273 | 0.0576
| LED HiLo Bay_Com, E/G - IntL | Education | Interior Lighting | NC | 1 | 0.93833 | 0.90372 | 0.87456 | 0.82735 | 0.82156 | 0.82043 | 0.7985 | 0.79589 | 0.78609
| LED HiLo Bay_Com, E/G - IntL | Education | Interior Lighting | RET | 0.1 | 0.090778 | 0.088692 | 0.08181 | 0.075908 | 0.070986 | 0.06546 | 0.062485 | 0.058816 | 0.059434
| LED HiLo Bay_Com, E/G - IntL | Education | Interior Lighting | REPL | 1 | 0.77865 | 0.71373 | 0.60504 | 0.5016 | 0.40235 | 0.29836 | 0.20358 | 0.10273 | 0.0576
| LED HiLo Bay_Com, E/O - IntL | Education | Interior Lighting | NC | 1 | 0.93833 | 0.90372 | 0.87456 | 0.82735 | 0.82156 | 0.82043 | 0.7985 | 0.79589 | 0.78609
| LED HiLo Bay_Com, E/O - IntL | Education | Interior Lighting | RET | 0.1 | 0.090778 | 0.088692 | 0.08181 | 0.075908 | 0.070986 | 0.06546 | 0.062485 | 0.058816 | 0.059434
| LED HiLo Bay_Com, E/O - IntL | Education | Interior Lighting | REPL | 1 | 0.77865 | 0.71373 | 0.60504 | 0.5016 | 0.40235 | 0.29836 | 0.20358 | 0.10273 | 0.0576
| Repl Scre_Com, E - IntL [No Heat] | Education | Interior Lighting | NC | 1 | 0.93833 | 0 | 0 | 0 | 0 | 0 | 0 | 0 | 0
| Repl Scre_Com, E - IntL [No Heat] | Education | Interior Lighting | RET | 0.1 | 0.097332 | 0 | 0 | 0 | 0 | 0 | 0 | 0 | 0
| Repl Scre_Com, E - IntL [No Heat] | Education | Interior Lighting | REPL | 1 | 0.97332 | 0 | 0 | 0 | 0 | 0 | 0 | 0 | 0
| Repl Scre_Com, E - IntL [Electric Heat] | Education | Interior Lighting | NC | 1 | 0.93833 | 0 | 0 | 0 | 0 | 0 | 0 | 0 | 0
| Repl Scre_Com, E - IntL [Electric Heat] | Education | Interior Lighting | RET | 0.1 | 0.097332 | 0 | 0 | 0 | 0 | 0 | 0 | 0 | 0
| Repl Scre_Com, E - IntL [Electric Heat] | Education | Interior Lighting | REPL | 1 | 0.97332 | 0 | 0 | 0 | 0 | 0 | 0 | 0 | 0
| Repl Scre_Com, E/G - IntL | Education | Interior Lighting | NC | 1 | 0.93833 | 0 | 0 | 0 | 0 | 0 | 0 | 0 | 0
| Repl Scre_Com, E/G - IntL | Education | Interior Lighting | RET | 0.1 | 0.097332 | 0 | 0 | 0 | 0 | 0 | 0 | 0 | 0
| Repl Scre_Com, E/G - IntL | Education | Interior Lighting | REPL | 1 | 0.97332 | 0 | 0 | 0 | 0 | 0 | 0 | 0 | 0
| Repl Scre_Com, E/O - IntL | Education | Interior Lighting | NC | 1 | 0.93833 | 0 | 0 | 0 | 0 | 0 | 0 | 0 | 0
| Repl Scre_Com, E/O - IntL | Education | Interior Lighting | RET | 0.1 | 0.097332 | 0 | 0 | 0 | 0 | 0 | 0 | 0 | 0
| Repl Scre_Com, E/O - IntL | Education | Interior Lighting | REPL | 1 | 0.97332 | 0 | 0 | 0 | 0 | 0 | 0 | 0 | 0
| Lin LED Fixture_Com, E - IntL [No Heat] | Education | Interior Lighting | NC | 0.15 | 0.14075 | 0.13556 | 0.13118 | 0.1241 | 0.12323 | 0.12306 | 0.11977 | 0.11938 | 0.11791
| Lin LED Fixture_Com, E - IntL [No Heat] | Education | Interior Lighting | RET | 0.015 | 0.013459 | 0.012997 | 0.011849 | 0.010867 | 0.010044 | 0.0091545 | 0.0086371 | 0.0086953 | 0.0084885
| Lin LED Fixture_Com, E - IntL [No Heat] | Education | Interior Lighting | REPL | 0.15 | 0.1168 | 0.10706 | 0.090756 | 0.07524 | 0.060353 | 0.044755 | 0.030537 | 0.022007 | 0.012911
| Lin LED Fixture_Com, E - IntL [Electric Heat] | Education | Interior Lighting | NC | 0.15 | 0.14075 | 0.13556 | 0.13118 | 0.1241 | 0.12323 | 0.12306 | 0.11977 | 0.11938 | 0.11791
| Lin LED Fixture_Com, E - IntL [Electric Heat] | Education | Interior Lighting | RET | 0.015 | 0.013459 | 0.012997 | 0.011849 | 0.010867 | 0.010044 | 0.0091545 | 0.0086371 | 0.0086953 | 0.0084885
| Lin LED Fixture_Com, E - IntL [Electric Heat] | Education | Interior Lighting | REPL | 0.15 | 0.1168 | 0.10706 | 0.090756 | 0.07524 | 0.060353 | 0.044755 | 0.030537 | 0.022007 | 0.012911
| Lin LED Fixture_Com, E/G - IntL | Education | Interior Lighting | NC | 0.15 | 0.14075 | 0.13556 | 0.13118 | 0.1241 | 0.12323 | 0.12306 | 0.11977 | 0.11938 | 0.11791
| Lin LED Fixture_Com, E/G - IntL | Education | Interior Lighting | RET | 0.015 | 0.013459 | 0.012997 | 0.011849 | 0.010867 | 0.010044 | 0.0091545 | 0.0086371 | 0.0086953 | 0.0084885
| Lin LED Fixture_Com, E/G - IntL | Education | Interior Lighting | REPL | 0.15 | 0.1168 | 0.10706 | 0.090756 | 0.07524 | 0.060353 | 0.044755 | 0.030537 | 0.022007 | 0.012911
| Lin LED Fixture_Com, E/O - IntL | Education | Interior Lighting | NC | 0.15 | 0.14075 | 0.13556 | 0.13118 | 0.1241 | 0.12323 | 0.12306 | 0.11977 | 0.11938 | 0.11791
| Lin LED Fixture_Com, E/O - IntL | Education | Interior Lighting | RET | 0.015 | 0.013459 | 0.012997 | 0.011849 | 0.010867 | 0.010044 | 0.0091545 | 0.0086371 | 0.0086953 | 0.0084885
| Lin LED Fixture_Com, E/O - IntL | Education | Interior Lighting | REPL | 0.15 | 0.1168 | 0.10706 | 0.090756 | 0.07524 | 0.060353 | 0.044755 | 0.030537 | 0.022007 | 0.012911
| LED Tube Repl_Com, E - IntL [No Heat] | Education | Interior Lighting | RET | 0.085 | 0.076265 | 0.073648 | 0.067145 | 0.061577 | 0.062573 | 0.062626 | 0.064811 | 0.066075 | 0.065252
| LED Tube Repl_Com, E - IntL [No Heat] | Education | Interior Lighting | REPL | 0.85 | 0.66186 | 0.60667 | 0.51428 | 0.42636 | 0.39857 | 0.36548 | 0.34479 | 0.31843 | 0.28267
| LED Tube Repl_Com, E - IntL [Electric Heat] | Education | Interior Lighting | RET | 0.085 | 0.076265 | 0.073648 | 0.067145 | 0.061577 | 0.062573 | 0.062626 | 0.064811 | 0.066075 | 0.065252
| LED Tube Repl_Com, E - IntL [Electric Heat] | Education | Interior Lighting | REPL | 0.85 | 0.66186 | 0.60667 | 0.51428 | 0.42636 | 0.39857 | 0.36548 | 0.34479 | 0.31843 | 0.28267
| LED Tube Repl_Com, E/G - IntL | Education | Interior Lighting | RET | 0.085 | 0.076265 | 0.073648 | 0.067145 | 0.061577 | 0.062573 | 0.062626 | 0.064811 | 0.066075 | 0.065252
| LED Tube Repl_Com, E/G - IntL | Education | Interior Lighting | REPL | 0.85 | 0.66186 | 0.60667 | 0.51428 | 0.42636 | 0.39857 | 0.36548 | 0.34479 | 0.31843 | 0.28267
| LED Tube Repl_Com, E/O - IntL | Education | Interior Lighting | RET | 0.085 | 0.076265 | 0.073648 | 0.067145 | 0.061577 | 0.062573 | 0.062626 | 0.064811 | 0.066075 | 0.065252
| LED Tube Repl_Com, E/O - IntL | Education | Interior Lighting | REPL | 0.85 | 0.66186 | 0.60667 | 0.51428 | 0.42636 | 0.39857 | 0.36548 | 0.34479 | 0.31843 | 0.28267
| Repl pin CFL wLED_Com, E - IntL [No Heat] | Education | Interior Lighting | RET | 0.1 | 0.091111 | 0.089343 | 0.082713 | 0.077027 | 0.083295 | 0.087967 | 0.095407 | 0.10137 | 0.10052
| Repl pin CFL wLED_Com, E - IntL [No Heat] | Education | Interior Lighting | REPL | 1 | 0.77865 | 0.71373 | 0.60504 | 0.5016 | 0.51234 | 0.51585 | 0.53747 | 0.55204 | 0.54954
| Repl pin CFL wLED_Com, E - IntL [Electric Heat] | Education | Interior Lighting | RET | 0.1 | 0.091111 | 0.089343 | 0.082713 | 0.077027 | 0.083295 | 0.087967 | 0.095407 | 0.10137 | 0.10052
| Repl pin CFL wLED_Com, E - IntL [Electric Heat] | Education | Interior Lighting | REPL | 1 | 0.77865 | 0.71373 | 0.60504 | 0.5016 | 0.51234 | 0.51585 | 0.53747 | 0.55204 | 0.54954
| Repl pin CFL wLED_Com, E/G - IntL | Education | Interior Lighting | RET | 0.1 | 0.091111 | 0.089343 | 0.082713 | 0.077027 | 0.083295 | 0.087967 | 0.095407 | 0.10137 | 0.10052
| Repl pin CFL wLED_Com, E/G - IntL | Education | Interior Lighting | REPL | 1 | 0.77865 | 0.71373 | 0.60504 | 0.5016 | 0.51234 | 0.51585 | 0.53747 | 0.55204 | 0.54954
| Repl pin CFL wLED_Com, E/O - IntL | Education | Interior Lighting | RET | 0.1 | 0.091111 | 0.089343 | 0.082713 | 0.077027 | 0.083295 | 0.087967 | 0.095407 | 0.10137 | 0.10052
| Repl pin CFL wLED_Com, E/O - IntL | Education | Interior Lighting | REPL | 1 | 0.77865 | 0.71373 | 0.60504 | 0.5016 | 0.51234 | 0.51585 | 0.53747 | 0.55204 | 0.54954
| Refrig Case LED_Com, E - IntL | Education | Interior Lighting | NC | 1 | 0.93833 | 0.90372 | 0.87456 | 0.82735 | 0.82156 | 0.82043 | 0.7985 | 0.79589 | 0.78609
| Refrig Case LED_Com, E - IntL | Education | Interior Lighting | RET | 0.1 | 0.092465 | 0.09202 | 0.086458 | 0.081711 | 0.077833 | 0.073108 | 0.071083 | 0.078855 | 0.083769
| Refrig Case LED_Com, E - IntL | Education | Interior Lighting | REPL | 1 | 0.77865 | 0.71373 | 0.60504 | 0.5016 | 0.40235 | 0.29836 | 0.20358 | 0.20974 | 0.20941
| Refrig Case Ctrls_Com, E - IntL | Education | Interior Lighting | RET | 0.1 | 0.097332 | 0.10196 | 0.10084 | 0.10032 | 0.10059 | 0.099455 | 0.10179 | 0.10273 | 0.10052
| Stair Occ Sensor_Com, E - IntL [No Heat] | Education | Interior Lighting | NC | 1 | 0.93833 | 0.90372 | 0.87456 | 0.82735 | 0.82156 | 0.82043 | 0.7985 | 0.79589 | 0.78609
| Stair Occ Sensor_Com, E - IntL [No Heat] | Education | Interior Lighting | RET | 0.1 | 0.097332 | 0.10196 | 0.10084 | 0.10032 | 0.10059 | 0.099455 | 0.10179 | 0.10273 | 0.10052
| Stair Occ Sensor_Com, E - IntL [Electric Heat] | Education | Interior Lighting | NC | 1 | 0.93833 | 0.90372 | 0.87456 | 0.82735 | 0.82156 | 0.82043 | 0.7985 | 0.79589 | 0.78609
| Stair Occ Sensor_Com, E - IntL [Electric Heat] | Education | Interior Lighting | RET | 0.1 | 0.097332 | 0.10196 | 0.10084 | 0.10032 | 0.10059 | 0.099455 | 0.10179 | 0.10273 | 0.10052
| Stair Occ Sensor_Com, E/G - IntL | Education | Interior Lighting | NC | 1 | 0.93833 | 0.90372 | 0.87456 | 0.82735 | 0.82156 | 0.82043 | 0.7985 | 0.79589 | 0.78609
| Stair Occ Sensor_Com, E/G - IntL | Education | Interior Lighting | RET | 0.1 | 0.097332 | 0.10196 | 0.10084 | 0.10032 | 0.10059 | 0.099455 | 0.10179 | 0.10273 | 0.10052
| Stair Occ Sensor_Com, E/O - IntL | Education | Interior Lighting | NC | 1 | 0.93833 | 0.90372 | 0.87456 | 0.82735 | 0.82156 | 0.82043 | 0.7985 | 0.79589 | 0.78609
| Stair Occ Sensor_Com, E/O - IntL | Education | Interior Lighting | RET | 0.1 | 0.097332 | 0.10196 | 0.10084 | 0.10032 | 0.10059 | 0.099455 | 0.10179 | 0.10273 | 0.10052
| Int Delamping_Com, E - IntL [No Heat] | Education | Interior Lighting | RET | 0.04 | 0.038933 | 0.040784 | 0.040336 | 0.040128 | 0.040235 | 0.039782 | 0.040716 | 0.041092 | 0.040207
| Int Delamping_Com, E - IntL [Electric Heat] | Education | Interior Lighting | RET | 0.04 | 0.038933 | 0.040784 | 0.040336 | 0.040128 | 0.040235 | 0.039782 | 0.040716 | 0.041092 | 0.040207
| Int Delamping_Com, E/G - IntL | Education | Interior Lighting | RET | 0.04 | 0.038933 | 0.040784 | 0.040336 | 0.040128 | 0.040235 | 0.039782 | 0.040716 | 0.041092 | 0.040207
| Int Delamping_Com, E/O - IntL | Education | Interior Lighting | RET | 0.04 | 0.038933 | 0.040784 | 0.040336 | 0.040128 | 0.040235 | 0.039782 | 0.040716 | 0.041092 | 0.040207
| Int Ltg Dsgn_Com, E - IntL [No Heat] | Education | Interior Lighting | NC | 0.1 | 0.093833 | 0.090372 | 0.087456 | 0.082735 | 0.082156 | 0.082043 | 0.07985 | 0.079589 | 0.078609
| Int Ltg Dsgn_Com, E - IntL [Electric Heat] | Education | Interior Lighting | NC | 0.1 | 0.093833 | 0.090372 | 0.087456 | 0.082735 | 0.082156 | 0.082043 | 0.07985 | 0.079589 | 0.078609
| Int Ltg Dsgn_Com, E/G - IntL | Education | Interior Lighting | NC | 0.1 | 0.093833 | 0.090372 | 0.087456 | 0.082735 | 0.082156 | 0.082043 | 0.07985 | 0.079589 | 0.078609
| Int Ltg Dsgn_Com, E/O - IntL | Education | Interior Lighting | NC | 0.1 | 0.093833 | 0.090372 | 0.087456 | 0.082735 | 0.082156 | 0.082043 | 0.07985 | 0.079589 | 0.078609
| Room Air Conditioner_Com, E - Cool | Grocery | Cooling | NC | 0 | 0 | 0 | 0 | 0 | 0 | 0 | 0 | 0 | 0
| Room Air Conditioner_Com, E - Cool | Grocery | Cooling | RET | 0 | 0 | 0 | 0 | 0 | 0 | 0 | 0 | 0 | 0
| Room Air Conditioner_Com, E - Cool | Grocery | Cooling | REPL | 0 | 0 | 0 | 0 | 0 | 0 | 0 | 0 | 0 | 0
| Chiller Systems_Com, E - Cool | Grocery | Cooling | NC | 1 | 0.93833 | 0.90372 | 0.87456 | 0.82735 | 0.82156 | 0.82043 | 0.7985 | 0.79589 | 0.78609
| Chiller Systems_Com, E - Cool | Grocery | Cooling | RET | 0.1 | 0.094654 | 0.096429 | 0.092745 | 0.089729 | 0.087494 | 0.084129 | 0.083735 | 0.082185 | 0.078202
| Chiller Systems_Com, E - Cool | Grocery | Cooling | REPL | 1 | 0.77865 | 0.71373 | 0.60504 | 0.5016 | 0.40235 | 0.29836 | 0.20358 | 0.10273 | 1.395e-16
| Chiller Tuneup_Com, E - Cool | Grocery | Cooling | RET | 0.1 | 0.097332 | 0.10196 | 0.10084 | 0.10032 | 0.10059 | 0.099455 | 0.10179 | 0.10273 | 0.10052
| Mini Split Ductless AC_Com, E - Cool | Grocery | Cooling | NC | 0 | 0 | 0 | 0 | 0 | 0 | 0 | 0 | 0 | 0
| Mini Split Ductless AC_Com, E - Cool | Grocery | Cooling | RET | 0 | 0 | 0 | 0 | 0 | 0 | 0 | 0 | 0 | 0
| Mini Split Ductless AC_Com, E - Cool | Grocery | Cooling | REPL | 0 | 0 | 0 | 0 | 0 | 0 | 0 | 0 | 0 | 0
| Eff Unitary AC_Com, E - Cool | Grocery | Cooling | NC | 1 | 0.93833 | 0.90372 | 0.87456 | 0.82735 | 0.82156 | 0.82043 | 0.7985 | 0.79589 | 0.78609
| Eff Unitary AC_Com, E - Cool | Grocery | Cooling | RET | 0.1 | 0.092807 | 0.092702 | 0.087421 | 0.082927 | 0.079284 | 0.074746 | 0.07804 | 0.080242 | 0.079895
| Eff Unitary AC_Com, E - Cool | Grocery | Cooling | REPL | 1 | 0.85652 | 0.83608 | 0.76638 | 0.70224 | 0.64376 | 0.57684 | 0.58025 | 0.5754 | 0.55301
| PTAC_Com, E - Cool | Grocery | Cooling | NC | 0 | 0 | 0 | 0 | 0 | 0 | 0 | 0 | 0 | 0
| PTAC_Com, E - Cool | Grocery | Cooling | RET | 0 | 0 | 0 | 0 | 0 | 0 | 0 | 0 | 0 | 0
| PTAC_Com, E - Cool | Grocery | Cooling | REPL | 0 | 0 | 0 | 0 | 0 | 0 | 0 | 0 | 0 | 0
| Unitary Equipment Economizer_Com, E - Cool | Grocery | Cooling | RET | 0.1 | 0.097332 | 0.10196 | 0.10084 | 0.10032 | 0.10059 | 0.099455 | 0.10179 | 0.10273 | 0.10052
| AC Tuneup_Com, E - Cool [ASHP] | Grocery | Cooling | RET | 0.1 | 0.097332 | 0.10196 | 0.10084 | 0.10032 | 0.10059 | 0.099455 | 0.10179 | 0.10273 | 0.10052
| AC Tuneup_Com, E - Heat [ASHP] | Grocery | Space Heating | RET | 0.1 | 0.097332 | 0.10196 | 0.10084 | 0.10032 | 0.10059 | 0.099455 | 0.10179 | 0.10273 | 0.10052
| AC Tuneup_Com, E - Cool [Unitary AC] | Grocery | Cooling | RET | 0.1 | 0.097332 | 0.10196 | 0.10084 | 0.10032 | 0.10059 | 0.099455 | 0.10179 | 0.10273 | 0.10052
| DCV_Com, E - Cool [Building w Elec Heat] | Grocery | Cooling | RET | 0.1 | 0.097332 | 0.10196 | 0.10084 | 0.10032 | 0.10059 | 0.099455 | 0.10179 | 0.10273 | 0.10052
| DCV_Com, E - Heat [Building w Elec Heat] | Grocery | Space Heating | RET | 0.1 | 0.097332 | 0.10196 | 0.10084 | 0.10032 | 0.10059 | 0.099455 | 0.10179 | 0.10273 | 0.10052
| DCV_Com, E - Vent [Building w Elec Heat] | Grocery | Ventilation | RET | 0.1 | 0.097332 | 0.10196 | 0.10084 | 0.10032 | 0.10059 | 0.099455 | 0.10179 | 0.10273 | 0.10052
| DCV_Com, E - Cool [Building w Gas Heat] | Grocery | Cooling | RET | 0.1 | 0.097332 | 0.10196 | 0.10084 | 0.10032 | 0.10059 | 0.099455 | 0.10179 | 0.10273 | 0.10052
| DCV_Com, G - Heat [Building w Gas Heat] | Grocery |  | RET | 0.1 | 0.099873 | 0.099896 | 0.099218 | 0.099015 | 0.099059 | 0.099362 | 0.099739 | 0.10032 | 0.10082
| DCV_Com, E - Vent [Building w Gas Heat] | Grocery | Ventilation | RET | 0.1 | 0.097332 | 0.10196 | 0.10084 | 0.10032 | 0.10059 | 0.099455 | 0.10179 | 0.10273 | 0.10052
| DCV_Com, E - Cool [Building w Oil Heat] | Grocery | Cooling | RET | 0.1 | 0.097332 | 0.10196 | 0.10084 | 0.10032 | 0.10059 | 0.099455 | 0.10179 | 0.10273 | 0.10052
| DCV_Com, O - Heat [Building w Oil Heat] | Grocery |  | RET | 0.1 | 0.098815 | 0.098374 | 0.09739 | 0.096516 | 0.095684 | 0.094967 | 0.094216 | 0.093466 | 0.092665
| DCV_Com, E - Vent [Building w Oil Heat] | Grocery | Ventilation | RET | 0.1 | 0.097332 | 0.10196 | 0.10084 | 0.10032 | 0.10059 | 0.099455 | 0.10179 | 0.10273 | 0.10052
| DCV_Com, E - Cool [Building w Propane Heat] | Grocery | Cooling | RET | 0.1 | 0.097332 | 0.10196 | 0.10084 | 0.10032 | 0.10059 | 0.099455 | 0.10179 | 0.10273 | 0.10052
| DCV_Com, P - Heat [Building w Propane Heat] | Grocery |  | RET | 0.1 | 0.098815 | 0.098374 | 0.09739 | 0.096516 | 0.095684 | 0.094967 | 0.094216 | 0.093466 | 0.092665
| DCV_Com, E - Vent [Building w Propane Heat] | Grocery | Ventilation | RET | 0.1 | 0.097332 | 0.10196 | 0.10084 | 0.10032 | 0.10059 | 0.099455 | 0.10179 | 0.10273 | 0.10052
| Controls for Unitary AC_Com, E - Cool | Grocery | Cooling | RET | 0.1 | 0.097332 | 0.10196 | 0.10084 | 0.10032 | 0.10059 | 0.099455 | 0.10179 | 0.10273 | 0.10052
| Optimized Unitary AC Sys_Com, E - Cool [Building w Elec Heat] | Grocery | Cooling | NC | 1 | 0.93833 | 0.90372 | 0.87456 | 0.82735 | 0.82156 | 0.82043 | 0.7985 | 0.79589 | 0.78609
| Optimized Unitary AC Sys_Com, E - Heat [Building w Elec Heat] | Grocery | Space Heating | NC | 1 | 0.93833 | 0.90372 | 0.87456 | 0.82735 | 0.82156 | 0.82043 | 0.7985 | 0.79589 | 0.78609
| Optimized Unitary AC Sys_Com, E - Cool [Building w Gas Heat] | Grocery | Cooling | NC | 1 | 0.93833 | 0.90372 | 0.87456 | 0.82735 | 0.82156 | 0.82043 | 0.7985 | 0.79589 | 0.78609
| Optimized Unitary AC Sys_Com, G - Heat [Building w Gas Heat] | Grocery |  | NC | 1 | 0.94759 | 0.91754 | 0.87973 | 0.83964 | 0.81496 | 0.80903 | 0.80762 | 0.8088 | 0.80611
| Optimized Unitary AC Sys_Com, E - Cool [Building w Oil Heat] | Grocery | Cooling | NC | 1 | 0.93833 | 0.90372 | 0.87456 | 0.82735 | 0.82156 | 0.82043 | 0.7985 | 0.79589 | 0.78609
| Optimized Unitary AC Sys_Com, O - Heat [Building w Oil Heat] | Grocery |  | NC | 1 | 0.93756 | 0.90356 | 0.86352 | 0.81845 | 0.7872 | 0.77324 | 0.7629 | 0.75353 | 0.74091
| Optimized Unitary AC Sys_Com, E - Cool [Building w Propane Heat] | Grocery | Cooling | NC | 1 | 0.93833 | 0.90372 | 0.87456 | 0.82735 | 0.82156 | 0.82043 | 0.7985 | 0.79589 | 0.78609
| Optimized Unitary AC Sys_Com, P - Heat [Building w Propane Heat] | Grocery |  | NC | 1 | 0.93756 | 0.90356 | 0.86352 | 0.81845 | 0.7872 | 0.77324 | 0.7629 | 0.75353 | 0.74091
| Optimized Chiller Sys_Com, E - Cool | Grocery | Cooling | NC | 1 | 0.93833 | 0.90372 | 0.87456 | 0.82735 | 0.82156 | 0.82043 | 0.7985 | 0.79589 | 0.78609
| Cool Roof_Com, E - Cool [Building w Elec Heat] | Grocery | Cooling | NC | 1 | 0.93833 | 0.90372 | 0.87456 | 0.82735 | 0.82156 | 0.82043 | 0.7985 | 0.79589 | 0.78609
| Cool Roof_Com, E - Cool [Building w Elec Heat] | Grocery | Cooling | RET | 0.1 | 0.097332 | 0.10196 | 0.10084 | 0.10032 | 0.10059 | 0.099455 | 0.10179 | 0.10273 | 0.10052
| Cool Roof_Com, E - Heat [Building w Elec Heat] | Grocery | Space Heating | NC | 1 | 0.93833 | 0.90372 | 0.87456 | 0.82735 | 0.82156 | 0.82043 | 0.7985 | 0.79589 | 0.78609
| Cool Roof_Com, E - Heat [Building w Elec Heat] | Grocery | Space Heating | RET | 0.1 | 0.097332 | 0.10196 | 0.10084 | 0.10032 | 0.10059 | 0.099455 | 0.10179 | 0.10273 | 0.10052
| Cool Roof_Com, E - Cool [Building w Gas Heat] | Grocery | Cooling | NC | 1 | 0.93833 | 0.90372 | 0.87456 | 0.82735 | 0.82156 | 0.82043 | 0.7985 | 0.79589 | 0.78609
| Cool Roof_Com, E - Cool [Building w Gas Heat] | Grocery | Cooling | RET | 0.1 | 0.097332 | 0.10196 | 0.10084 | 0.10032 | 0.10059 | 0.099455 | 0.10179 | 0.10273 | 0.10052
| Cool Roof_Com, G - Heat [Building w Gas Heat] | Grocery |  | NC | 1 | 0.94759 | 0.91754 | 0.87973 | 0.83964 | 0.81496 | 0.80903 | 0.80762 | 0.8088 | 0.80611
| Cool Roof_Com, G - Heat [Building w Gas Heat] | Grocery |  | RET | 0.1 | 0.099873 | 0.099896 | 0.099218 | 0.099015 | 0.099059 | 0.099362 | 0.099739 | 0.10032 | 0.10082
| Cool Roof_Com, E - Cool [Building w Oil Heat] | Grocery | Cooling | NC | 1 | 0.93833 | 0.90372 | 0.87456 | 0.82735 | 0.82156 | 0.82043 | 0.7985 | 0.79589 | 0.78609
| Cool Roof_Com, E - Cool [Building w Oil Heat] | Grocery | Cooling | RET | 0.1 | 0.097332 | 0.10196 | 0.10084 | 0.10032 | 0.10059 | 0.099455 | 0.10179 | 0.10273 | 0.10052
| Cool Roof_Com, O - Heat [Building w Oil Heat] | Grocery |  | NC | 1 | 0.93756 | 0.90356 | 0.86352 | 0.81845 | 0.7872 | 0.77324 | 0.7629 | 0.75353 | 0.74091
| Cool Roof_Com, O - Heat [Building w Oil Heat] | Grocery |  | RET | 0.1 | 0.098815 | 0.098374 | 0.09739 | 0.096516 | 0.095684 | 0.094967 | 0.094216 | 0.093466 | 0.092665
| Cool Roof_Com, E - Cool [Building w Propane Heat] | Grocery | Cooling | NC | 1 | 0.93833 | 0.90372 | 0.87456 | 0.82735 | 0.82156 | 0.82043 | 0.7985 | 0.79589 | 0.78609
| Cool Roof_Com, E - Cool [Building w Propane Heat] | Grocery | Cooling | RET | 0.1 | 0.097332 | 0.10196 | 0.10084 | 0.10032 | 0.10059 | 0.099455 | 0.10179 | 0.10273 | 0.10052
| Cool Roof_Com, P - Heat [Building w Propane Heat] | Grocery |  | NC | 1 | 0.93756 | 0.90356 | 0.86352 | 0.81845 | 0.7872 | 0.77324 | 0.7629 | 0.75353 | 0.74091
| Cool Roof_Com, P - Heat [Building w Propane Heat] | Grocery |  | RET | 0.1 | 0.098815 | 0.098374 | 0.09739 | 0.096516 | 0.095684 | 0.094967 | 0.094216 | 0.093466 | 0.092665
| GSHP_Com, E - Cool | Grocery | Cooling | RET | 0.1 | 0.087647 | 0.08268 | 0.073635 | 0.065966 | 0.059562 | 0.053031 | 0.048875 | 0.044419 | 0.039138
| GSHP_Com, E - Cool | Grocery | Cooling | REPL | 1 | 0.77865 | 0.71373 | 0.60504 | 0.5016 | 0.40235 | 0.29836 | 0.20358 | 0.10273 | 1.395e-16
| GSHP_Com, E - Heat | Grocery | Space Heating | RET | 0.1 | 0.087647 | 0.08268 | 0.073635 | 0.065966 | 0.059562 | 0.053031 | 0.048875 | 0.044419 | 0.039138
| GSHP_Com, E - Heat | Grocery | Space Heating | REPL | 1 | 0.77865 | 0.71373 | 0.60504 | 0.5016 | 0.40235 | 0.29836 | 0.20358 | 0.10273 | 1.395e-16
| Unitary HP_Com, E - Cool | Grocery | Cooling | NC | 1 | 0.93833 | 0.90372 | 0.87456 | 0.82735 | 0.82156 | 0.82043 | 0.7985 | 0.79589 | 0.78609
| Unitary HP_Com, E - Cool | Grocery | Cooling | RET | 0.1 | 0.092646 | 0.09238 | 0.086966 | 0.082352 | 0.078598 | 0.07397 | 0.083793 | 0.092335 | 0.09758
| Unitary HP_Com, E - Cool | Grocery | Cooling | REPL | 1 | 0.77865 | 0.71373 | 0.60504 | 0.5016 | 0.40235 | 0.29836 | 0.32088 | 0.33951 | 0.34751
| Unitary HP_Com, E - Heat | Grocery | Space Heating | NC | 1 | 0.93833 | 0.90372 | 0.87456 | 0.82735 | 0.82156 | 0.82043 | 0.7985 | 0.79589 | 0.78609
| Unitary HP_Com, E - Heat | Grocery | Space Heating | RET | 0.1 | 0.092646 | 0.09238 | 0.086966 | 0.082352 | 0.078598 | 0.07397 | 0.083793 | 0.092335 | 0.09758
| Unitary HP_Com, E - Heat | Grocery | Space Heating | REPL | 1 | 0.77865 | 0.71373 | 0.60504 | 0.5016 | 0.40235 | 0.29836 | 0.32088 | 0.33951 | 0.34751
| PTHP_Com, E - Cool | Grocery | Cooling | NC | 0 | 0 | 0 | 0 | 0 | 0 | 0 | 0 | 0 | 0
| PTHP_Com, E - Cool | Grocery | Cooling | RET | 0 | 0 | 0 | 0 | 0 | 0 | 0 | 0 | 0 | 0
| PTHP_Com, E - Cool | Grocery | Cooling | REPL | 0 | 0 | 0 | 0 | 0 | 0 | 0 | 0 | 0 | 0
| PTHP_Com, E - Heat | Grocery | Space Heating | NC | 0 | 0 | 0 | 0 | 0 | 0 | 0 | 0 | 0 | 0
| PTHP_Com, E - Heat | Grocery | Space Heating | RET | 0 | 0 | 0 | 0 | 0 | 0 | 0 | 0 | 0 | 0
| PTHP_Com, E - Heat | Grocery | Space Heating | REPL | 0 | 0 | 0 | 0 | 0 | 0 | 0 | 0 | 0 | 0
| Minisplit Ductless HP_Com, E - Cool | Grocery | Cooling | RET | 0.1 | 0.088491 | 0.084279 | 0.075782 | 0.068543 | 0.062484 | 0.056168 | 0.054338 | 0.051952 | 0.048264
| Minisplit Ductless HP_Com, E - Cool | Grocery | Cooling | REPL | 1 | 0.77865 | 0.71373 | 0.60504 | 0.5016 | 0.40235 | 0.29836 | 0.22432 | 0.14459 | 0.061433
| Minisplit Ductless HP_Com, E - Heat | Grocery | Space Heating | RET | 0.1 | 0.088491 | 0.084279 | 0.075782 | 0.068543 | 0.062484 | 0.056168 | 0.054338 | 0.051952 | 0.048264
| Minisplit Ductless HP_Com, E - Heat | Grocery | Space Heating | REPL | 1 | 0.77865 | 0.71373 | 0.60504 | 0.5016 | 0.40235 | 0.29836 | 0.22432 | 0.14459 | 0.061433
| Programmable TStat_Com, E - Cool [Building w Elec Heat] | Grocery | Cooling | NC | 0 | 0 | 0 | 0 | 0 | 0 | 0 | 0 | 0 | 0
| Programmable TStat_Com, E - Heat [Building w Elec Heat] | Grocery | Space Heating | NC | 0 | 0 | 0 | 0 | 0 | 0 | 0 | 0 | 0 | 0
| Programmable TStat_Com, E - Cool [Building w Gas Heat] | Grocery | Cooling | NC | 0 | 0 | 0 | 0 | 0 | 0 | 0 | 0 | 0 | 0
| Programmable TStat_Com, E - Cool [Building w Gas Heat] | Grocery | Cooling | RET | 0 | 0 | 0 | 0 | 0 | 0 | 0 | 0 | 0 | 0
| Programmable TStat_Com, G - Heat [Building w Gas Heat] | Grocery |  | NC | 0 | 0 | 0 | 0 | 0 | 0 | 0 | 0 | 0 | 0
| Programmable TStat_Com, G - Heat [Building w Gas Heat] | Grocery |  | RET | 0 | 0 | 0 | 0 | 0 | 0 | 0 | 0 | 0 | 0
| Programmable TStat_Com, E - Cool [Building w Propane Heat] | Grocery | Cooling | NC | 0 | 0 | 0 | 0 | 0 | 0 | 0 | 0 | 0 | 0
| Programmable TStat_Com, E - Cool [Building w Propane Heat] | Grocery | Cooling | RET | 0 | 0 | 0 | 0 | 0 | 0 | 0 | 0 | 0 | 0
| Programmable TStat_Com, P - Heat [Building w Propane Heat] | Grocery |  | NC | 0 | 0 | 0 | 0 | 0 | 0 | 0 | 0 | 0 | 0
| Programmable TStat_Com, P - Heat [Building w Propane Heat] | Grocery |  | RET | 0 | 0 | 0 | 0 | 0 | 0 | 0 | 0 | 0 | 0
| Programmable TStat_Com, E - Cool [Building w Oil Heat] | Grocery | Cooling | NC | 0 | 0 | 0 | 0 | 0 | 0 | 0 | 0 | 0 | 0
| Programmable TStat_Com, E - Cool [Building w Oil Heat] | Grocery | Cooling | RET | 0 | 0 | 0 | 0 | 0 | 0 | 0 | 0 | 0 | 0
| Programmable TStat_Com, O - Heat [Building w Oil Heat] | Grocery |  | NC | 0 | 0 | 0 | 0 | 0 | 0 | 0 | 0 | 0 | 0
| Programmable TStat_Com, O - Heat [Building w Oil Heat] | Grocery |  | RET | 0 | 0 | 0 | 0 | 0 | 0 | 0 | 0 | 0 | 0
| Smart TStat_Com, E - Cool [Building w Elec Heat] | Grocery | Cooling | NC | 1 | 0.93833 | 0.90372 | 0.87456 | 0.82735 | 0.82156 | 0.82043 | 0.7985 | 0.79589 | 0.78609
| Smart TStat_Com, E - Cool [Building w Elec Heat] | Grocery | Cooling | RET | 0.1 | 0.097332 | 0.10196 | 0.10084 | 0.10032 | 0.10059 | 0.099455 | 0.10179 | 0.10273 | 0.10052
| Smart TStat_Com, E - Heat [Building w Elec Heat] | Grocery | Space Heating | NC | 1 | 0.93833 | 0.90372 | 0.87456 | 0.82735 | 0.82156 | 0.82043 | 0.7985 | 0.79589 | 0.78609
| Smart TStat_Com, E - Heat [Building w Elec Heat] | Grocery | Space Heating | RET | 0.1 | 0.097332 | 0.10196 | 0.10084 | 0.10032 | 0.10059 | 0.099455 | 0.10179 | 0.10273 | 0.10052
| Smart TStat_Com, E - Cool [Building w Gas Heat] | Grocery | Cooling | NC | 1 | 0.93833 | 0.90372 | 0.87456 | 0.82735 | 0.82156 | 0.82043 | 0.7985 | 0.79589 | 0.78609
| Smart TStat_Com, E - Cool [Building w Gas Heat] | Grocery | Cooling | RET | 0.1 | 0.097332 | 0.10196 | 0.10084 | 0.10032 | 0.10059 | 0.099455 | 0.10179 | 0.10273 | 0.10052
| Smart TStat_Com, G - Heat [Building w Gas Heat] | Grocery |  | NC | 1 | 0.94759 | 0.91754 | 0.87973 | 0.83964 | 0.81496 | 0.80903 | 0.80762 | 0.8088 | 0.80611
| Smart TStat_Com, G - Heat [Building w Gas Heat] | Grocery |  | RET | 0.1 | 0.099873 | 0.099896 | 0.099218 | 0.099015 | 0.099059 | 0.099362 | 0.099739 | 0.10032 | 0.10082
| Smart TStat_Com, E - Cool [Building w Propane Heat] | Grocery | Cooling | NC | 1 | 0.93833 | 0.90372 | 0.87456 | 0.82735 | 0.82156 | 0.82043 | 0.7985 | 0.79589 | 0.78609
| Smart TStat_Com, E - Cool [Building w Propane Heat] | Grocery | Cooling | RET | 0.1 | 0.097332 | 0.10196 | 0.10084 | 0.10032 | 0.10059 | 0.099455 | 0.10179 | 0.10273 | 0.10052
| Smart TStat_Com, P - Heat [Building w Propane Heat] | Grocery |  | NC | 1 | 0.93756 | 0.90356 | 0.86352 | 0.81845 | 0.7872 | 0.77324 | 0.7629 | 0.75353 | 0.74091
| Smart TStat_Com, P - Heat [Building w Propane Heat] | Grocery |  | RET | 0.1 | 0.098815 | 0.098374 | 0.09739 | 0.096516 | 0.095684 | 0.094967 | 0.094216 | 0.093466 | 0.092665
| Smart TStat_Com, E - Cool [Building w Oil Heat] | Grocery | Cooling | NC | 1 | 0.93833 | 0.90372 | 0.87456 | 0.82735 | 0.82156 | 0.82043 | 0.7985 | 0.79589 | 0.78609
| Smart TStat_Com, E - Cool [Building w Oil Heat] | Grocery | Cooling | RET | 0.1 | 0.097332 | 0.10196 | 0.10084 | 0.10032 | 0.10059 | 0.099455 | 0.10179 | 0.10273 | 0.10052
| Smart TStat_Com, O - Heat [Building w Oil Heat] | Grocery |  | NC | 1 | 0.93756 | 0.90356 | 0.86352 | 0.81845 | 0.7872 | 0.77324 | 0.7629 | 0.75353 | 0.74091
| Smart TStat_Com, O - Heat [Building w Oil Heat] | Grocery |  | RET | 0.1 | 0.098815 | 0.098374 | 0.09739 | 0.096516 | 0.095684 | 0.094967 | 0.094216 | 0.093466 | 0.092665
| Boiler Blowdown Controls_Com, G - Heat | Grocery |  | RET | 0.1 | 0.099873 | 0.099896 | 0.099218 | 0.099015 | 0.099059 | 0.099362 | 0.099739 | 0.10032 | 0.10082
| Boiler Blowdown Controls_Com, O - Heat | Grocery |  | RET | 0.1 | 0.098815 | 0.098374 | 0.09739 | 0.096516 | 0.095684 | 0.094967 | 0.094216 | 0.093466 | 0.092665
| Boiler Blowdown Controls_Com, P - Heat | Grocery |  | RET | 0.1 | 0.098815 | 0.098374 | 0.09739 | 0.096516 | 0.095684 | 0.094967 | 0.094216 | 0.093466 | 0.092665
| Boiler Modifications_Com, G - Heat | Grocery |  | RET | 0.1 | 0.099873 | 0.099896 | 0.099218 | 0.099015 | 0.099059 | 0.099362 | 0.099739 | 0.10032 | 0.10082
| Boiler Modifications_Com, O - Heat | Grocery |  | RET | 0.1 | 0.098815 | 0.098374 | 0.09739 | 0.096516 | 0.095684 | 0.094967 | 0.094216 | 0.093466 | 0.092665
| Boiler Modifications_Com, P - Heat | Grocery |  | RET | 0.1 | 0.098815 | 0.098374 | 0.09739 | 0.096516 | 0.095684 | 0.094967 | 0.094216 | 0.093466 | 0.092665
| Boilers_Com, G - Heat | Grocery |  | NC | 1 | 0.94759 | 0.91754 | 0.87973 | 0.83964 | 0.81496 | 0.80903 | 0.80762 | 0.8088 | 0.80611
| Boilers_Com, G - Heat | Grocery |  | RET | 0.1 | 0.092555 | 0.085793 | 0.078967 | 0.073031 | 0.06771 | 0.062941 | 0.05855 | 0.054577 | 0.050829
| Boilers_Com, G - Heat | Grocery |  | REPL | 1 | 0.79898 | 0.69928 | 0.59531 | 0.49508 | 0.39624 | 0.29809 | 0.19948 | 0.10032 | 1.3992e-16
| Boilers_Com, O - Heat | Grocery |  | NC | 1 | 0.93756 | 0.90356 | 0.86352 | 0.81845 | 0.7872 | 0.77324 | 0.7629 | 0.75353 | 0.74091
| Boilers_Com, O - Heat | Grocery |  | RET | 0.1 | 0.090915 | 0.083274 | 0.07585 | 0.06916 | 0.063082 | 0.057604 | 0.05258 | 0.047991 | 0.043776
| Boilers_Com, O - Heat | Grocery |  | REPL | 1 | 0.79052 | 0.68862 | 0.58434 | 0.48258 | 0.38274 | 0.2849 | 0.18843 | 0.093466 | 1.286e-16
| Boilers_Com, P - Heat | Grocery |  | NC | 1 | 0.93756 | 0.90356 | 0.86352 | 0.81845 | 0.7872 | 0.77324 | 0.7629 | 0.75353 | 0.74091
| Boilers_Com, P - Heat | Grocery |  | RET | 0.1 | 0.091245 | 0.083879 | 0.076678 | 0.070169 | 0.064234 | 0.058869 | 0.053929 | 0.049401 | 0.045226
| Boilers_Com, P - Heat | Grocery |  | REPL | 1 | 0.79052 | 0.68862 | 0.58434 | 0.48258 | 0.38274 | 0.2849 | 0.18843 | 0.093466 | 1.286e-16
| Furnace_Com, G - Heat | Grocery |  | NC | 1 | 0.94759 | 0.91754 | 0.87973 | 0.83964 | 0.81496 | 0.80903 | 0.80762 | 0.8088 | 0.80611
| Furnace_Com, G - Heat | Grocery |  | RET | 0.1 | 0.093815 | 0.088145 | 0.082235 | 0.077089 | 0.072445 | 0.068259 | 0.064361 | 0.060811 | 0.057405
| Furnace_Com, G - Heat | Grocery |  | REPL | 1 | 0.79898 | 0.69928 | 0.59531 | 0.49508 | 0.39624 | 0.29809 | 0.19948 | 0.10032 | 1.3992e-16
| Furnace_Com, O - Heat | Grocery |  | NC | 1 | 0.93756 | 0.90356 | 0.86352 | 0.81845 | 0.7872 | 0.77324 | 0.7629 | 0.75353 | 0.74091
| Furnace_Com, O - Heat | Grocery |  | RET | 0.1 | 0.08992 | 0.081461 | 0.073386 | 0.066182 | 0.059705 | 0.053923 | 0.048681 | 0.043947 | 0.039648
| Furnace_Com, O - Heat | Grocery |  | REPL | 1 | 0.79052 | 0.68862 | 0.58434 | 0.48258 | 0.38274 | 0.2849 | 0.18843 | 0.093466 | 1.286e-16
| Furnace_Com, P - Heat | Grocery |  | NC | 1 | 0.93756 | 0.90356 | 0.86352 | 0.81845 | 0.7872 | 0.77324 | 0.7629 | 0.75353 | 0.74091
| Furnace_Com, P - Heat | Grocery |  | RET | 0.1 | 0.091371 | 0.08411 | 0.076995 | 0.070556 | 0.064678 | 0.059357 | 0.054451 | 0.049948 | 0.045789
| Furnace_Com, P - Heat | Grocery |  | REPL | 1 | 0.79052 | 0.68862 | 0.58434 | 0.48258 | 0.38274 | 0.2849 | 0.18843 | 0.093466 | 1.286e-16
| Unit Heater_Com, G - Heat | Grocery |  | NC | 1 | 0.94759 | 0.91754 | 0.87973 | 0.83964 | 0.81496 | 0.80903 | 0.80762 | 0.8088 | 0.80611
| Unit Heater_Com, G - Heat | Grocery |  | RET | 0.1 | 0.091973 | 0.084718 | 0.077486 | 0.071211 | 0.065608 | 0.060603 | 0.056021 | 0.056002 | 0.055959
| Unit Heater_Com, G - Heat | Grocery |  | REPL | 1 | 0.79898 | 0.69928 | 0.59531 | 0.49508 | 0.39624 | 0.29809 | 0.19948 | 0.14143 | 0.082627
| Unit Heater_Com, P - Heat | Grocery |  | NC | 1 | 0.93756 | 0.90356 | 0.86352 | 0.81845 | 0.7872 | 0.77324 | 0.7629 | 0.75353 | 0.74091
| Unit Heater_Com, P - Heat | Grocery |  | RET | 0.1 | 0.088934 | 0.079683 | 0.070997 | 0.063324 | 0.0565 | 0.050469 | 0.045063 | 0.040234 | 0.0359
| Unit Heater_Com, P - Heat | Grocery |  | REPL | 1 | 0.79052 | 0.68862 | 0.58434 | 0.48258 | 0.38274 | 0.2849 | 0.18843 | 0.093466 | 1.286e-16
| Destratification Fans_Com, G - Heat | Grocery |  | NC | 1 | 0.94759 | 0.91754 | 0.87973 | 0.83964 | 0.81496 | 0.80903 | 0.80762 | 0.8088 | 0.80611
| Destratification Fans_Com, G - Heat | Grocery |  | RET | 0.1 | 0.094879 | 0.090157 | 0.085067 | 0.080648 | 0.07665 | 0.07304 | 0.080734 | 0.088292 | 0.095496
| Destratification Fans_Com, G - Heat | Grocery |  | REPL | 1 | 0.79898 | 0.69928 | 0.59531 | 0.49508 | 0.39624 | 0.29809 | 0.3103 | 0.32326 | 0.33607
| Destratification Fans_Com, O - Heat | Grocery |  | NC | 1 | 0.93756 | 0.90356 | 0.86352 | 0.81845 | 0.7872 | 0.77324 | 0.7629 | 0.75353 | 0.74091
| Destratification Fans_Com, O - Heat | Grocery |  | RET | 0.1 | 0.093874 | 0.088783 | 0.083499 | 0.078613 | 0.074039 | 0.069809 | 0.076263 | 0.082258 | 0.087771
| Destratification Fans_Com, O - Heat | Grocery |  | REPL | 1 | 0.79052 | 0.68862 | 0.58434 | 0.48258 | 0.38274 | 0.2849 | 0.29312 | 0.30117 | 0.30888
| Destratification Fans_Com, P - Heat | Grocery |  | NC | 1 | 0.93756 | 0.90356 | 0.86352 | 0.81845 | 0.7872 | 0.77324 | 0.7629 | 0.75353 | 0.74091
| Destratification Fans_Com, P - Heat | Grocery |  | RET | 0.1 | 0.093874 | 0.088783 | 0.083499 | 0.078613 | 0.074039 | 0.069809 | 0.076263 | 0.082258 | 0.087771
| Destratification Fans_Com, P - Heat | Grocery |  | REPL | 1 | 0.79052 | 0.68862 | 0.58434 | 0.48258 | 0.38274 | 0.2849 | 0.29312 | 0.30117 | 0.30888
| Energy Recovery Ventilator_Com, G - Heat | Grocery |  | NC | 0.8 | 0.75807 | 0.73403 | 0.70378 | 0.67171 | 0.65197 | 0.64722 | 0.6461 | 0.64704 | 0.64489
| Energy Recovery Ventilator_Com, G - Heat | Grocery |  | RET | 0.08 | 0.073107 | 0.066909 | 0.060806 | 0.055523 | 0.050827 | 0.046649 | 0.045505 | 0.044556 | 0.043659
| Energy Recovery Ventilator_Com, G - Heat | Grocery |  | REPL | 0.8 | 0.63919 | 0.55942 | 0.47625 | 0.39606 | 0.31699 | 0.23847 | 0.18618 | 0.13376 | 0.080656
| Energy Recovery Ventilator_Com, O - Heat | Grocery |  | NC | 0.8 | 0.75005 | 0.72285 | 0.69081 | 0.65476 | 0.62976 | 0.61859 | 0.61032 | 0.60282 | 0.59273
| Energy Recovery Ventilator_Com, O - Heat | Grocery |  | RET | 0.08 | 0.072333 | 0.065889 | 0.059685 | 0.054122 | 0.049095 | 0.044585 | 0.042985 | 0.041511 | 0.040128
| Energy Recovery Ventilator_Com, O - Heat | Grocery |  | REPL | 0.8 | 0.63242 | 0.5509 | 0.46747 | 0.38607 | 0.30619 | 0.22792 | 0.17587 | 0.12462 | 0.074132
| Energy Recovery Ventilator_Com, P - Heat | Grocery |  | NC | 0.8 | 0.75005 | 0.72285 | 0.69081 | 0.65476 | 0.62976 | 0.61859 | 0.61032 | 0.60282 | 0.59273
| Energy Recovery Ventilator_Com, P - Heat | Grocery |  | RET | 0.08 | 0.072333 | 0.065889 | 0.059685 | 0.054122 | 0.049095 | 0.044585 | 0.042985 | 0.041511 | 0.040128
| Energy Recovery Ventilator_Com, P - Heat | Grocery |  | REPL | 0.8 | 0.63242 | 0.5509 | 0.46747 | 0.38607 | 0.30619 | 0.22792 | 0.17587 | 0.12462 | 0.074132
| Forced Air Heating Maintenance_Com, G - Heat | Grocery |  | RET | 0.1 | 0.099873 | 0.099896 | 0.099218 | 0.099015 | 0.099059 | 0.099362 | 0.099739 | 0.10032 | 0.10082
| Forced Air Heating Maintenance_Com, O - Heat | Grocery |  | RET | 0.1 | 0.098815 | 0.098374 | 0.09739 | 0.096516 | 0.095684 | 0.094967 | 0.094216 | 0.093466 | 0.092665
| Forced Air Heating Maintenance_Com, P - Heat | Grocery |  | RET | 0.1 | 0.098815 | 0.098374 | 0.09739 | 0.096516 | 0.095684 | 0.094967 | 0.094216 | 0.093466 | 0.092665
| Infrared Heater_Com, G - Heat | Grocery |  | NC | 1 | 0.94759 | 0.91754 | 0.87973 | 0.83964 | 0.81496 | 0.80903 | 0.80762 | 0.8088 | 0.80611
| Infrared Heater_Com, G - Heat | Grocery |  | RET | 0.1 | 0.09901 | 0.098178 | 0.096669 | 0.095639 | 0.094855 | 0.094323 | 0.093864 | 0.10032 | 0.10082
| Infrared Heater_Com, G - Heat | Grocery |  | REPL | 1 | 0.79898 | 0.69928 | 0.59531 | 0.49508 | 0.39624 | 0.29809 | 0.19948 | 0.28004 | 0.36123
| Steam Trap Maintenance_Com, G - Heat | Grocery |  | RET | 0.1 | 0.099873 | 0.099896 | 0.099218 | 0.099015 | 0.099059 | 0.099362 | 0.099739 | 0.10032 | 0.10082
| Steam Trap Maintenance_Com, O - Heat | Grocery |  | RET | 0.1 | 0.098815 | 0.098374 | 0.09739 | 0.096516 | 0.095684 | 0.094967 | 0.094216 | 0.093466 | 0.092665
| Windows_Com, E - Cool [Building w Elec Heat] | Grocery | Cooling | NC | 1 | 0.93833 | 0.90372 | 0.87456 | 0.82735 | 0.82156 | 0.82043 | 0.7985 | 0.79589 | 0.78609
| Windows_Com, E - Heat [Building w Elec Heat] | Grocery | Space Heating | NC | 1 | 0.93833 | 0.90372 | 0.87456 | 0.82735 | 0.82156 | 0.82043 | 0.7985 | 0.79589 | 0.78609
| Windows_Com, E - Cool [Building w Gas Heat] | Grocery | Cooling | NC | 1 | 0.93833 | 0.90372 | 0.87456 | 0.82735 | 0.82156 | 0.82043 | 0.7985 | 0.79589 | 0.78609
| Windows_Com, G - Heat [Building w Gas Heat] | Grocery |  | NC | 1 | 0.94759 | 0.91754 | 0.87973 | 0.83964 | 0.81496 | 0.80903 | 0.80762 | 0.8088 | 0.80611
| Windows_Com, E - Cool [Building w Oil Heat] | Grocery | Cooling | NC | 1 | 0.93833 | 0.90372 | 0.87456 | 0.82735 | 0.82156 | 0.82043 | 0.7985 | 0.79589 | 0.78609
| Windows_Com, O - Heat [Building w Oil Heat] | Grocery |  | NC | 1 | 0.93756 | 0.90356 | 0.86352 | 0.81845 | 0.7872 | 0.77324 | 0.7629 | 0.75353 | 0.74091
| Windows_Com, E - Cool [Building w Propane Heat] | Grocery | Cooling | NC | 1 | 0.93833 | 0.90372 | 0.87456 | 0.82735 | 0.82156 | 0.82043 | 0.7985 | 0.79589 | 0.78609
| Windows_Com, P - Heat [Building w Propane Heat] | Grocery |  | NC | 1 | 0.93756 | 0.90356 | 0.86352 | 0.81845 | 0.7872 | 0.77324 | 0.7629 | 0.75353 | 0.74091
| Window Film_Com, E - Cool [Building w Elec Heat] | Grocery | Cooling | RET | 0 | 0 | 0 | 0 | 0 | 0 | 0 | 0 | 0 | 0
| Window Film_Com, E - Heat [Building w Elec Heat] | Grocery | Space Heating | RET | 0 | 0 | 0 | 0 | 0 | 0 | 0 | 0 | 0 | 0
| Window Film_Com, E - Cool [Building w Gas Heat] | Grocery | Cooling | RET | 0 | 0 | 0 | 0 | 0 | 0 | 0 | 0 | 0 | 0
| Window Film_Com, G - Heat [Building w Gas Heat] | Grocery |  | RET | 0 | 0 | 0 | 0 | 0 | 0 | 0 | 0 | 0 | 0
| Window Film_Com, E - Cool [Building w Oil Heat] | Grocery | Cooling | RET | 0 | 0 | 0 | 0 | 0 | 0 | 0 | 0 | 0 | 0
| Window Film_Com, O - Heat [Building w Oil Heat] | Grocery |  | RET | 0 | 0 | 0 | 0 | 0 | 0 | 0 | 0 | 0 | 0
| Window Film_Com, E - Cool [Building w Propane Heat] | Grocery | Cooling | RET | 0 | 0 | 0 | 0 | 0 | 0 | 0 | 0 | 0 | 0
| Window Film_Com, P - Heat [Building w Propane Heat] | Grocery |  | RET | 0 | 0 | 0 | 0 | 0 | 0 | 0 | 0 | 0 | 0
| Motors and Fans_Com, E - Vent | Grocery | Ventilation | NC | 1 | 0.93833 | 0.90372 | 0.87456 | 0.82735 | 0.82156 | 0.82043 | 0.7985 | 0.79589 | 0.78609
| Motors and Fans_Com, E - Vent | Grocery | Ventilation | RET | 0.1 | 0.087696 | 0.082772 | 0.073758 | 0.066113 | 0.059727 | 0.053208 | 0.049292 | 0.045051 | 0.03994
| Motors and Fans_Com, E - Vent | Grocery | Ventilation | REPL | 1 | 0.77865 | 0.71373 | 0.60504 | 0.5016 | 0.40235 | 0.29836 | 0.20584 | 0.1073 | 0.0067012
| ECM Furnace Motors_Com, E - Vent | Grocery | Ventilation | RET | 0.1 | 0.097332 | 0.10196 | 0.10084 | 0.10032 | 0.10059 | 0.099455 | 0.10179 | 0.10273 | 0.10052
| VFD on HVAC System_Com, E - Vent | Grocery | Ventilation | RET | 0.1 | 0.097332 | 0.10196 | 0.10084 | 0.10032 | 0.10059 | 0.099455 | 0.10179 | 0.10273 | 0.10052
| Kitchen DCV_Com, E - Vent [Building w Elec Heat] | Grocery | Ventilation | NC | 1 | 0.93833 | 0.90372 | 0.87456 | 0.82735 | 0.82156 | 0.82043 | 0.7985 | 0.79589 | 0.78609
| Kitchen DCV_Com, E - Vent [Building w Elec Heat] | Grocery | Ventilation | RET | 0.1 | 0.08828 | 0.083878 | 0.075241 | 0.067892 | 0.061742 | 0.055369 | 0.052982 | 0.050097 | 0.046023
| Kitchen DCV_Com, E - Vent [Building w Elec Heat] | Grocery | Ventilation | REPL | 1 | 0.77865 | 0.71373 | 0.60504 | 0.5016 | 0.40235 | 0.29836 | 0.21941 | 0.13469 | 0.046908
| Kitchen DCV_Com, E - Heat [Building w Elec Heat] | Grocery | Space Heating | NC | 1 | 0.93833 | 0.90372 | 0.87456 | 0.82735 | 0.82156 | 0.82043 | 0.7985 | 0.79589 | 0.78609
| Kitchen DCV_Com, E - Heat [Building w Elec Heat] | Grocery | Space Heating | RET | 0.1 | 0.08828 | 0.083878 | 0.075241 | 0.067892 | 0.061742 | 0.055369 | 0.052982 | 0.050097 | 0.046023
| Kitchen DCV_Com, E - Heat [Building w Elec Heat] | Grocery | Space Heating | REPL | 1 | 0.77865 | 0.71373 | 0.60504 | 0.5016 | 0.40235 | 0.29836 | 0.21941 | 0.13469 | 0.046908
| Kitchen DCV_Com, E - Vent [Building w Gas Heat] | Grocery | Ventilation | NC | 1 | 0.93833 | 0.90372 | 0.87456 | 0.82735 | 0.82156 | 0.82043 | 0.7985 | 0.79589 | 0.78609
| Kitchen DCV_Com, E - Vent [Building w Gas Heat] | Grocery | Ventilation | RET | 0.1 | 0.08828 | 0.083878 | 0.075241 | 0.067892 | 0.061742 | 0.055369 | 0.052982 | 0.050097 | 0.046023
| Kitchen DCV_Com, E - Vent [Building w Gas Heat] | Grocery | Ventilation | REPL | 1 | 0.77865 | 0.71373 | 0.60504 | 0.5016 | 0.40235 | 0.29836 | 0.21941 | 0.13469 | 0.046908
| Kitchen DCV_Com, G - Heat [Building w Gas Heat] | Grocery |  | NC | 1 | 0.94759 | 0.91754 | 0.87973 | 0.83964 | 0.81496 | 0.80903 | 0.80762 | 0.8088 | 0.80611
| Kitchen DCV_Com, G - Heat [Building w Gas Heat] | Grocery |  | RET | 0.1 | 0.090585 | 0.08218 | 0.074031 | 0.067009 | 0.060804 | 0.055318 | 0.051915 | 0.048923 | 0.046161
| Kitchen DCV_Com, G - Heat [Building w Gas Heat] | Grocery |  | REPL | 1 | 0.79898 | 0.69928 | 0.59531 | 0.49508 | 0.39624 | 0.29809 | 0.21499 | 0.13153 | 0.047049
| Kitchen DCV_Com, E - Vent [Building w Oil Heat] | Grocery | Ventilation | NC | 1 | 0.93833 | 0.90372 | 0.87456 | 0.82735 | 0.82156 | 0.82043 | 0.7985 | 0.79589 | 0.78609
| Kitchen DCV_Com, E - Vent [Building w Oil Heat] | Grocery | Ventilation | RET | 0.1 | 0.08828 | 0.083878 | 0.075241 | 0.067892 | 0.061742 | 0.055369 | 0.052982 | 0.050097 | 0.046023
| Kitchen DCV_Com, E - Vent [Building w Oil Heat] | Grocery | Ventilation | REPL | 1 | 0.77865 | 0.71373 | 0.60504 | 0.5016 | 0.40235 | 0.29836 | 0.21941 | 0.13469 | 0.046908
| Kitchen DCV_Com, O - Heat [Building w Oil Heat] | Grocery |  | NC | 1 | 0.93756 | 0.90356 | 0.86352 | 0.81845 | 0.7872 | 0.77324 | 0.7629 | 0.75353 | 0.74091
| Kitchen DCV_Com, O - Heat [Building w Oil Heat] | Grocery |  | RET | 0.1 | 0.089625 | 0.080927 | 0.072666 | 0.065318 | 0.058732 | 0.052871 | 0.04904 | 0.045579 | 0.042427
| Kitchen DCV_Com, O - Heat [Building w Oil Heat] | Grocery |  | REPL | 1 | 0.79052 | 0.68862 | 0.58434 | 0.48258 | 0.38274 | 0.2849 | 0.20309 | 0.12254 | 0.043244
| Kitchen DCV_Com, E - Vent [Building w Oil Heat] | Grocery | Ventilation | NC | 1 | 0.93833 | 0.90372 | 0.87456 | 0.82735 | 0.82156 | 0.82043 | 0.7985 | 0.79589 | 0.78609
| Kitchen DCV_Com, E - Vent [Building w Oil Heat] | Grocery | Ventilation | RET | 0.1 | 0.08828 | 0.083878 | 0.075241 | 0.067892 | 0.061742 | 0.055369 | 0.052982 | 0.050097 | 0.046023
| Kitchen DCV_Com, E - Vent [Building w Oil Heat] | Grocery | Ventilation | REPL | 1 | 0.77865 | 0.71373 | 0.60504 | 0.5016 | 0.40235 | 0.29836 | 0.21941 | 0.13469 | 0.046908
| Kitchen DCV_Com, P - Heat [Building w Propane Heat] | Grocery |  | NC | 1 | 0.93756 | 0.90356 | 0.86352 | 0.81845 | 0.7872 | 0.77324 | 0.7629 | 0.75353 | 0.74091
| Kitchen DCV_Com, P - Heat [Building w Propane Heat] | Grocery |  | RET | 0.1 | 0.089625 | 0.080927 | 0.072666 | 0.065318 | 0.058732 | 0.052871 | 0.04904 | 0.045579 | 0.042427
| Kitchen DCV_Com, P - Heat [Building w Propane Heat] | Grocery |  | REPL | 1 | 0.79052 | 0.68862 | 0.58434 | 0.48258 | 0.38274 | 0.2849 | 0.20309 | 0.12254 | 0.043244
| Duct Sealing Regulated_Com, E - Vent [Building w Elec Heat] | Grocery | Ventilation | RET | 0.1 | 0.097332 | 0.10196 | 0.10084 | 0.10032 | 0.10059 | 0.099455 | 0.10179 | 0.10273 | 0.10052
| Duct Sealing Regulated_Com, E - Heat [Building w Elec Heat] | Grocery | Space Heating | RET | 0.1 | 0.097332 | 0.10196 | 0.10084 | 0.10032 | 0.10059 | 0.099455 | 0.10179 | 0.10273 | 0.10052
| Duct Sealing Regulated_Com, E - Cool [Building w Elec Heat] | Grocery | Cooling | RET | 0.1 | 0.097332 | 0.10196 | 0.10084 | 0.10032 | 0.10059 | 0.099455 | 0.10179 | 0.10273 | 0.10052
| Duct Sealing Regulated_Com, E - Vent [Building w Gas Heat] | Grocery | Ventilation | RET | 0.1 | 0.097332 | 0.10196 | 0.10084 | 0.10032 | 0.10059 | 0.099455 | 0.10179 | 0.10273 | 0.10052
| Duct Sealing Regulated_Com, G - Heat [Building w Gas Heat] | Grocery |  | RET | 0.1 | 0.099873 | 0.099896 | 0.099218 | 0.099015 | 0.099059 | 0.099362 | 0.099739 | 0.10032 | 0.10082
| Duct Sealing Regulated_Com, E - Cool [Building w Gas Heat] | Grocery | Cooling | RET | 0.1 | 0.097332 | 0.10196 | 0.10084 | 0.10032 | 0.10059 | 0.099455 | 0.10179 | 0.10273 | 0.10052
| Duct Sealing Non Regulated_Com, E - Vent [Building w Oil Heat] | Grocery | Ventilation | RET | 0.1 | 0.097332 | 0.10196 | 0.10084 | 0.10032 | 0.10059 | 0.099455 | 0.10179 | 0.10273 | 0.10052
| Duct Sealing Non Regulated_Com, O - Heat [Building w Oil Heat] | Grocery |  | RET | 0.1 | 0.098815 | 0.098374 | 0.09739 | 0.096516 | 0.095684 | 0.094967 | 0.094216 | 0.093466 | 0.092665
| Duct Sealing Non Regulated_Com, E - Cool [Building w Oil Heat] | Grocery | Cooling | RET | 0.1 | 0.097332 | 0.10196 | 0.10084 | 0.10032 | 0.10059 | 0.099455 | 0.10179 | 0.10273 | 0.10052
| Duct Sealing Non Regulated_Com, E - Vent [Building w Propane Heat] | Grocery | Ventilation | RET | 0.1 | 0.097332 | 0.10196 | 0.10084 | 0.10032 | 0.10059 | 0.099455 | 0.10179 | 0.10273 | 0.10052
| Duct Sealing Non Regulated_Com, P - Heat [Building w Propane Heat] | Grocery |  | RET | 0.1 | 0.098815 | 0.098374 | 0.09739 | 0.096516 | 0.095684 | 0.094967 | 0.094216 | 0.093466 | 0.092665
| Duct Sealing Non Regulated_Com, E - Cool [Building w Propane Heat] | Grocery | Cooling | RET | 0.1 | 0.097332 | 0.10196 | 0.10084 | 0.10032 | 0.10059 | 0.099455 | 0.10179 | 0.10273 | 0.10052
| Power Strip_Com, E - Plug [Tier 1] | Grocery | Plug Loads | NC | 0 | 0 | 0 | 0 | 0 | 0 | 0 | 0 | 0 | 0
| Power Strip_Com, E - Plug [Tier 1] | Grocery | Plug Loads | RET | 0 | 0 | 0 | 0 | 0 | 0 | 0 | 0 | 0 | 0
| Power Strip_Com, E - Plug [Tier 1] | Grocery | Plug Loads | REPL | 0 | 0 | 0 | 0 | 0 | 0 | 0 | 0 | 0 | 0
| Power Strip_Com, E - Plug [Tier 2] | Grocery | Plug Loads | NC | 1 | 0.93833 | 0.90372 | 0.87456 | 0.82735 | 0.82156 | 0.82043 | 0.7985 | 0.80393 | 0.80206
| Power Strip_Com, E - Plug [Tier 2] | Grocery | Plug Loads | RET | 0.1 | 0.08796 | 0.083271 | 0.074426 | 0.068466 | 0.063596 | 0.058364 | 0.055557 | 0.072045 | 0.084618
| Power Strip_Com, E - Plug [Tier 2] | Grocery | Plug Loads | REPL | 1 | 0.77865 | 0.71373 | 0.60504 | 0.51712 | 0.43349 | 0.34454 | 0.26659 | 0.38005 | 0.48047
| Computer Power Management_Com, E - Plug | Grocery | Plug Loads | RET | 0.1 | 0.097332 | 0.10196 | 0.10084 | 0.10032 | 0.10059 | 0.099455 | 0.10179 | 0.10273 | 0.10052
| Vending Machine Controls_Com, E - Plug [Non-Refrigerated] | Grocery | Plug Loads | RET | 0.1 | 0.097332 | 0.10196 | 0.10084 | 0.10032 | 0.10059 | 0.099455 | 0.10179 | 0.10273 | 0.10052
| Vending Machine Controls_Com, E - Plug [Refrigerated] | Grocery | Plug Loads | RET | 0.1 | 0.097332 | 0.10196 | 0.10084 | 0.10032 | 0.10059 | 0.099455 | 0.10179 | 0.10273 | 0.10052
| Ovens_Com, E - Cook | Grocery | Cooking | NC | 1 | 0.93833 | 0.90372 | 0.87456 | 0.82735 | 0.82156 | 0.82043 | 0.7985 | 0.79589 | 0.78609
| Ovens_Com, E - Cook | Grocery | Cooking | REPL | 1 | 0.97332 | 1.0196 | 1.0084 | 1.0032 | 1.0059 | 0.99455 | 1.0179 | 1.0273 | 1.0052
| Ovens_Com, G - Cook | Grocery |  | NC | 1 | 0.94759 | 0.91754 | 0.87973 | 0.83964 | 0.81496 | 0.80903 | 0.80762 | 0.8088 | 0.80611
| Ovens_Com, G - Cook | Grocery |  | REPL | 1 | 0.99873 | 0.99896 | 0.99218 | 0.99015 | 0.99059 | 0.99362 | 0.99739 | 1.0032 | 1.0082
| Ovens_Com, P - Cook | Grocery |  | NC | 1 | 0.93756 | 0.90356 | 0.86352 | 0.81845 | 0.7872 | 0.77324 | 0.7629 | 0.75353 | 0.74091
| Ovens_Com, P - Cook | Grocery |  | REPL | 1 | 0.98815 | 0.98374 | 0.9739 | 0.96516 | 0.95684 | 0.94967 | 0.94216 | 0.93466 | 0.92665
| Fryers_Com, E - Cook | Grocery | Cooking | NC | 1 | 0.93833 | 0.90372 | 0.87456 | 0.82735 | 0.82156 | 0.82043 | 0.7985 | 0.79589 | 0.78609
| Fryers_Com, E - Cook | Grocery | Cooking | REPL | 1 | 0.97332 | 1.0196 | 1.0084 | 1.0032 | 1.0059 | 0.99455 | 1.0179 | 1.0273 | 1.0052
| Fryers_Com, G - Cook | Grocery |  | NC | 1 | 0.94759 | 0.91754 | 0.87973 | 0.83964 | 0.81496 | 0.80903 | 0.80762 | 0.8088 | 0.80611
| Fryers_Com, G - Cook | Grocery |  | REPL | 1 | 0.99873 | 0.99896 | 0.99218 | 0.99015 | 0.99059 | 0.99362 | 0.99739 | 1.0032 | 1.0082
| Fryers_Com, P - Cook | Grocery |  | NC | 1 | 0.93756 | 0.90356 | 0.86352 | 0.81845 | 0.7872 | 0.77324 | 0.7629 | 0.75353 | 0.74091
| Fryers_Com, P - Cook | Grocery |  | REPL | 1 | 0.98815 | 0.98374 | 0.9739 | 0.96516 | 0.95684 | 0.94967 | 0.94216 | 0.93466 | 0.92665
| Griddles_Com, E - Cook | Grocery | Cooking | NC | 1 | 0.93833 | 0.90372 | 0.87456 | 0.82735 | 0.82156 | 0.82043 | 0.7985 | 0.79589 | 0.78609
| Griddles_Com, E - Cook | Grocery | Cooking | REPL | 1 | 0.97332 | 1.0196 | 1.0084 | 1.0032 | 1.0059 | 0.99455 | 1.0179 | 1.0273 | 1.0052
| Griddles_Com, G - Cook | Grocery |  | NC | 1 | 0.94759 | 0.91754 | 0.87973 | 0.83964 | 0.81496 | 0.80903 | 0.80762 | 0.8088 | 0.80611
| Griddles_Com, G - Cook | Grocery |  | REPL | 1 | 0.99873 | 0.99896 | 0.99218 | 0.99015 | 0.99059 | 0.99362 | 0.99739 | 1.0032 | 1.0082
| Griddles_Com, P - Cook | Grocery |  | NC | 1 | 0.93756 | 0.90356 | 0.86352 | 0.81845 | 0.7872 | 0.77324 | 0.7629 | 0.75353 | 0.74091
| Griddles_Com, P - Cook | Grocery |  | REPL | 1 | 0.98815 | 0.98374 | 0.9739 | 0.96516 | 0.95684 | 0.94967 | 0.94216 | 0.93466 | 0.92665
| Hot Food Holding Cabinet_Com, E - Cook | Grocery | Cooking | NC | 1 | 0.93833 | 0.90372 | 0.87456 | 0.82735 | 0.82156 | 0.82043 | 0.7985 | 0.79589 | 0.78609
| Hot Food Holding Cabinet_Com, E - Cook | Grocery | Cooking | REPL | 1 | 0.97332 | 1.0196 | 1.0084 | 1.0032 | 1.0059 | 0.99455 | 1.0179 | 1.0273 | 1.0052
| Steamers_Com, E - Cook | Grocery | Cooking | NC | 1 | 0.93833 | 0.90372 | 0.87456 | 0.82735 | 0.82156 | 0.82043 | 0.7985 | 0.79589 | 0.78609
| Steamers_Com, E - Cook | Grocery | Cooking | REPL | 1 | 0.97332 | 1.0196 | 1.0084 | 1.0032 | 1.0059 | 0.99455 | 1.0179 | 1.0273 | 1.0052
| Steamers_Com, G - Cook | Grocery |  | NC | 1 | 0.94759 | 0.91754 | 0.87973 | 0.83964 | 0.81496 | 0.80903 | 0.80762 | 0.8088 | 0.80611
| Steamers_Com, G - Cook | Grocery |  | REPL | 1 | 0.99873 | 0.99896 | 0.99218 | 0.99015 | 0.99059 | 0.99362 | 0.99739 | 1.0032 | 1.0082
| ES Refrigerator and Freezer_Com, E - Refr | Grocery | Refrigeration | NC | 1 | 0.93833 | 0.90372 | 0.87456 | 0.82735 | 0.82156 | 0.82043 | 0.7985 | 0.79589 | 0.78609
| ES Refrigerator and Freezer_Com, E - Refr | Grocery | Refrigeration | REPL | 1 | 0.97332 | 1.0196 | 1.0084 | 1.0032 | 1.0059 | 0.99455 | 1.0179 | 1.0273 | 1.0052
| Anti Sweat Heat Control_Com, E - Refr | Grocery | Refrigeration | NC | 1 | 0.93833 | 0.90372 | 0.87456 | 0.82735 | 0.82156 | 0.82043 | 0.7985 | 0.79589 | 0.78609
| Anti Sweat Heat Control_Com, E - Refr | Grocery | Refrigeration | RET | 0.1 | 0.097332 | 0.10196 | 0.10084 | 0.10032 | 0.10059 | 0.099455 | 0.10179 | 0.10273 | 0.10052
| Case Night Covers_Com, E - Refr | Grocery | Refrigeration | RET | 0.1 | 0.097332 | 0.10196 | 0.10084 | 0.10032 | 0.10059 | 0.099455 | 0.10179 | 0.10273 | 0.10052
| Loading Dock Pit Seals_Com, E - Refr | Grocery | Refrigeration | NC | 1 | 0.93833 | 0.90372 | 0.87456 | 0.82735 | 0.82156 | 0.82043 | 0.7985 | 0.79589 | 0.78609
| Loading Dock Pit Seals_Com, E - Refr | Grocery | Refrigeration | RET | 0.1 | 0.097332 | 0.10196 | 0.10084 | 0.10032 | 0.10059 | 0.099455 | 0.10179 | 0.10273 | 0.10052
| ECM Comp Cond Fan Motor_Com, E - Refr | Grocery | Refrigeration | NC | 1 | 0.93833 | 0.90372 | 0.87456 | 0.82735 | 0.82156 | 0.82043 | 0.7985 | 0.79589 | 0.78609
| ECM Comp Cond Fan Motor_Com, E - Refr | Grocery | Refrigeration | RET | 0.1 | 0.094236 | 0.095577 | 0.09152 | 0.088151 | 0.085575 | 0.081919 | 0.0966 | 0.10273 | 0.10052
| ECM Comp Cond Fan Motor_Com, E - Refr | Grocery | Refrigeration | REPL | 1 | 0.77865 | 0.71373 | 0.60504 | 0.5016 | 0.40235 | 0.29836 | 0.35782 | 0.41407 | 0.45695
| Evap Fan Motor Replacement_Com, E - Refr | Grocery | Refrigeration | NC | 1 | 0.93833 | 0.90372 | 0.87456 | 0.82735 | 0.82156 | 0.82043 | 0.7985 | 0.79589 | 0.78609
| Evap Fan Motor Replacement_Com, E - Refr | Grocery | Refrigeration | RET | 0.1 | 0.088171 | 0.083672 | 0.074964 | 0.067558 | 0.061364 | 0.054962 | 0.052289 | 0.049149 | 0.044878
| Evap Fan Motor Replacement_Com, E - Refr | Grocery | Refrigeration | REPL | 1 | 0.77865 | 0.71373 | 0.60504 | 0.5016 | 0.40235 | 0.29836 | 0.21689 | 0.1296 | 0.03943
| Evap Fan Speed Controls_Com, E - Refr | Grocery | Refrigeration | NC | 1 | 0.93833 | 0.90372 | 0.87456 | 0.82735 | 0.82156 | 0.82043 | 0.7985 | 0.79589 | 0.78609
| Evap Fan Speed Controls_Com, E - Refr | Grocery | Refrigeration | RET | 0.1 | 0.097332 | 0.10196 | 0.10084 | 0.10032 | 0.10059 | 0.099455 | 0.10179 | 0.10273 | 0.10052
| LowHeat NoHeat Doors_Com, E - Refr | Grocery | Refrigeration | NC | 1 | 0.93833 | 0.90372 | 0.87456 | 0.82735 | 0.82156 | 0.82043 | 0.7985 | 0.79589 | 0.78609
| LowHeat NoHeat Doors_Com, E - Refr | Grocery | Refrigeration | RET | 0.1 | 0.097332 | 0.10196 | 0.10084 | 0.10032 | 0.10059 | 0.099455 | 0.10179 | 0.10273 | 0.10052
| Refrigerated Vending Machine_Com, E - Refr | Grocery | Refrigeration | NC | 1 | 0.93833 | 0.90372 | 0.87456 | 0.82735 | 0.82156 | 0.82043 | 0.7985 | 0.79589 | 0.78609
| Refrigerated Vending Machine_Com, E - Refr | Grocery | Refrigeration | REPL | 1 | 0.97332 | 1.0196 | 1.0084 | 1.0032 | 1.0059 | 0.99455 | 1.0179 | 1.0273 | 1.0052
| Walk In Refrigeration_Com, E - Refr | Grocery | Refrigeration | NC | 0.7 | 0.65683 | 0.6326 | 0.61219 | 0.57915 | 0.57509 | 0.5743 | 0.55895 | 0.55712 | 0.55027
| Refrigeration Tune Up_Com, E - Refr | Grocery | Refrigeration | RET | 0.1 | 0.097332 | 0.10196 | 0.10084 | 0.10032 | 0.10059 | 0.099455 | 0.10179 | 0.10273 | 0.10052
| ES Ice Machine_Com, E - Refr | Grocery | Refrigeration | NC | 1 | 0.93833 | 0.90372 | 0.87456 | 0.82735 | 0.82156 | 0.82043 | 0.7985 | 0.79589 | 0.78609
| ES Ice Machine_Com, E - Refr | Grocery | Refrigeration | REPL | 1 | 0.97332 | 1.0196 | 1.0084 | 1.0032 | 1.0059 | 0.99455 | 1.0179 | 1.0273 | 1.0052
| Walk In Cooler Retroft_Com, E - Refr | Grocery | Refrigeration | RET | 0.07 | 0.068132 | 0.071373 | 0.070588 | 0.070224 | 0.070412 | 0.069618 | 0.071252 | 0.071911 | 0.070362
| HE Built Up Refrig_Com, E - Refr | Grocery | Refrigeration | NC | 0.7 | 0.65683 | 0.6326 | 0.61219 | 0.57915 | 0.57509 | 0.5743 | 0.55895 | 0.55712 | 0.55027
| HE Built Up Refrig_Com, E - Refr | Grocery | Refrigeration | RET | 0.07 | 0.068132 | 0.071373 | 0.070588 | 0.070224 | 0.070412 | 0.069618 | 0.071252 | 0.071911 | 0.070362
| Door Gasket Replacement_Com, E - Refr | Grocery | Refrigeration | RET | 0.1 | 0.097332 | 0.10196 | 0.10084 | 0.10032 | 0.10059 | 0.099455 | 0.10179 | 0.10273 | 0.10052
| EnergyStar Dehumidifier_Com, E - Appl | Grocery | Appliances | NC | 1 | 0.93833 | 0.90372 | 0.87456 | 0.82735 | 0.82156 | 0.82043 | 0.7985 | 0.79589 | 0.78609
| EnergyStar Dehumidifier_Com, E - Appl | Grocery | Appliances | REPL | 1 | 0.97332 | 1.0196 | 1.0084 | 1.0032 | 1.0059 | 0.99455 | 1.0179 | 1.0273 | 1.0052
| Clothes Washer Elec WH_Com, E - Appl [unit w/ elec dry - Washer] | Grocery | Appliances | NC | 1 | 0.93833 | 0.90372 | 0.87456 | 0.82735 | 0.82156 | 0.82043 | 0.80656 | 0.81205 | 0.81016
| Clothes Washer Elec WH_Com, E - Appl [unit w/ elec dry - Washer] | Grocery | Appliances | REPL | 1 | 0.97332 | 1.0196 | 1.0084 | 1.0032 | 1.0059 | 0.99455 | 1.0179 | 1.0273 | 1.0052
| Clothes Washer Elec WH_Com, E - Appl [unit w/ elec dry - Dryer] | Grocery | Appliances | NC | 1 | 0.93833 | 0.90372 | 0.87456 | 0.82735 | 0.82156 | 0.82043 | 0.80656 | 0.81205 | 0.81016
| Clothes Washer Elec WH_Com, E - Appl [unit w/ elec dry - Dryer] | Grocery | Appliances | REPL | 1 | 0.97332 | 1.0196 | 1.0084 | 1.0032 | 1.0059 | 0.99455 | 1.0179 | 1.0273 | 1.0052
| Clothes Washer Elec WH_Com, E - HWat [unit w/ elec dry - Water Heater] | Grocery | Water Heating | NC | 1 | 0.93833 | 0.90372 | 0.87456 | 0.82735 | 0.82156 | 0.82043 | 0.80656 | 0.81205 | 0.81016
| Clothes Washer Elec WH_Com, E - HWat [unit w/ elec dry - Water Heater] | Grocery | Water Heating | REPL | 1 | 0.97332 | 1.0196 | 1.0084 | 1.0032 | 1.0059 | 0.99455 | 1.0179 | 1.0273 | 1.0052
| Clothes Washer Elec WH_Com, E - Appl [unit w/ gas dry - Washer] | Grocery | Appliances | NC | 1 | 0.93833 | 0.90372 | 0.87456 | 0.82735 | 0.82156 | 0.82043 | 0.80656 | 0.81205 | 0.81016
| Clothes Washer Elec WH_Com, E - Appl [unit w/ gas dry - Washer] | Grocery | Appliances | REPL | 1 | 0.97332 | 1.0196 | 1.0084 | 1.0032 | 1.0059 | 0.99455 | 1.0179 | 1.0273 | 1.0052
| Clothes Washer Elec WH_Com, G - Oth [unit w/ gas dry - Dryer] | Grocery |  | NC | 1 | 0.94759 | 0.91754 | 0.87973 | 0.83964 | 0.81496 | 0.80903 | 0.81578 | 0.82522 | 0.83079
| Clothes Washer Elec WH_Com, G - Oth [unit w/ gas dry - Dryer] | Grocery |  | REPL | 1 | 0.99873 | 0.99896 | 0.99218 | 0.99015 | 0.99059 | 0.99362 | 0.99739 | 1.0032 | 1.0082
| Clothes Washer Elec WH_Com, E - HWat [unit w/ gas dry - Water Heater] | Grocery | Water Heating | NC | 1 | 0.93833 | 0.90372 | 0.87456 | 0.82735 | 0.82156 | 0.82043 | 0.80656 | 0.81205 | 0.81016
| Clothes Washer Elec WH_Com, E - HWat [unit w/ gas dry - Water Heater] | Grocery | Water Heating | REPL | 1 | 0.97332 | 1.0196 | 1.0084 | 1.0032 | 1.0059 | 0.99455 | 1.0179 | 1.0273 | 1.0052
| Clothes Washer Elec WH_Com, E - Appl [unit w/ propane dry - Washer] | Grocery | Appliances | NC | 1 | 0.93833 | 0.90372 | 0.87456 | 0.82735 | 0.82156 | 0.82043 | 0.80656 | 0.81205 | 0.81016
| Clothes Washer Elec WH_Com, E - Appl [unit w/ propane dry - Washer] | Grocery | Appliances | REPL | 1 | 0.97332 | 1.0196 | 1.0084 | 1.0032 | 1.0059 | 0.99455 | 1.0179 | 1.0273 | 1.0052
| Clothes Washer Elec WH_Com, P - Oth [unit w/ propane dry - Dryer] | Grocery |  | NC | 1 | 0.93756 | 0.90356 | 0.86352 | 0.81845 | 0.7872 | 0.77324 | 0.7706 | 0.76883 | 0.76359
| Clothes Washer Elec WH_Com, P - Oth [unit w/ propane dry - Dryer] | Grocery |  | REPL | 1 | 0.98815 | 0.98374 | 0.9739 | 0.96516 | 0.95684 | 0.94967 | 0.94216 | 0.93466 | 0.92665
| Clothes Washer Elec WH_Com, E - HWat [unit w/ propane dry - Water Heater] | Grocery | Water Heating | NC | 1 | 0.93833 | 0.90372 | 0.87456 | 0.82735 | 0.82156 | 0.82043 | 0.80656 | 0.81205 | 0.81016
| Clothes Washer Elec WH_Com, E - HWat [unit w/ propane dry - Water Heater] | Grocery | Water Heating | REPL | 1 | 0.97332 | 1.0196 | 1.0084 | 1.0032 | 1.0059 | 0.99455 | 1.0179 | 1.0273 | 1.0052
| Clothes Washer Gas WH_Com, E - Appl [unit w/ elec dry - Washer] | Grocery | Appliances | NC | 1 | 0.93833 | 0.90372 | 0.87456 | 0.82735 | 0.82156 | 0.82043 | 0.80656 | 0.81205 | 0.81016
| Clothes Washer Gas WH_Com, E - Appl [unit w/ elec dry - Washer] | Grocery | Appliances | REPL | 1 | 0.97332 | 1.0196 | 1.0084 | 1.0032 | 1.0059 | 0.99455 | 1.0179 | 1.0273 | 1.0052
| Clothes Washer Gas WH_Com, E - Appl [unit w/ elec dry - Dryer] | Grocery | Appliances | NC | 1 | 0.93833 | 0.90372 | 0.87456 | 0.82735 | 0.82156 | 0.82043 | 0.80656 | 0.81205 | 0.81016
| Clothes Washer Gas WH_Com, E - Appl [unit w/ elec dry - Dryer] | Grocery | Appliances | REPL | 1 | 0.97332 | 1.0196 | 1.0084 | 1.0032 | 1.0059 | 0.99455 | 1.0179 | 1.0273 | 1.0052
| Clothes Washer Gas WH_Com, G - HWat [unit w/ elec dry - Water Heater] | Grocery |  | NC | 1 | 0.94759 | 0.91754 | 0.87973 | 0.83964 | 0.81496 | 0.80903 | 0.81578 | 0.82522 | 0.83079
| Clothes Washer Gas WH_Com, G - HWat [unit w/ elec dry - Water Heater] | Grocery |  | REPL | 1 | 0.99873 | 0.99896 | 0.99218 | 0.99015 | 0.99059 | 0.99362 | 0.99739 | 1.0032 | 1.0082
| Clothes Washer Gas WH_Com, E - Appl [unit w/ gas dry - Washer] | Grocery | Appliances | NC | 1 | 0.93833 | 0.90372 | 0.87456 | 0.82735 | 0.82156 | 0.82043 | 0.80656 | 0.81205 | 0.81016
| Clothes Washer Gas WH_Com, E - Appl [unit w/ gas dry - Washer] | Grocery | Appliances | REPL | 1 | 0.97332 | 1.0196 | 1.0084 | 1.0032 | 1.0059 | 0.99455 | 1.0179 | 1.0273 | 1.0052
| Clothes Washer Gas WH_Com, G - Oth [unit w/ gas dry - Dryer] | Grocery |  | NC | 1 | 0.94759 | 0.91754 | 0.87973 | 0.83964 | 0.81496 | 0.80903 | 0.81578 | 0.82522 | 0.83079
| Clothes Washer Gas WH_Com, G - Oth [unit w/ gas dry - Dryer] | Grocery |  | REPL | 1 | 0.99873 | 0.99896 | 0.99218 | 0.99015 | 0.99059 | 0.99362 | 0.99739 | 1.0032 | 1.0082
| Clothes Washer Gas WH_Com, G - HWat [unit w/ gas dry - Water Heater] | Grocery |  | NC | 1 | 0.94759 | 0.91754 | 0.87973 | 0.83964 | 0.81496 | 0.80903 | 0.81578 | 0.82522 | 0.83079
| Clothes Washer Gas WH_Com, G - HWat [unit w/ gas dry - Water Heater] | Grocery |  | REPL | 1 | 0.99873 | 0.99896 | 0.99218 | 0.99015 | 0.99059 | 0.99362 | 0.99739 | 1.0032 | 1.0082
| Clothes Washer Gas WH_Com, E - Appl [unit w/ propane dry - Washer] | Grocery | Appliances | NC | 1 | 0.93833 | 0.90372 | 0.87456 | 0.82735 | 0.82156 | 0.82043 | 0.80656 | 0.81205 | 0.81016
| Clothes Washer Gas WH_Com, E - Appl [unit w/ propane dry - Washer] | Grocery | Appliances | REPL | 1 | 0.97332 | 1.0196 | 1.0084 | 1.0032 | 1.0059 | 0.99455 | 1.0179 | 1.0273 | 1.0052
| Clothes Washer Gas WH_Com, P - Oth [unit w/ propane dry - Dryer] | Grocery |  | NC | 1 | 0.93756 | 0.90356 | 0.86352 | 0.81845 | 0.7872 | 0.77324 | 0.7706 | 0.76883 | 0.76359
| Clothes Washer Gas WH_Com, P - Oth [unit w/ propane dry - Dryer] | Grocery |  | REPL | 1 | 0.98815 | 0.98374 | 0.9739 | 0.96516 | 0.95684 | 0.94967 | 0.94216 | 0.93466 | 0.92665
| Clothes Washer Gas WH_Com, G - HWat [unit w/ propane dry - Water Heater] | Grocery |  | NC | 1 | 0.94759 | 0.91754 | 0.87973 | 0.83964 | 0.81496 | 0.80903 | 0.81578 | 0.82522 | 0.83079
| Clothes Washer Gas WH_Com, G - HWat [unit w/ propane dry - Water Heater] | Grocery |  | REPL | 1 | 0.99873 | 0.99896 | 0.99218 | 0.99015 | 0.99059 | 0.99362 | 0.99739 | 1.0032 | 1.0082
| Clothes Washer Oil WH_Com, E - Appl [unit w/ elec dry - Washer] | Grocery | Appliances | NC | 1 | 0.93833 | 0.90372 | 0.87456 | 0.82735 | 0.82156 | 0.82043 | 0.80656 | 0.81205 | 0.81016
| Clothes Washer Oil WH_Com, E - Appl [unit w/ elec dry - Washer] | Grocery | Appliances | REPL | 1 | 0.97332 | 1.0196 | 1.0084 | 1.0032 | 1.0059 | 0.99455 | 1.0179 | 1.0273 | 1.0052
| Clothes Washer Oil WH_Com, E - Appl [unit w/ elec dry - Dryer] | Grocery | Appliances | NC | 1 | 0.93833 | 0.90372 | 0.87456 | 0.82735 | 0.82156 | 0.82043 | 0.80656 | 0.81205 | 0.81016
| Clothes Washer Oil WH_Com, E - Appl [unit w/ elec dry - Dryer] | Grocery | Appliances | REPL | 1 | 0.97332 | 1.0196 | 1.0084 | 1.0032 | 1.0059 | 0.99455 | 1.0179 | 1.0273 | 1.0052
| Clothes Washer Oil WH_Com, O - HWat [unit w/ elec dry - Water Heater] | Grocery |  | NC | 1 | 0.93756 | 0.90356 | 0.86352 | 0.81845 | 0.7872 | 0.77324 | 0.7706 | 0.76883 | 0.76359
| Clothes Washer Oil WH_Com, O - HWat [unit w/ elec dry - Water Heater] | Grocery |  | REPL | 1 | 0.98815 | 0.98374 | 0.9739 | 0.96516 | 0.95684 | 0.94967 | 0.94216 | 0.93466 | 0.92665
| Clothes Washer Oil WH_Com, E - Appl [unit w/ gas dry - Washer] | Grocery | Appliances | NC | 1 | 0.93833 | 0.90372 | 0.87456 | 0.82735 | 0.82156 | 0.82043 | 0.80656 | 0.81205 | 0.81016
| Clothes Washer Oil WH_Com, E - Appl [unit w/ gas dry - Washer] | Grocery | Appliances | REPL | 1 | 0.97332 | 1.0196 | 1.0084 | 1.0032 | 1.0059 | 0.99455 | 1.0179 | 1.0273 | 1.0052
| Clothes Washer Oil WH_Com, G - Oth [unit w/ gas dry - Dryer] | Grocery |  | NC | 1 | 0.94759 | 0.91754 | 0.87973 | 0.83964 | 0.81496 | 0.80903 | 0.81578 | 0.82522 | 0.83079
| Clothes Washer Oil WH_Com, G - Oth [unit w/ gas dry - Dryer] | Grocery |  | REPL | 1 | 0.99873 | 0.99896 | 0.99218 | 0.99015 | 0.99059 | 0.99362 | 0.99739 | 1.0032 | 1.0082
| Clothes Washer Oil WH_Com, O - HWat [unit w/ gas dry - Water Heater] | Grocery |  | NC | 1 | 0.93756 | 0.90356 | 0.86352 | 0.81845 | 0.7872 | 0.77324 | 0.7706 | 0.76883 | 0.76359
| Clothes Washer Oil WH_Com, O - HWat [unit w/ gas dry - Water Heater] | Grocery |  | REPL | 1 | 0.98815 | 0.98374 | 0.9739 | 0.96516 | 0.95684 | 0.94967 | 0.94216 | 0.93466 | 0.92665
| Clothes Washer Oil WH_Com, E - Appl [unit w/ propane dry - Washer] | Grocery | Appliances | NC | 1 | 0.93833 | 0.90372 | 0.87456 | 0.82735 | 0.82156 | 0.82043 | 0.80656 | 0.81205 | 0.81016
| Clothes Washer Oil WH_Com, E - Appl [unit w/ propane dry - Washer] | Grocery | Appliances | REPL | 1 | 0.97332 | 1.0196 | 1.0084 | 1.0032 | 1.0059 | 0.99455 | 1.0179 | 1.0273 | 1.0052
| Clothes Washer Oil WH_Com, P - Oth [unit w/ propane dry - Dryer] | Grocery |  | NC | 1 | 0.93756 | 0.90356 | 0.86352 | 0.81845 | 0.7872 | 0.77324 | 0.7706 | 0.76883 | 0.76359
| Clothes Washer Oil WH_Com, P - Oth [unit w/ propane dry - Dryer] | Grocery |  | REPL | 1 | 0.98815 | 0.98374 | 0.9739 | 0.96516 | 0.95684 | 0.94967 | 0.94216 | 0.93466 | 0.92665
| Clothes Washer Oil WH_Com, O - HWat [unit w/ propane dry - Water Heater] | Grocery |  | NC | 1 | 0.93756 | 0.90356 | 0.86352 | 0.81845 | 0.7872 | 0.77324 | 0.7706 | 0.76883 | 0.76359
| Clothes Washer Oil WH_Com, O - HWat [unit w/ propane dry - Water Heater] | Grocery |  | REPL | 1 | 0.98815 | 0.98374 | 0.9739 | 0.96516 | 0.95684 | 0.94967 | 0.94216 | 0.93466 | 0.92665
| Clothes Washer Propane WH_Com, E - Appl [unit w/ elec dry - Washer] | Grocery | Appliances | NC | 1 | 0.93833 | 0.90372 | 0.87456 | 0.82735 | 0.82156 | 0.82043 | 0.80656 | 0.81205 | 0.81016
| Clothes Washer Propane WH_Com, E - Appl [unit w/ elec dry - Washer] | Grocery | Appliances | REPL | 1 | 0.97332 | 1.0196 | 1.0084 | 1.0032 | 1.0059 | 0.99455 | 1.0179 | 1.0273 | 1.0052
| Clothes Washer Propane WH_Com, E - Appl [unit w/ elec dry - Dryer] | Grocery | Appliances | NC | 1 | 0.93833 | 0.90372 | 0.87456 | 0.82735 | 0.82156 | 0.82043 | 0.80656 | 0.81205 | 0.81016
| Clothes Washer Propane WH_Com, E - Appl [unit w/ elec dry - Dryer] | Grocery | Appliances | REPL | 1 | 0.97332 | 1.0196 | 1.0084 | 1.0032 | 1.0059 | 0.99455 | 1.0179 | 1.0273 | 1.0052
| Clothes Washer Propane WH_Com, P - HWat [unit w/ elec dry - Water Heater] | Grocery |  | NC | 1 | 0.93756 | 0.90356 | 0.86352 | 0.81845 | 0.7872 | 0.77324 | 0.7706 | 0.76883 | 0.76359
| Clothes Washer Propane WH_Com, P - HWat [unit w/ elec dry - Water Heater] | Grocery |  | REPL | 1 | 0.98815 | 0.98374 | 0.9739 | 0.96516 | 0.95684 | 0.94967 | 0.94216 | 0.93466 | 0.92665
| Clothes Washer Propane WH_Com, E - Appl [unit w/ gas dry - Washer] | Grocery | Appliances | NC | 1 | 0.93833 | 0.90372 | 0.87456 | 0.82735 | 0.82156 | 0.82043 | 0.80656 | 0.81205 | 0.81016
| Clothes Washer Propane WH_Com, E - Appl [unit w/ gas dry - Washer] | Grocery | Appliances | REPL | 1 | 0.97332 | 1.0196 | 1.0084 | 1.0032 | 1.0059 | 0.99455 | 1.0179 | 1.0273 | 1.0052
| Clothes Washer Propane WH_Com, G - Oth [unit w/ gas dry - Dryer] | Grocery |  | NC | 1 | 0.94759 | 0.91754 | 0.87973 | 0.83964 | 0.81496 | 0.80903 | 0.81578 | 0.82522 | 0.83079
| Clothes Washer Propane WH_Com, G - Oth [unit w/ gas dry - Dryer] | Grocery |  | REPL | 1 | 0.99873 | 0.99896 | 0.99218 | 0.99015 | 0.99059 | 0.99362 | 0.99739 | 1.0032 | 1.0082
| Clothes Washer Propane WH_Com, P - HWat [unit w/ gas dry - Water Heater] | Grocery |  | NC | 1 | 0.93756 | 0.90356 | 0.86352 | 0.81845 | 0.7872 | 0.77324 | 0.7706 | 0.76883 | 0.76359
| Clothes Washer Propane WH_Com, P - HWat [unit w/ gas dry - Water Heater] | Grocery |  | REPL | 1 | 0.98815 | 0.98374 | 0.9739 | 0.96516 | 0.95684 | 0.94967 | 0.94216 | 0.93466 | 0.92665
| Clothes Washer Propane WH_Com, E - Appl [unit w/ propane dry - Washer] | Grocery | Appliances | NC | 1 | 0.93833 | 0.90372 | 0.87456 | 0.82735 | 0.82156 | 0.82043 | 0.80656 | 0.81205 | 0.81016
| Clothes Washer Propane WH_Com, E - Appl [unit w/ propane dry - Washer] | Grocery | Appliances | REPL | 1 | 0.97332 | 1.0196 | 1.0084 | 1.0032 | 1.0059 | 0.99455 | 1.0179 | 1.0273 | 1.0052
| Clothes Washer Propane WH_Com, P - Oth [unit w/ propane dry - Dryer] | Grocery |  | NC | 1 | 0.93756 | 0.90356 | 0.86352 | 0.81845 | 0.7872 | 0.77324 | 0.7706 | 0.76883 | 0.76359
| Clothes Washer Propane WH_Com, P - Oth [unit w/ propane dry - Dryer] | Grocery |  | REPL | 1 | 0.98815 | 0.98374 | 0.9739 | 0.96516 | 0.95684 | 0.94967 | 0.94216 | 0.93466 | 0.92665
| Clothes Washer Propane WH_Com, P - HWat [unit w/ propane dry - Water Heater] | Grocery |  | NC | 1 | 0.93756 | 0.90356 | 0.86352 | 0.81845 | 0.7872 | 0.77324 | 0.7706 | 0.76883 | 0.76359
| Clothes Washer Propane WH_Com, P - HWat [unit w/ propane dry - Water Heater] | Grocery |  | REPL | 1 | 0.98815 | 0.98374 | 0.9739 | 0.96516 | 0.95684 | 0.94967 | 0.94216 | 0.93466 | 0.92665
| Dishwasher_Com, E - Appl [Building w elec WH] | Grocery | Appliances | NC | 1 | 0.93833 | 0.90372 | 0.87456 | 0.82735 | 0.82156 | 0.82043 | 0.7985 | 0.79589 | 0.78609
| Dishwasher_Com, E - Appl [Building w elec WH] | Grocery | Appliances | REPL | 1 | 0.97332 | 1.0196 | 1.0084 | 1.0032 | 1.0059 | 0.99455 | 1.0179 | 1.0273 | 1.0052
| Dishwasher_Com, E - HWat [Building w elec WH] | Grocery | Water Heating | NC | 1 | 0.93833 | 0.90372 | 0.87456 | 0.82735 | 0.82156 | 0.82043 | 0.7985 | 0.79589 | 0.78609
| Dishwasher_Com, E - HWat [Building w elec WH] | Grocery | Water Heating | REPL | 1 | 0.97332 | 1.0196 | 1.0084 | 1.0032 | 1.0059 | 0.99455 | 1.0179 | 1.0273 | 1.0052
| Dishwasher_Com, E - Appl [Building w gas WH] | Grocery | Appliances | NC | 1 | 0.93833 | 0.90372 | 0.87456 | 0.82735 | 0.82156 | 0.82043 | 0.7985 | 0.79589 | 0.78609
| Dishwasher_Com, E - Appl [Building w gas WH] | Grocery | Appliances | REPL | 1 | 0.97332 | 1.0196 | 1.0084 | 1.0032 | 1.0059 | 0.99455 | 1.0179 | 1.0273 | 1.0052
| Dishwasher_Com, G - HWat [Building w gas WH] | Grocery |  | NC | 1 | 0.94759 | 0.91754 | 0.87973 | 0.83964 | 0.81496 | 0.80903 | 0.80762 | 0.8088 | 0.80611
| Dishwasher_Com, G - HWat [Building w gas WH] | Grocery |  | REPL | 1 | 0.99873 | 0.99896 | 0.99218 | 0.99015 | 0.99059 | 0.99362 | 0.99739 | 1.0032 | 1.0082
| Dishwasher_Com, E - Appl [Building w oil WH] | Grocery | Appliances | NC | 1 | 0.93833 | 0.90372 | 0.87456 | 0.82735 | 0.82156 | 0.82043 | 0.7985 | 0.79589 | 0.78609
| Dishwasher_Com, E - Appl [Building w oil WH] | Grocery | Appliances | REPL | 1 | 0.97332 | 1.0196 | 1.0084 | 1.0032 | 1.0059 | 0.99455 | 1.0179 | 1.0273 | 1.0052
| Dishwasher_Com, O - HWat [Building w oil WH] | Grocery |  | NC | 1 | 0.93756 | 0.90356 | 0.86352 | 0.81845 | 0.7872 | 0.77324 | 0.7629 | 0.75353 | 0.74091
| Dishwasher_Com, O - HWat [Building w oil WH] | Grocery |  | REPL | 1 | 0.98815 | 0.98374 | 0.9739 | 0.96516 | 0.95684 | 0.94967 | 0.94216 | 0.93466 | 0.92665
| Dishwasher_Com, E - Appl [Building w propane WH] | Grocery | Appliances | NC | 1 | 0.93833 | 0.90372 | 0.87456 | 0.82735 | 0.82156 | 0.82043 | 0.7985 | 0.79589 | 0.78609
| Dishwasher_Com, E - Appl [Building w propane WH] | Grocery | Appliances | REPL | 1 | 0.97332 | 1.0196 | 1.0084 | 1.0032 | 1.0059 | 0.99455 | 1.0179 | 1.0273 | 1.0052
| Dishwasher_Com, P - HWat [Building w propane WH] | Grocery |  | NC | 1 | 0.93756 | 0.90356 | 0.86352 | 0.81845 | 0.7872 | 0.77324 | 0.7629 | 0.75353 | 0.74091
| Dishwasher_Com, P - HWat [Building w propane WH] | Grocery |  | REPL | 1 | 0.98815 | 0.98374 | 0.9739 | 0.96516 | 0.95684 | 0.94967 | 0.94216 | 0.93466 | 0.92665
| Faucet Aerator_Com, E - HWat | Grocery | Water Heating | RET | 0.1 | 0.097332 | 0.10196 | 0.10084 | 0.10032 | 0.10059 | 0.099455 | 0.10179 | 0.10273 | 0.10052
| Faucet Aerator_Com, G - HWat | Grocery |  | RET | 0.1 | 0.099873 | 0.099896 | 0.099218 | 0.099015 | 0.099059 | 0.099362 | 0.099739 | 0.10032 | 0.10082
| Faucet Aerator_Com, O - HWat | Grocery |  | RET | 0.1 | 0.098815 | 0.098374 | 0.09739 | 0.096516 | 0.095684 | 0.094967 | 0.094216 | 0.093466 | 0.092665
| Faucet Aerator_Com, P - HWat | Grocery |  | RET | 0.1 | 0.098815 | 0.098374 | 0.09739 | 0.096516 | 0.095684 | 0.094967 | 0.094216 | 0.093466 | 0.092665
| Pre Rinse Sprayers_Com, E - HWat | Grocery | Water Heating | RET | 0.1 | 0.097332 | 0.10196 | 0.10084 | 0.10032 | 0.10059 | 0.099455 | 0.10179 | 0.10273 | 0.10052
| Pre Rinse Sprayers_Com, G - HWat | Grocery |  | RET | 0.1 | 0.099873 | 0.099896 | 0.099218 | 0.099015 | 0.099059 | 0.099362 | 0.099739 | 0.10032 | 0.10082
| Pre Rinse Sprayers_Com, O - HWat | Grocery |  | RET | 0.1 | 0.098815 | 0.098374 | 0.09739 | 0.096516 | 0.095684 | 0.094967 | 0.094216 | 0.093466 | 0.092665
| Pre Rinse Sprayers_Com, P - HWat | Grocery |  | RET | 0.1 | 0.098815 | 0.098374 | 0.09739 | 0.096516 | 0.095684 | 0.094967 | 0.094216 | 0.093466 | 0.092665
| Heat Pump Water Heater_Com, E - HWat | Grocery | Water Heating | NC | 0.9 | 0.8445 | 0.81335 | 0.7871 | 0.74462 | 0.73941 | 0.73839 | 0.71865 | 0.7163 | 0.70748
| Heat Pump Water Heater_Com, E - HWat | Grocery | Water Heating | RET | 0.09 | 0.079102 | 0.074826 | 0.066825 | 0.060032 | 0.055259 | 0.050231 | 0.04734 | 0.044068 | 0.039841
| Heat Pump Water Heater_Com, E - HWat | Grocery | Water Heating | REPL | 0.9 | 0.70079 | 0.64235 | 0.54454 | 0.45144 | 0.37117 | 0.28643 | 0.2107 | 0.12944 | 0.045233
| FF Storage Water Heater_Com, G - HWat | Grocery |  | NC | 1 | 0.94759 | 0.91754 | 0.87973 | 0.83964 | 0.81496 | 0.80903 | 0.80762 | 0.8088 | 0.80611
| FF Storage Water Heater_Com, G - HWat | Grocery |  | RET | 0.1 | 0.093051 | 0.086716 | 0.080245 | 0.074611 | 0.069546 | 0.064994 | 0.06781 | 0.070615 | 0.07322
| FF Storage Water Heater_Com, G - HWat | Grocery |  | REPL | 1 | 0.79898 | 0.69928 | 0.59531 | 0.49508 | 0.39624 | 0.29809 | 0.26974 | 0.24166 | 0.21306
| FF Storage Water Heater_Com, O - HWat | Grocery |  | NC | 1 | 0.93756 | 0.90356 | 0.86352 | 0.81845 | 0.7872 | 0.77324 | 0.7629 | 0.75353 | 0.74091
| FF Storage Water Heater_Com, O - HWat | Grocery |  | RET | 0.1 | 0.092066 | 0.085395 | 0.078766 | 0.072728 | 0.067176 | 0.062119 | 0.064055 | 0.065789 | 0.067297
| FF Storage Water Heater_Com, O - HWat | Grocery |  | REPL | 1 | 0.79052 | 0.68862 | 0.58434 | 0.48258 | 0.38274 | 0.2849 | 0.2548 | 0.22514 | 0.19582
| FF Storage Water Heater_Com, P - HWat | Grocery |  | NC | 1 | 0.93756 | 0.90356 | 0.86352 | 0.81845 | 0.7872 | 0.77324 | 0.7629 | 0.75353 | 0.74091
| FF Storage Water Heater_Com, P - HWat | Grocery |  | RET | 0.1 | 0.092066 | 0.085395 | 0.078766 | 0.072728 | 0.067176 | 0.062119 | 0.064055 | 0.065789 | 0.067297
| FF Storage Water Heater_Com, P - HWat | Grocery |  | REPL | 1 | 0.79052 | 0.68862 | 0.58434 | 0.48258 | 0.38274 | 0.2849 | 0.2548 | 0.22514 | 0.19582
| FF Instantaneous Water Heater_Com, G - HWat | Grocery |  | NC | 1 | 0.94759 | 0.91754 | 0.87973 | 0.83964 | 0.81496 | 0.80903 | 0.80762 | 0.8088 | 0.80611
| FF Instantaneous Water Heater_Com, G - HWat | Grocery |  | RET | 0.1 | 0.093051 | 0.086716 | 0.080245 | 0.074611 | 0.069546 | 0.064994 | 0.060785 | 0.056964 | 0.053336
| FF Instantaneous Water Heater_Com, G - HWat | Grocery |  | REPL | 1 | 0.79898 | 0.69928 | 0.59531 | 0.49508 | 0.39624 | 0.29809 | 0.19948 | 0.10032 | 1.3992e-16
| FF Instantaneous Water Heater_Com, O - HWat | Grocery |  | NC | 1 | 0.93756 | 0.90356 | 0.86352 | 0.81845 | 0.7872 | 0.77324 | 0.7629 | 0.75353 | 0.74091
| FF Instantaneous Water Heater_Com, O - HWat | Grocery |  | RET | 0.1 | 0.092066 | 0.085395 | 0.078766 | 0.072728 | 0.067176 | 0.062119 | 0.057418 | 0.053071 | 0.049022
| FF Instantaneous Water Heater_Com, O - HWat | Grocery |  | REPL | 1 | 0.79052 | 0.68862 | 0.58434 | 0.48258 | 0.38274 | 0.2849 | 0.18843 | 0.093466 | 1.286e-16
| FF Instantaneous Water Heater_Com, P - HWat | Grocery |  | NC | 1 | 0.93756 | 0.90356 | 0.86352 | 0.81845 | 0.7872 | 0.77324 | 0.7629 | 0.75353 | 0.74091
| FF Instantaneous Water Heater_Com, P - HWat | Grocery |  | RET | 0.1 | 0.092066 | 0.085395 | 0.078766 | 0.072728 | 0.067176 | 0.062119 | 0.057418 | 0.053071 | 0.049022
| FF Instantaneous Water Heater_Com, P - HWat | Grocery |  | REPL | 1 | 0.79052 | 0.68862 | 0.58434 | 0.48258 | 0.38274 | 0.2849 | 0.18843 | 0.093466 | 1.286e-16
| Clothes Dryer_Com, E - Appl | Grocery | Appliances | NC | 1 | 0.93833 | 0.90372 | 0.87456 | 0.82735 | 0.82156 | 0.82043 | 0.7985 | 0.79589 | 0.78609
| Clothes Dryer_Com, E - Appl | Grocery | Appliances | RET | 0.1 | 0.08807 | 0.08348 | 0.074706 | 0.067249 | 0.061013 | 0.054585 | 0.051725 | 0.048421 | 0.044029
| Clothes Dryer_Com, E - Appl | Grocery | Appliances | REPL | 1 | 0.77865 | 0.71373 | 0.60504 | 0.5016 | 0.40235 | 0.29836 | 0.21532 | 0.12643 | 0.03479
| Clothes Dryer_Com, G - Oth | Grocery |  | NC | 1 | 0.94759 | 0.91754 | 0.87973 | 0.83964 | 0.81496 | 0.80903 | 0.80762 | 0.8088 | 0.80611
| Clothes Dryer_Com, G - Oth | Grocery |  | RET | 0.1 | 0.090369 | 0.08179 | 0.073504 | 0.066374 | 0.060085 | 0.054534 | 0.050683 | 0.047286 | 0.044161
| Clothes Dryer_Com, G - Oth | Grocery |  | REPL | 1 | 0.79898 | 0.69928 | 0.59531 | 0.49508 | 0.39624 | 0.29809 | 0.21099 | 0.12347 | 0.034894
| Clothes Dryer_Com, P - Oth | Grocery |  | NC | 1 | 0.93756 | 0.90356 | 0.86352 | 0.81845 | 0.7872 | 0.77324 | 0.7629 | 0.75353 | 0.74091
| Clothes Dryer_Com, P - Oth | Grocery |  | RET | 0.1 | 0.089412 | 0.080543 | 0.07215 | 0.064699 | 0.058038 | 0.052122 | 0.047876 | 0.044054 | 0.040589
| Clothes Dryer_Com, P - Oth | Grocery |  | REPL | 1 | 0.79052 | 0.68862 | 0.58434 | 0.48258 | 0.38274 | 0.2849 | 0.1993 | 0.11503 | 0.032072
| Pnemautic to DDC_Com, E - TotE [Building w Elec Heat] | Grocery | Total Electric | RET | 0.1 | 0.097332 | 0.10196 | 0.10084 | 0.10032 | 0.10059 | 0.099455 | 0.10179 | 0.10273 | 0.10052
| Pnemautic to DDC_Com, E - TotE [Building w Gas Heat] | Grocery | Total Electric | RET | 0.1 | 0.097332 | 0.10196 | 0.10084 | 0.10032 | 0.10059 | 0.099455 | 0.10179 | 0.10273 | 0.10052
| Pnemautic to DDC_Com, G - TotF [Building w Gas Heat] | Grocery |  | RET | 0.1 | 0.099873 | 0.099896 | 0.099218 | 0.099015 | 0.099059 | 0.099362 | 0.099739 | 0.10032 | 0.10082
| Pnemautic to DDC_Com, E - TotE [Building w Oil Heat] | Grocery | Total Electric | RET | 0.1 | 0.097332 | 0.10196 | 0.10084 | 0.10032 | 0.10059 | 0.099455 | 0.10179 | 0.10273 | 0.10052
| Pnemautic to DDC_Com, O - TotF [Building w Oil Heat] | Grocery |  | RET | 0.1 | 0.098815 | 0.098374 | 0.09739 | 0.096516 | 0.095684 | 0.094967 | 0.094216 | 0.093466 | 0.092665
| Pnemautic to DDC_Com, E - TotE [Building w Propane Heat] | Grocery | Total Electric | RET | 0.1 | 0.097332 | 0.10196 | 0.10084 | 0.10032 | 0.10059 | 0.099455 | 0.10179 | 0.10273 | 0.10052
| Pnemautic to DDC_Com, P - TotF [Building w Propane Heat] | Grocery |  | RET | 0.1 | 0.098815 | 0.098374 | 0.09739 | 0.096516 | 0.095684 | 0.094967 | 0.094216 | 0.093466 | 0.092665
| Data Center_Com, E - TotE [Building w Elec Heat] | Grocery | Total Electric | NC | 1 | 0.93833 | 0.90372 | 0.87456 | 0.82735 | 0.82156 | 0.82043 | 0.7985 | 0.79589 | 0.78609
| Data Center_Com, E - TotE [Building w Elec Heat] | Grocery | Total Electric | RET | 0.1 | 0.097332 | 0.10196 | 0.10084 | 0.10032 | 0.10059 | 0.099455 | 0.10179 | 0.10273 | 0.10052
| Data Center_Com, E - TotE [Building w Gas Heat] | Grocery | Total Electric | NC | 1 | 0.93833 | 0.90372 | 0.87456 | 0.82735 | 0.82156 | 0.82043 | 0.7985 | 0.79589 | 0.78609
| Data Center_Com, E - TotE [Building w Gas Heat] | Grocery | Total Electric | RET | 0.1 | 0.097332 | 0.10196 | 0.10084 | 0.10032 | 0.10059 | 0.099455 | 0.10179 | 0.10273 | 0.10052
| Data Center_Com, G - TotF [Building w Gas Heat] | Grocery |  | NC | 1 | 0.94759 | 0.91754 | 0.87973 | 0.83964 | 0.81496 | 0.80903 | 0.80762 | 0.8088 | 0.80611
| Data Center_Com, G - TotF [Building w Gas Heat] | Grocery |  | RET | 0.1 | 0.099873 | 0.099896 | 0.099218 | 0.099015 | 0.099059 | 0.099362 | 0.099739 | 0.10032 | 0.10082
| Data Center_Com, E - TotE [Building w Oil Heat] | Grocery | Total Electric | NC | 1 | 0.93833 | 0.90372 | 0.87456 | 0.82735 | 0.82156 | 0.82043 | 0.7985 | 0.79589 | 0.78609
| Data Center_Com, E - TotE [Building w Oil Heat] | Grocery | Total Electric | RET | 0.1 | 0.097332 | 0.10196 | 0.10084 | 0.10032 | 0.10059 | 0.099455 | 0.10179 | 0.10273 | 0.10052
| Data Center_Com, O - TotF [Building w Oil Heat] | Grocery |  | NC | 1 | 0.93756 | 0.90356 | 0.86352 | 0.81845 | 0.7872 | 0.77324 | 0.7629 | 0.75353 | 0.74091
| Data Center_Com, O - TotF [Building w Oil Heat] | Grocery |  | RET | 0.1 | 0.098815 | 0.098374 | 0.09739 | 0.096516 | 0.095684 | 0.094967 | 0.094216 | 0.093466 | 0.092665
| Data Center_Com, E - TotE [Building w Propane Heat] | Grocery | Total Electric | NC | 1 | 0.93833 | 0.90372 | 0.87456 | 0.82735 | 0.82156 | 0.82043 | 0.7985 | 0.79589 | 0.78609
| Data Center_Com, E - TotE [Building w Propane Heat] | Grocery | Total Electric | RET | 0.1 | 0.097332 | 0.10196 | 0.10084 | 0.10032 | 0.10059 | 0.099455 | 0.10179 | 0.10273 | 0.10052
| Data Center_Com, P - TotF [Building w Propane Heat] | Grocery |  | NC | 1 | 0.93756 | 0.90356 | 0.86352 | 0.81845 | 0.7872 | 0.77324 | 0.7629 | 0.75353 | 0.74091
| Data Center_Com, P - TotF [Building w Propane Heat] | Grocery |  | RET | 0.1 | 0.098815 | 0.098374 | 0.09739 | 0.096516 | 0.095684 | 0.094967 | 0.094216 | 0.093466 | 0.092665
| RCx_Com, E - TotE [Building w Elec Heat] | Grocery | Total Electric | RET | 0.05 | 0.048666 | 0.05098 | 0.05042 | 0.05016 | 0.050294 | 0.049727 | 0.050895 | 0.051365 | 0.050259
| RCx_Com, E - TotE [Building w Gas Heat] | Grocery | Total Electric | RET | 0.05 | 0.048666 | 0.05098 | 0.05042 | 0.05016 | 0.050294 | 0.049727 | 0.050895 | 0.051365 | 0.050259
| RCx_Com, G - TotF [Building w Gas Heat] | Grocery |  | RET | 0.05 | 0.049936 | 0.049948 | 0.049609 | 0.049508 | 0.04953 | 0.049681 | 0.04987 | 0.050161 | 0.05041
| RCx_Com, E - TotE [Building w Oil Heat] | Grocery | Total Electric | RET | 0.05 | 0.048666 | 0.05098 | 0.05042 | 0.05016 | 0.050294 | 0.049727 | 0.050895 | 0.051365 | 0.050259
| RCx_Com, O - TotF [Building w Oil Heat] | Grocery |  | RET | 0.05 | 0.049408 | 0.049187 | 0.048695 | 0.048258 | 0.047842 | 0.047483 | 0.047108 | 0.046733 | 0.046332
| RCx_Com, E - TotE [Building w Propane Heat] | Grocery | Total Electric | RET | 0.05 | 0.048666 | 0.05098 | 0.05042 | 0.05016 | 0.050294 | 0.049727 | 0.050895 | 0.051365 | 0.050259
| RCx_Com, P - TotF [Building w Propane Heat] | Grocery |  | RET | 0.05 | 0.049408 | 0.049187 | 0.048695 | 0.048258 | 0.047842 | 0.047483 | 0.047108 | 0.046733 | 0.046332
| Commissioning_Com, E - TotE [Building w Elec Heat] | Grocery | Total Electric | NC | 0 | 0 | 0 | 0 | 0 | 0 | 0 | 0 | 0 | 0
| Commissioning_Com, E - TotE [Building w Gas Heat] | Grocery | Total Electric | NC | 0 | 0 | 0 | 0 | 0 | 0 | 0 | 0 | 0 | 0
| Commissioning_Com, G - TotF [Building w Gas Heat] | Grocery |  | NC | 0 | 0 | 0 | 0 | 0 | 0 | 0 | 0 | 0 | 0
| Commissioning_Com, E - TotE [Building w Oil Heat] | Grocery | Total Electric | NC | 0 | 0 | 0 | 0 | 0 | 0 | 0 | 0 | 0 | 0
| Commissioning_Com, O - TotF [Building w Oil Heat] | Grocery |  | NC | 0 | 0 | 0 | 0 | 0 | 0 | 0 | 0 | 0 | 0
| Commissioning_Com, E - TotE [Building w Propane Heat] | Grocery | Total Electric | NC | 0 | 0 | 0 | 0 | 0 | 0 | 0 | 0 | 0 | 0
| Commissioning_Com, P - TotF [Building w Propane Heat] | Grocery |  | NC | 0 | 0 | 0 | 0 | 0 | 0 | 0 | 0 | 0 | 0
| Integrated Building Design_Com, E - TotE [Building w Elec Heat] | Grocery | Total Electric | NC | 0.1 | 0.093833 | 0.090372 | 0.087456 | 0.082735 | 0.082156 | 0.082043 | 0.07985 | 0.079589 | 0.078609
| Integrated Building Design_Com, E - TotE [Building w Gas Heat] | Grocery | Total Electric | NC | 0.1 | 0.093833 | 0.090372 | 0.087456 | 0.082735 | 0.082156 | 0.082043 | 0.07985 | 0.079589 | 0.078609
| Integrated Building Design_Com, G - TotF [Building w Gas Heat] | Grocery |  | NC | 0.1 | 0.094759 | 0.091754 | 0.087973 | 0.083964 | 0.081496 | 0.080903 | 0.080762 | 0.08088 | 0.080611
| Integrated Building Design_Com, E - TotE [Building w Oil Heat] | Grocery | Total Electric | NC | 0.1 | 0.093833 | 0.090372 | 0.087456 | 0.082735 | 0.082156 | 0.082043 | 0.07985 | 0.079589 | 0.078609
| Integrated Building Design_Com, O - TotF [Building w Oil Heat] | Grocery |  | NC | 0.1 | 0.093756 | 0.090356 | 0.086352 | 0.081845 | 0.07872 | 0.077324 | 0.07629 | 0.075353 | 0.074091
| Integrated Building Design_Com, E - TotE [Building w Propane Heat] | Grocery | Total Electric | NC | 0.1 | 0.093833 | 0.090372 | 0.087456 | 0.082735 | 0.082156 | 0.082043 | 0.07985 | 0.079589 | 0.078609
| Integrated Building Design_Com, P - TotF [Building w Propane Heat] | Grocery |  | NC | 0.1 | 0.093756 | 0.090356 | 0.086352 | 0.081845 | 0.07872 | 0.077324 | 0.07629 | 0.075353 | 0.074091
| Deep Energy Retrofit_Com, E - TotE [Building w Elec Heat] | Grocery | Total Electric | RET | 0.01 | 0.0097332 | 0.010196 | 0.010084 | 0.010032 | 0.010059 | 0.0099455 | 0.010179 | 0.010273 | 0.010052
| Deep Energy Retrofit_Com, E - TotE [Building w Gas Heat] | Grocery | Total Electric | RET | 0.01 | 0.0097332 | 0.010196 | 0.010084 | 0.010032 | 0.010059 | 0.0099455 | 0.010179 | 0.010273 | 0.010052
| Deep Energy Retrofit_Com, G - TotF [Building w Gas Heat] | Grocery |  | RET | 0.01 | 0.0099873 | 0.0099896 | 0.0099218 | 0.0099015 | 0.0099059 | 0.0099362 | 0.0099739 | 0.010032 | 0.010082
| Deep Energy Retrofit_Com, E - TotE [Building w Oil Heat] | Grocery | Total Electric | RET | 0.01 | 0.0097332 | 0.010196 | 0.010084 | 0.010032 | 0.010059 | 0.0099455 | 0.010179 | 0.010273 | 0.010052
| Deep Energy Retrofit_Com, O - TotF [Building w Oil Heat] | Grocery |  | RET | 0.01 | 0.0098815 | 0.0098374 | 0.009739 | 0.0096516 | 0.0095684 | 0.0094967 | 0.0094216 | 0.0093466 | 0.0092665
| Deep Energy Retrofit_Com, E - TotE [Building w Propane Heat] | Grocery | Total Electric | RET | 0.01 | 0.0097332 | 0.010196 | 0.010084 | 0.010032 | 0.010059 | 0.0099455 | 0.010179 | 0.010273 | 0.010052
| Deep Energy Retrofit_Com, P - TotF [Building w Propane Heat] | Grocery |  | RET | 0.01 | 0.0098815 | 0.0098374 | 0.009739 | 0.0096516 | 0.0095684 | 0.0094967 | 0.0094216 | 0.0093466 | 0.0092665
| EMS_Com, E - TotE [Building w Elec Heat] | Grocery | Total Electric | NC | 0.35 | 0.32842 | 0.3163 | 0.3061 | 0.28957 | 0.28755 | 0.28715 | 0.27947 | 0.27856 | 0.27513
| EMS_Com, E - TotE [Building w Elec Heat] | Grocery | Total Electric | RET | 0.035 | 0.034066 | 0.035686 | 0.035294 | 0.035112 | 0.035206 | 0.034809 | 0.035626 | 0.035956 | 0.035181
| EMS_Com, E - TotE [Building w Gas Heat] | Grocery | Total Electric | NC | 0.35 | 0.32842 | 0.3163 | 0.3061 | 0.28957 | 0.28755 | 0.28715 | 0.27947 | 0.27856 | 0.27513
| EMS_Com, E - TotE [Building w Gas Heat] | Grocery | Total Electric | RET | 0.035 | 0.034066 | 0.035686 | 0.035294 | 0.035112 | 0.035206 | 0.034809 | 0.035626 | 0.035956 | 0.035181
| EMS_Com, G - TotF [Building w Gas Heat] | Grocery |  | NC | 0.35 | 0.33166 | 0.32114 | 0.3079 | 0.29387 | 0.28524 | 0.28316 | 0.28267 | 0.28308 | 0.28214
| EMS_Com, G - TotF [Building w Gas Heat] | Grocery |  | RET | 0.035 | 0.034955 | 0.034964 | 0.034726 | 0.034655 | 0.034671 | 0.034777 | 0.034909 | 0.035113 | 0.035287
| EMS_Com, E - TotE [Building w Oil Heat] | Grocery | Total Electric | NC | 0.35 | 0.32842 | 0.3163 | 0.3061 | 0.28957 | 0.28755 | 0.28715 | 0.27947 | 0.27856 | 0.27513
| EMS_Com, E - TotE [Building w Oil Heat] | Grocery | Total Electric | RET | 0.035 | 0.034066 | 0.035686 | 0.035294 | 0.035112 | 0.035206 | 0.034809 | 0.035626 | 0.035956 | 0.035181
| EMS_Com, O - TotF [Building w Oil Heat] | Grocery |  | NC | 0.35 | 0.32815 | 0.31625 | 0.30223 | 0.28646 | 0.27552 | 0.27063 | 0.26701 | 0.26373 | 0.25932
| EMS_Com, O - TotF [Building w Oil Heat] | Grocery |  | RET | 0.035 | 0.034585 | 0.034431 | 0.034086 | 0.033781 | 0.033489 | 0.033238 | 0.032976 | 0.032713 | 0.032433
| EMS_Com, E - TotE [Building w Propane Heat] | Grocery | Total Electric | NC | 0.35 | 0.32842 | 0.3163 | 0.3061 | 0.28957 | 0.28755 | 0.28715 | 0.27947 | 0.27856 | 0.27513
| EMS_Com, E - TotE [Building w Propane Heat] | Grocery | Total Electric | RET | 0.035 | 0.034066 | 0.035686 | 0.035294 | 0.035112 | 0.035206 | 0.034809 | 0.035626 | 0.035956 | 0.035181
| EMS_Com, P - TotF [Building w Propane Heat] | Grocery |  | NC | 0.35 | 0.32815 | 0.31625 | 0.30223 | 0.28646 | 0.27552 | 0.27063 | 0.26701 | 0.26373 | 0.25932
| EMS_Com, P - TotF [Building w Propane Heat] | Grocery |  | RET | 0.035 | 0.034585 | 0.034431 | 0.034086 | 0.033781 | 0.033489 | 0.033238 | 0.032976 | 0.032713 | 0.032433
| VFDs on HVAC Pumps_Com, E - Oth | Grocery | Other | RET | 0.1 | 0.097332 | 0.10196 | 0.10084 | 0.10032 | 0.10059 | 0.099455 | 0.10179 | 0.10273 | 0.10052
| ECM Circulators_Com, E - Oth | Grocery | Other | RET | 0.1 | 0.097332 | 0.10196 | 0.10084 | 0.10032 | 0.10059 | 0.099455 | 0.10179 | 0.10273 | 0.10052
| Motors_Com, E - Oth | Grocery | Other | NC | 1 | 0.93833 | 0.90372 | 0.87456 | 0.82735 | 0.82156 | 0.82043 | 0.7985 | 0.79589 | 0.78609
| Motors_Com, E - Oth | Grocery | Other | RET | 0.1 | 0.087696 | 0.082772 | 0.073758 | 0.066113 | 0.059727 | 0.053208 | 0.049292 | 0.045051 | 0.03994
| Motors_Com, E - Oth | Grocery | Other | REPL | 1 | 0.77865 | 0.71373 | 0.60504 | 0.5016 | 0.40235 | 0.29836 | 0.20584 | 0.1073 | 0.0067012
| Ext Area Ltg_Com, E - ExtL | Grocery | Exterior Lighting | NC | 0.5 | 0.46917 | 0.45186 | 0.43728 | 0.41368 | 0.41078 | 0.41022 | 0.39925 | 0.39795 | 0.39305
| Ext Area Ltg_Com, E - ExtL | Grocery | Exterior Lighting | RET | 0.05 | 0.046233 | 0.04601 | 0.043229 | 0.040856 | 0.046537 | 0.049727 | 0.050895 | 0.051365 | 0.050259
| Ext Area Ltg_Com, E - ExtL | Grocery | Exterior Lighting | REPL | 0.5 | 0.38933 | 0.35686 | 0.30252 | 0.2508 | 0.27738 | 0.29987 | 0.33313 | 0.36267 | 0.38075
| Street Ltg_Com, E - ExtL | Grocery | Exterior Lighting | NC | 1 | 0.93833 | 0.90372 | 0.87456 | 0.82735 | 0.82156 | 0.82043 | 0.7985 | 0.79589 | 0.78609
| Street Ltg_Com, E - ExtL | Grocery | Exterior Lighting | RET | 0.1 | 0.092465 | 0.09202 | 0.086458 | 0.081711 | 0.093074 | 0.099455 | 0.10179 | 0.10273 | 0.10052
| Street Ltg_Com, E - ExtL | Grocery | Exterior Lighting | REPL | 1 | 0.77865 | 0.71373 | 0.60504 | 0.5016 | 0.55476 | 0.59974 | 0.66626 | 0.72534 | 0.7615
| Ext Ltg Ctrls_Com, E - ExtL | Grocery | Exterior Lighting | RET | 0.1 | 0.097332 | 0.10196 | 0.10084 | 0.10032 | 0.10059 | 0.099455 | 0.10179 | 0.10273 | 0.10052
| Ext Ltg Dsgn_Com, E - ExtL | Grocery | Exterior Lighting | NC | 0.1 | 0.093833 | 0.090372 | 0.087456 | 0.082735 | 0.082156 | 0.082043 | 0.07985 | 0.079589 | 0.078609
| Ext Ltg Dsgn_Com, E - ExtL | Grocery | Exterior Lighting | REPL | 0.1 | 0.097332 | 0.10196 | 0.10084 | 0.10032 | 0.10059 | 0.099455 | 0.10179 | 0.10273 | 0.10052
| Int Ltg Ctrls_Com, E - IntL [No Heat] | Grocery | Interior Lighting | RET | 0.1 | 0.097332 | 0.10196 | 0.10084 | 0.10032 | 0.10059 | 0.099455 | 0.10179 | 0.10273 | 0.10052
| Int Ltg Ctrls_Com, E - IntL [Electric Heat] | Grocery | Interior Lighting | RET | 0.1 | 0.097332 | 0.10196 | 0.10084 | 0.10032 | 0.10059 | 0.099455 | 0.10179 | 0.10273 | 0.10052
| Int Ltg Ctrls_Com, E/G - IntL | Grocery | Interior Lighting | RET | 0.1 | 0.097332 | 0.10196 | 0.10084 | 0.10032 | 0.10059 | 0.099455 | 0.10179 | 0.10273 | 0.10052
| Int Ltg Ctrls_Com, E/O - IntL | Grocery | Interior Lighting | RET | 0.1 | 0.097332 | 0.10196 | 0.10084 | 0.10032 | 0.10059 | 0.099455 | 0.10179 | 0.10273 | 0.10052
| Int Ltg Ctrls_Com, E/P - IntL | Grocery | Interior Lighting | RET | 0.1 | 0.097332 | 0.10196 | 0.10084 | 0.10032 | 0.10059 | 0.099455 | 0.10179 | 0.10273 | 0.10052
| Exit Sign RetFit_Com, E - IntL [No Heat] | Grocery | Interior Lighting | RET | 0.1 | 0.097332 | 0.10196 | 0.10084 | 0.10032 | 0.10059 | 0.099455 | 0.10179 | 0.10273 | 0.10052
| Exit Sign RetFit_Com, E - IntL [Electric Heat] | Grocery | Interior Lighting | RET | 0.1 | 0.097332 | 0.10196 | 0.10084 | 0.10032 | 0.10059 | 0.099455 | 0.10179 | 0.10273 | 0.10052
| Exit Sign RetFit_Com, E/G - IntL | Grocery | Interior Lighting | RET | 0.1 | 0.097332 | 0.10196 | 0.10084 | 0.10032 | 0.10059 | 0.099455 | 0.10179 | 0.10273 | 0.10052
| Exit Sign RetFit_Com, E/O - IntL | Grocery | Interior Lighting | RET | 0.1 | 0.097332 | 0.10196 | 0.10084 | 0.10032 | 0.10059 | 0.099455 | 0.10179 | 0.10273 | 0.10052
| Exit Sign RetFit_Com, E/P - IntL | Grocery | Interior Lighting | RET | 0.1 | 0.097332 | 0.10196 | 0.10084 | 0.10032 | 0.10059 | 0.099455 | 0.10179 | 0.10273 | 0.10052
| LED HiLo Bay_Com, E - IntL [No Heat] | Grocery | Interior Lighting | NC | 1 | 0.93833 | 0.90372 | 0.87456 | 0.82735 | 0.82156 | 0.82043 | 0.7985 | 0.79589 | 0.78609
| LED HiLo Bay_Com, E - IntL [No Heat] | Grocery | Interior Lighting | RET | 0.1 | 0.090778 | 0.088692 | 0.08181 | 0.075908 | 0.070986 | 0.06546 | 0.062485 | 0.058816 | 0.059434
| LED HiLo Bay_Com, E - IntL [No Heat] | Grocery | Interior Lighting | REPL | 1 | 0.77865 | 0.71373 | 0.60504 | 0.5016 | 0.40235 | 0.29836 | 0.20358 | 0.10273 | 0.0576
| LED HiLo Bay_Com, E - IntL [Electric Heat] | Grocery | Interior Lighting | NC | 1 | 0.93833 | 0.90372 | 0.87456 | 0.82735 | 0.82156 | 0.82043 | 0.7985 | 0.79589 | 0.78609
| LED HiLo Bay_Com, E - IntL [Electric Heat] | Grocery | Interior Lighting | RET | 0.1 | 0.090778 | 0.088692 | 0.08181 | 0.075908 | 0.070986 | 0.06546 | 0.062485 | 0.058816 | 0.059434
| LED HiLo Bay_Com, E - IntL [Electric Heat] | Grocery | Interior Lighting | REPL | 1 | 0.77865 | 0.71373 | 0.60504 | 0.5016 | 0.40235 | 0.29836 | 0.20358 | 0.10273 | 0.0576
| LED HiLo Bay_Com, E/G - IntL | Grocery | Interior Lighting | NC | 1 | 0.93833 | 0.90372 | 0.87456 | 0.82735 | 0.82156 | 0.82043 | 0.7985 | 0.79589 | 0.78609
| LED HiLo Bay_Com, E/G - IntL | Grocery | Interior Lighting | RET | 0.1 | 0.090778 | 0.088692 | 0.08181 | 0.075908 | 0.070986 | 0.06546 | 0.062485 | 0.058816 | 0.059434
| LED HiLo Bay_Com, E/G - IntL | Grocery | Interior Lighting | REPL | 1 | 0.77865 | 0.71373 | 0.60504 | 0.5016 | 0.40235 | 0.29836 | 0.20358 | 0.10273 | 0.0576
| LED HiLo Bay_Com, E/O - IntL | Grocery | Interior Lighting | NC | 1 | 0.93833 | 0.90372 | 0.87456 | 0.82735 | 0.82156 | 0.82043 | 0.7985 | 0.79589 | 0.78609
| LED HiLo Bay_Com, E/O - IntL | Grocery | Interior Lighting | RET | 0.1 | 0.090778 | 0.088692 | 0.08181 | 0.075908 | 0.070986 | 0.06546 | 0.062485 | 0.058816 | 0.059434
| LED HiLo Bay_Com, E/O - IntL | Grocery | Interior Lighting | REPL | 1 | 0.77865 | 0.71373 | 0.60504 | 0.5016 | 0.40235 | 0.29836 | 0.20358 | 0.10273 | 0.0576
| LED HiLo Bay_Com, E/P - IntL | Grocery | Interior Lighting | NC | 1 | 0.93833 | 0.90372 | 0.87456 | 0.82735 | 0.82156 | 0.82043 | 0.7985 | 0.79589 | 0.78609
| LED HiLo Bay_Com, E/P - IntL | Grocery | Interior Lighting | RET | 0.1 | 0.090778 | 0.088692 | 0.08181 | 0.075908 | 0.070986 | 0.06546 | 0.062485 | 0.058816 | 0.059434
| LED HiLo Bay_Com, E/P - IntL | Grocery | Interior Lighting | REPL | 1 | 0.77865 | 0.71373 | 0.60504 | 0.5016 | 0.40235 | 0.29836 | 0.20358 | 0.10273 | 0.0576
| Repl Scre_Com, E - IntL [No Heat] | Grocery | Interior Lighting | NC | 1 | 0.93833 | 0 | 0 | 0 | 0 | 0 | 0 | 0 | 0
| Repl Scre_Com, E - IntL [No Heat] | Grocery | Interior Lighting | RET | 0.1 | 0.097332 | 0 | 0 | 0 | 0 | 0 | 0 | 0 | 0
| Repl Scre_Com, E - IntL [No Heat] | Grocery | Interior Lighting | REPL | 1 | 0.97332 | 0 | 0 | 0 | 0 | 0 | 0 | 0 | 0
| Repl Scre_Com, E - IntL [Electric Heat] | Grocery | Interior Lighting | NC | 1 | 0.93833 | 0 | 0 | 0 | 0 | 0 | 0 | 0 | 0
| Repl Scre_Com, E - IntL [Electric Heat] | Grocery | Interior Lighting | RET | 0.1 | 0.097332 | 0 | 0 | 0 | 0 | 0 | 0 | 0 | 0
| Repl Scre_Com, E - IntL [Electric Heat] | Grocery | Interior Lighting | REPL | 1 | 0.97332 | 0 | 0 | 0 | 0 | 0 | 0 | 0 | 0
| Repl Scre_Com, E/G - IntL | Grocery | Interior Lighting | NC | 1 | 0.93833 | 0 | 0 | 0 | 0 | 0 | 0 | 0 | 0
| Repl Scre_Com, E/G - IntL | Grocery | Interior Lighting | RET | 0.1 | 0.097332 | 0 | 0 | 0 | 0 | 0 | 0 | 0 | 0
| Repl Scre_Com, E/G - IntL | Grocery | Interior Lighting | REPL | 1 | 0.97332 | 0 | 0 | 0 | 0 | 0 | 0 | 0 | 0
| Repl Scre_Com, E/O - IntL | Grocery | Interior Lighting | NC | 1 | 0.93833 | 0 | 0 | 0 | 0 | 0 | 0 | 0 | 0
| Repl Scre_Com, E/O - IntL | Grocery | Interior Lighting | RET | 0.1 | 0.097332 | 0 | 0 | 0 | 0 | 0 | 0 | 0 | 0
| Repl Scre_Com, E/O - IntL | Grocery | Interior Lighting | REPL | 1 | 0.97332 | 0 | 0 | 0 | 0 | 0 | 0 | 0 | 0
| Repl Scre_Com, E/P - IntL | Grocery | Interior Lighting | NC | 1 | 0.93833 | 0 | 0 | 0 | 0 | 0 | 0 | 0 | 0
| Repl Scre_Com, E/P - IntL | Grocery | Interior Lighting | RET | 0.1 | 0.097332 | 0 | 0 | 0 | 0 | 0 | 0 | 0 | 0
| Repl Scre_Com, E/P - IntL | Grocery | Interior Lighting | REPL | 1 | 0.97332 | 0 | 0 | 0 | 0 | 0 | 0 | 0 | 0
| Lin LED Fixture_Com, E - IntL [No Heat] | Grocery | Interior Lighting | NC | 0.15 | 0.14075 | 0.13556 | 0.13118 | 0.1241 | 0.12323 | 0.12306 | 0.11977 | 0.11938 | 0.11791
| Lin LED Fixture_Com, E - IntL [No Heat] | Grocery | Interior Lighting | RET | 0.015 | 0.013459 | 0.012997 | 0.011849 | 0.010867 | 0.010044 | 0.0091545 | 0.0086371 | 0.0086953 | 0.0084885
| Lin LED Fixture_Com, E - IntL [No Heat] | Grocery | Interior Lighting | REPL | 0.15 | 0.1168 | 0.10706 | 0.090756 | 0.07524 | 0.060353 | 0.044755 | 0.030537 | 0.022007 | 0.012911
| Lin LED Fixture_Com, E - IntL [Electric Heat] | Grocery | Interior Lighting | NC | 0.15 | 0.14075 | 0.13556 | 0.13118 | 0.1241 | 0.12323 | 0.12306 | 0.11977 | 0.11938 | 0.11791
| Lin LED Fixture_Com, E - IntL [Electric Heat] | Grocery | Interior Lighting | RET | 0.015 | 0.013459 | 0.012997 | 0.011849 | 0.010867 | 0.010044 | 0.0091545 | 0.0086371 | 0.0086953 | 0.0084885
| Lin LED Fixture_Com, E - IntL [Electric Heat] | Grocery | Interior Lighting | REPL | 0.15 | 0.1168 | 0.10706 | 0.090756 | 0.07524 | 0.060353 | 0.044755 | 0.030537 | 0.022007 | 0.012911
| Lin LED Fixture_Com, E/G - IntL | Grocery | Interior Lighting | NC | 0.15 | 0.14075 | 0.13556 | 0.13118 | 0.1241 | 0.12323 | 0.12306 | 0.11977 | 0.11938 | 0.11791
| Lin LED Fixture_Com, E/G - IntL | Grocery | Interior Lighting | RET | 0.015 | 0.013459 | 0.012997 | 0.011849 | 0.010867 | 0.010044 | 0.0091545 | 0.0086371 | 0.0086953 | 0.0084885
| Lin LED Fixture_Com, E/G - IntL | Grocery | Interior Lighting | REPL | 0.15 | 0.1168 | 0.10706 | 0.090756 | 0.07524 | 0.060353 | 0.044755 | 0.030537 | 0.022007 | 0.012911
| Lin LED Fixture_Com, E/O - IntL | Grocery | Interior Lighting | NC | 0.15 | 0.14075 | 0.13556 | 0.13118 | 0.1241 | 0.12323 | 0.12306 | 0.11977 | 0.11938 | 0.11791
| Lin LED Fixture_Com, E/O - IntL | Grocery | Interior Lighting | RET | 0.015 | 0.013459 | 0.012997 | 0.011849 | 0.010867 | 0.010044 | 0.0091545 | 0.0086371 | 0.0086953 | 0.0084885
| Lin LED Fixture_Com, E/O - IntL | Grocery | Interior Lighting | REPL | 0.15 | 0.1168 | 0.10706 | 0.090756 | 0.07524 | 0.060353 | 0.044755 | 0.030537 | 0.022007 | 0.012911
| Lin LED Fixture_Com, E/P - IntL | Grocery | Interior Lighting | NC | 0.15 | 0.14075 | 0.13556 | 0.13118 | 0.1241 | 0.12323 | 0.12306 | 0.11977 | 0.11938 | 0.11791
| Lin LED Fixture_Com, E/P - IntL | Grocery | Interior Lighting | RET | 0.015 | 0.013459 | 0.012997 | 0.011849 | 0.010867 | 0.010044 | 0.0091545 | 0.0086371 | 0.0086953 | 0.0084885
| Lin LED Fixture_Com, E/P - IntL | Grocery | Interior Lighting | REPL | 0.15 | 0.1168 | 0.10706 | 0.090756 | 0.07524 | 0.060353 | 0.044755 | 0.030537 | 0.022007 | 0.012911
| LED Tube Repl_Com, E - IntL [No Heat] | Grocery | Interior Lighting | RET | 0.085 | 0.076265 | 0.073648 | 0.067145 | 0.061577 | 0.062573 | 0.062626 | 0.064811 | 0.066075 | 0.065252
| LED Tube Repl_Com, E - IntL [No Heat] | Grocery | Interior Lighting | REPL | 0.85 | 0.66186 | 0.60667 | 0.51428 | 0.42636 | 0.39857 | 0.36548 | 0.34479 | 0.31843 | 0.28267
| LED Tube Repl_Com, E - IntL [Electric Heat] | Grocery | Interior Lighting | RET | 0.085 | 0.076265 | 0.073648 | 0.067145 | 0.061577 | 0.062573 | 0.062626 | 0.064811 | 0.066075 | 0.065252
| LED Tube Repl_Com, E - IntL [Electric Heat] | Grocery | Interior Lighting | REPL | 0.85 | 0.66186 | 0.60667 | 0.51428 | 0.42636 | 0.39857 | 0.36548 | 0.34479 | 0.31843 | 0.28267
| LED Tube Repl_Com, E/G - IntL | Grocery | Interior Lighting | RET | 0.085 | 0.076265 | 0.073648 | 0.067145 | 0.061577 | 0.062573 | 0.062626 | 0.064811 | 0.066075 | 0.065252
| LED Tube Repl_Com, E/G - IntL | Grocery | Interior Lighting | REPL | 0.85 | 0.66186 | 0.60667 | 0.51428 | 0.42636 | 0.39857 | 0.36548 | 0.34479 | 0.31843 | 0.28267
| LED Tube Repl_Com, E/O - IntL | Grocery | Interior Lighting | RET | 0.085 | 0.076265 | 0.073648 | 0.067145 | 0.061577 | 0.062573 | 0.062626 | 0.064811 | 0.066075 | 0.065252
| LED Tube Repl_Com, E/O - IntL | Grocery | Interior Lighting | REPL | 0.85 | 0.66186 | 0.60667 | 0.51428 | 0.42636 | 0.39857 | 0.36548 | 0.34479 | 0.31843 | 0.28267
| LED Tube Repl_Com, E/P - IntL | Grocery | Interior Lighting | RET | 0.085 | 0.076265 | 0.073648 | 0.067145 | 0.061577 | 0.062573 | 0.062626 | 0.064811 | 0.066075 | 0.065252
| LED Tube Repl_Com, E/P - IntL | Grocery | Interior Lighting | REPL | 0.85 | 0.66186 | 0.60667 | 0.51428 | 0.42636 | 0.39857 | 0.36548 | 0.34479 | 0.31843 | 0.28267
| Repl pin CFL wLED_Com, E - IntL [No Heat] | Grocery | Interior Lighting | RET | 0.1 | 0.091111 | 0.089343 | 0.082713 | 0.077027 | 0.083295 | 0.087967 | 0.095407 | 0.10137 | 0.10052
| Repl pin CFL wLED_Com, E - IntL [No Heat] | Grocery | Interior Lighting | REPL | 1 | 0.77865 | 0.71373 | 0.60504 | 0.5016 | 0.51234 | 0.51585 | 0.53747 | 0.55204 | 0.54954
| Repl pin CFL wLED_Com, E - IntL [Electric Heat] | Grocery | Interior Lighting | RET | 0.1 | 0.091111 | 0.089343 | 0.082713 | 0.077027 | 0.083295 | 0.087967 | 0.095407 | 0.10137 | 0.10052
| Repl pin CFL wLED_Com, E - IntL [Electric Heat] | Grocery | Interior Lighting | REPL | 1 | 0.77865 | 0.71373 | 0.60504 | 0.5016 | 0.51234 | 0.51585 | 0.53747 | 0.55204 | 0.54954
| Repl pin CFL wLED_Com, E/G - IntL | Grocery | Interior Lighting | RET | 0.1 | 0.091111 | 0.089343 | 0.082713 | 0.077027 | 0.083295 | 0.087967 | 0.095407 | 0.10137 | 0.10052
| Repl pin CFL wLED_Com, E/G - IntL | Grocery | Interior Lighting | REPL | 1 | 0.77865 | 0.71373 | 0.60504 | 0.5016 | 0.51234 | 0.51585 | 0.53747 | 0.55204 | 0.54954
| Repl pin CFL wLED_Com, E/O - IntL | Grocery | Interior Lighting | RET | 0.1 | 0.091111 | 0.089343 | 0.082713 | 0.077027 | 0.083295 | 0.087967 | 0.095407 | 0.10137 | 0.10052
| Repl pin CFL wLED_Com, E/O - IntL | Grocery | Interior Lighting | REPL | 1 | 0.77865 | 0.71373 | 0.60504 | 0.5016 | 0.51234 | 0.51585 | 0.53747 | 0.55204 | 0.54954
| Repl pin CFL wLED_Com, E/P - IntL | Grocery | Interior Lighting | RET | 0.1 | 0.091111 | 0.089343 | 0.082713 | 0.077027 | 0.083295 | 0.087967 | 0.095407 | 0.10137 | 0.10052
| Repl pin CFL wLED_Com, E/P - IntL | Grocery | Interior Lighting | REPL | 1 | 0.77865 | 0.71373 | 0.60504 | 0.5016 | 0.51234 | 0.51585 | 0.53747 | 0.55204 | 0.54954
| Refrig Case LED_Com, E - IntL | Grocery | Interior Lighting | NC | 1 | 0.93833 | 0.90372 | 0.87456 | 0.82735 | 0.82156 | 0.82043 | 0.7985 | 0.79589 | 0.78609
| Refrig Case LED_Com, E - IntL | Grocery | Interior Lighting | RET | 0.1 | 0.092465 | 0.09202 | 0.086458 | 0.081711 | 0.077833 | 0.073108 | 0.071083 | 0.078855 | 0.083769
| Refrig Case LED_Com, E - IntL | Grocery | Interior Lighting | REPL | 1 | 0.77865 | 0.71373 | 0.60504 | 0.5016 | 0.40235 | 0.29836 | 0.20358 | 0.20974 | 0.20941
| Refrig Case Ctrls_Com, E - IntL | Grocery | Interior Lighting | RET | 0.1 | 0.097332 | 0.10196 | 0.10084 | 0.10032 | 0.10059 | 0.099455 | 0.10179 | 0.10273 | 0.10052
| Stair Occ Sensor_Com, E - IntL [No Heat] | Grocery | Interior Lighting | NC | 1 | 0.93833 | 0.90372 | 0.87456 | 0.82735 | 0.82156 | 0.82043 | 0.7985 | 0.79589 | 0.78609
| Stair Occ Sensor_Com, E - IntL [No Heat] | Grocery | Interior Lighting | RET | 0.1 | 0.097332 | 0.10196 | 0.10084 | 0.10032 | 0.10059 | 0.099455 | 0.10179 | 0.10273 | 0.10052
| Stair Occ Sensor_Com, E - IntL [Electric Heat] | Grocery | Interior Lighting | NC | 1 | 0.93833 | 0.90372 | 0.87456 | 0.82735 | 0.82156 | 0.82043 | 0.7985 | 0.79589 | 0.78609
| Stair Occ Sensor_Com, E - IntL [Electric Heat] | Grocery | Interior Lighting | RET | 0.1 | 0.097332 | 0.10196 | 0.10084 | 0.10032 | 0.10059 | 0.099455 | 0.10179 | 0.10273 | 0.10052
| Stair Occ Sensor_Com, E/G - IntL | Grocery | Interior Lighting | NC | 1 | 0.93833 | 0.90372 | 0.87456 | 0.82735 | 0.82156 | 0.82043 | 0.7985 | 0.79589 | 0.78609
| Stair Occ Sensor_Com, E/G - IntL | Grocery | Interior Lighting | RET | 0.1 | 0.097332 | 0.10196 | 0.10084 | 0.10032 | 0.10059 | 0.099455 | 0.10179 | 0.10273 | 0.10052
| Stair Occ Sensor_Com, E/O - IntL | Grocery | Interior Lighting | NC | 1 | 0.93833 | 0.90372 | 0.87456 | 0.82735 | 0.82156 | 0.82043 | 0.7985 | 0.79589 | 0.78609
| Stair Occ Sensor_Com, E/O - IntL | Grocery | Interior Lighting | RET | 0.1 | 0.097332 | 0.10196 | 0.10084 | 0.10032 | 0.10059 | 0.099455 | 0.10179 | 0.10273 | 0.10052
| Stair Occ Sensor_Com, E/P - IntL | Grocery | Interior Lighting | NC | 1 | 0.93833 | 0.90372 | 0.87456 | 0.82735 | 0.82156 | 0.82043 | 0.7985 | 0.79589 | 0.78609
| Stair Occ Sensor_Com, E/P - IntL | Grocery | Interior Lighting | RET | 0.1 | 0.097332 | 0.10196 | 0.10084 | 0.10032 | 0.10059 | 0.099455 | 0.10179 | 0.10273 | 0.10052
| Int Delamping_Com, E - IntL [No Heat] | Grocery | Interior Lighting | RET | 0.04 | 0.038933 | 0.040784 | 0.040336 | 0.040128 | 0.040235 | 0.039782 | 0.040716 | 0.041092 | 0.040207
| Int Delamping_Com, E - IntL [Electric Heat] | Grocery | Interior Lighting | RET | 0.04 | 0.038933 | 0.040784 | 0.040336 | 0.040128 | 0.040235 | 0.039782 | 0.040716 | 0.041092 | 0.040207
| Int Delamping_Com, E/G - IntL | Grocery | Interior Lighting | RET | 0.04 | 0.038933 | 0.040784 | 0.040336 | 0.040128 | 0.040235 | 0.039782 | 0.040716 | 0.041092 | 0.040207
| Int Delamping_Com, E/O - IntL | Grocery | Interior Lighting | RET | 0.04 | 0.038933 | 0.040784 | 0.040336 | 0.040128 | 0.040235 | 0.039782 | 0.040716 | 0.041092 | 0.040207
| Int Delamping_Com, E/P - IntL | Grocery | Interior Lighting | RET | 0.04 | 0.038933 | 0.040784 | 0.040336 | 0.040128 | 0.040235 | 0.039782 | 0.040716 | 0.041092 | 0.040207
| Int Ltg Dsgn_Com, E - IntL [No Heat] | Grocery | Interior Lighting | NC | 0.1 | 0.093833 | 0.090372 | 0.087456 | 0.082735 | 0.082156 | 0.082043 | 0.07985 | 0.079589 | 0.078609
| Int Ltg Dsgn_Com, E - IntL [Electric Heat] | Grocery | Interior Lighting | NC | 0.1 | 0.093833 | 0.090372 | 0.087456 | 0.082735 | 0.082156 | 0.082043 | 0.07985 | 0.079589 | 0.078609
| Int Ltg Dsgn_Com, E/G - IntL | Grocery | Interior Lighting | NC | 0.1 | 0.093833 | 0.090372 | 0.087456 | 0.082735 | 0.082156 | 0.082043 | 0.07985 | 0.079589 | 0.078609
| Int Ltg Dsgn_Com, E/O - IntL | Grocery | Interior Lighting | NC | 0.1 | 0.093833 | 0.090372 | 0.087456 | 0.082735 | 0.082156 | 0.082043 | 0.07985 | 0.079589 | 0.078609
| Int Ltg Dsgn_Com, E/P - IntL | Grocery | Interior Lighting | NC | 0.1 | 0.093833 | 0.090372 | 0.087456 | 0.082735 | 0.082156 | 0.082043 | 0.07985 | 0.079589 | 0.078609
| Room Air Conditioner_Com, E - Cool | Hospital | Cooling | NC | 0 | 0 | 0 | 0 | 0 | 0 | 0 | 0 | 0 | 0
| Room Air Conditioner_Com, E - Cool | Hospital | Cooling | RET | 0 | 0 | 0 | 0 | 0 | 0 | 0 | 0 | 0 | 0
| Room Air Conditioner_Com, E - Cool | Hospital | Cooling | REPL | 0 | 0 | 0 | 0 | 0 | 0 | 0 | 0 | 0 | 0
| Chiller Systems_Com, E - Cool | Hospital | Cooling | NC | 1 | 0.93833 | 0.90372 | 0.87456 | 0.82735 | 0.82156 | 0.82043 | 0.7985 | 0.79589 | 0.78609
| Chiller Systems_Com, E - Cool | Hospital | Cooling | RET | 0.1 | 0.094654 | 0.096429 | 0.092745 | 0.089729 | 0.087494 | 0.084129 | 0.083735 | 0.082185 | 0.078202
| Chiller Systems_Com, E - Cool | Hospital | Cooling | REPL | 1 | 0.77865 | 0.71373 | 0.60504 | 0.5016 | 0.40235 | 0.29836 | 0.20358 | 0.10273 | 1.395e-16
| Chiller Tuneup_Com, E - Cool | Hospital | Cooling | RET | 0.1 | 0.097332 | 0.10196 | 0.10084 | 0.10032 | 0.10059 | 0.099455 | 0.10179 | 0.10273 | 0.10052
| Computer Room Air Conditioner_Com, E - Cool | Hospital | Cooling | NC | 1 | 0.93833 | 0.90372 | 0.87456 | 0.82735 | 0.82156 | 0.82043 | 0.7985 | 0.79589 | 0.78609
| Computer Room Air Conditioner_Com, E - Cool | Hospital | Cooling | REPL | 1 | 0.97332 | 1.0196 | 1.0084 | 1.0032 | 1.0059 | 0.99455 | 1.0179 | 1.0273 | 1.0052
| Mini Split Ductless AC_Com, E - Cool | Hospital | Cooling | NC | 0 | 0 | 0 | 0 | 0 | 0 | 0 | 0 | 0 | 0
| Mini Split Ductless AC_Com, E - Cool | Hospital | Cooling | RET | 0 | 0 | 0 | 0 | 0 | 0 | 0 | 0 | 0 | 0
| Mini Split Ductless AC_Com, E - Cool | Hospital | Cooling | REPL | 0 | 0 | 0 | 0 | 0 | 0 | 0 | 0 | 0 | 0
| Eff Unitary AC_Com, E - Cool | Hospital | Cooling | NC | 1 | 0.93833 | 0.90372 | 0.87456 | 0.82735 | 0.82156 | 0.82043 | 0.7985 | 0.79589 | 0.78609
| Eff Unitary AC_Com, E - Cool | Hospital | Cooling | RET | 0.1 | 0.092807 | 0.092702 | 0.087421 | 0.082927 | 0.079284 | 0.074746 | 0.07804 | 0.080242 | 0.079895
| Eff Unitary AC_Com, E - Cool | Hospital | Cooling | REPL | 1 | 0.85652 | 0.83608 | 0.76638 | 0.70224 | 0.64376 | 0.57684 | 0.58025 | 0.5754 | 0.55301
| PTAC_Com, E - Cool | Hospital | Cooling | NC | 0 | 0 | 0 | 0 | 0 | 0 | 0 | 0 | 0 | 0
| PTAC_Com, E - Cool | Hospital | Cooling | RET | 0 | 0 | 0 | 0 | 0 | 0 | 0 | 0 | 0 | 0
| PTAC_Com, E - Cool | Hospital | Cooling | REPL | 0 | 0 | 0 | 0 | 0 | 0 | 0 | 0 | 0 | 0
| Unitary Equipment Economizer_Com, E - Cool | Hospital | Cooling | RET | 0.1 | 0.097332 | 0.10196 | 0.10084 | 0.10032 | 0.10059 | 0.099455 | 0.10179 | 0.10273 | 0.10052
| AC Tuneup_Com, E - Cool [ASHP] | Hospital | Cooling | RET | 0.1 | 0.097332 | 0.10196 | 0.10084 | 0.10032 | 0.10059 | 0.099455 | 0.10179 | 0.10273 | 0.10052
| AC Tuneup_Com, E - Heat [ASHP] | Hospital | Space Heating | RET | 0.1 | 0.097332 | 0.10196 | 0.10084 | 0.10032 | 0.10059 | 0.099455 | 0.10179 | 0.10273 | 0.10052
| AC Tuneup_Com, E - Cool [Unitary AC] | Hospital | Cooling | RET | 0.1 | 0.097332 | 0.10196 | 0.10084 | 0.10032 | 0.10059 | 0.099455 | 0.10179 | 0.10273 | 0.10052
| DCV_Com, E - Cool [Building w Elec Heat] | Hospital | Cooling | RET | 0.1 | 0.097332 | 0.10196 | 0.10084 | 0.10032 | 0.10059 | 0.099455 | 0.10179 | 0.10273 | 0.10052
| DCV_Com, E - Heat [Building w Elec Heat] | Hospital | Space Heating | RET | 0.1 | 0.097332 | 0.10196 | 0.10084 | 0.10032 | 0.10059 | 0.099455 | 0.10179 | 0.10273 | 0.10052
| DCV_Com, E - Vent [Building w Elec Heat] | Hospital | Ventilation | RET | 0.1 | 0.097332 | 0.10196 | 0.10084 | 0.10032 | 0.10059 | 0.099455 | 0.10179 | 0.10273 | 0.10052
| DCV_Com, E - Cool [Building w Gas Heat] | Hospital | Cooling | RET | 0.1 | 0.097332 | 0.10196 | 0.10084 | 0.10032 | 0.10059 | 0.099455 | 0.10179 | 0.10273 | 0.10052
| DCV_Com, G - Heat [Building w Gas Heat] | Hospital |  | RET | 0.1 | 0.099873 | 0.099896 | 0.099218 | 0.099015 | 0.099059 | 0.099362 | 0.099739 | 0.10032 | 0.10082
| DCV_Com, E - Vent [Building w Gas Heat] | Hospital | Ventilation | RET | 0.1 | 0.097332 | 0.10196 | 0.10084 | 0.10032 | 0.10059 | 0.099455 | 0.10179 | 0.10273 | 0.10052
| DCV_Com, E - Cool [Building w Oil Heat] | Hospital | Cooling | RET | 0.1 | 0.097332 | 0.10196 | 0.10084 | 0.10032 | 0.10059 | 0.099455 | 0.10179 | 0.10273 | 0.10052
| DCV_Com, O - Heat [Building w Oil Heat] | Hospital |  | RET | 0.1 | 0.098815 | 0.098374 | 0.09739 | 0.096516 | 0.095684 | 0.094967 | 0.094216 | 0.093466 | 0.092665
| DCV_Com, E - Vent [Building w Oil Heat] | Hospital | Ventilation | RET | 0.1 | 0.097332 | 0.10196 | 0.10084 | 0.10032 | 0.10059 | 0.099455 | 0.10179 | 0.10273 | 0.10052
| DCV_Com, E - Cool [Building w Propane Heat] | Hospital | Cooling | RET | 0.1 | 0.097332 | 0.10196 | 0.10084 | 0.10032 | 0.10059 | 0.099455 | 0.10179 | 0.10273 | 0.10052
| DCV_Com, P - Heat [Building w Propane Heat] | Hospital |  | RET | 0.1 | 0.098815 | 0.098374 | 0.09739 | 0.096516 | 0.095684 | 0.094967 | 0.094216 | 0.093466 | 0.092665
| DCV_Com, E - Vent [Building w Propane Heat] | Hospital | Ventilation | RET | 0.1 | 0.097332 | 0.10196 | 0.10084 | 0.10032 | 0.10059 | 0.099455 | 0.10179 | 0.10273 | 0.10052
| Controls for Unitary AC_Com, E - Cool | Hospital | Cooling | RET | 0.1 | 0.097332 | 0.10196 | 0.10084 | 0.10032 | 0.10059 | 0.099455 | 0.10179 | 0.10273 | 0.10052
| Optimized Unitary AC Sys_Com, E - Cool [Building w Elec Heat] | Hospital | Cooling | NC | 1 | 0.93833 | 0.90372 | 0.87456 | 0.82735 | 0.82156 | 0.82043 | 0.7985 | 0.79589 | 0.78609
| Optimized Unitary AC Sys_Com, E - Heat [Building w Elec Heat] | Hospital | Space Heating | NC | 1 | 0.93833 | 0.90372 | 0.87456 | 0.82735 | 0.82156 | 0.82043 | 0.7985 | 0.79589 | 0.78609
| Optimized Unitary AC Sys_Com, E - Cool [Building w Gas Heat] | Hospital | Cooling | NC | 1 | 0.93833 | 0.90372 | 0.87456 | 0.82735 | 0.82156 | 0.82043 | 0.7985 | 0.79589 | 0.78609
| Optimized Unitary AC Sys_Com, G - Heat [Building w Gas Heat] | Hospital |  | NC | 1 | 0.94759 | 0.91754 | 0.87973 | 0.83964 | 0.81496 | 0.80903 | 0.80762 | 0.8088 | 0.80611
| Optimized Unitary AC Sys_Com, E - Cool [Building w Oil Heat] | Hospital | Cooling | NC | 1 | 0.93833 | 0.90372 | 0.87456 | 0.82735 | 0.82156 | 0.82043 | 0.7985 | 0.79589 | 0.78609
| Optimized Unitary AC Sys_Com, O - Heat [Building w Oil Heat] | Hospital |  | NC | 1 | 0.93756 | 0.90356 | 0.86352 | 0.81845 | 0.7872 | 0.77324 | 0.7629 | 0.75353 | 0.74091
| Optimized Unitary AC Sys_Com, E - Cool [Building w Propane Heat] | Hospital | Cooling | NC | 1 | 0.93833 | 0.90372 | 0.87456 | 0.82735 | 0.82156 | 0.82043 | 0.7985 | 0.79589 | 0.78609
| Optimized Unitary AC Sys_Com, P - Heat [Building w Propane Heat] | Hospital |  | NC | 1 | 0.93756 | 0.90356 | 0.86352 | 0.81845 | 0.7872 | 0.77324 | 0.7629 | 0.75353 | 0.74091
| Optimized Chiller Sys_Com, E - Cool | Hospital | Cooling | NC | 1 | 0.93833 | 0.90372 | 0.87456 | 0.82735 | 0.82156 | 0.82043 | 0.7985 | 0.79589 | 0.78609
| Cool Roof_Com, E - Cool [Building w Elec Heat] | Hospital | Cooling | NC | 1 | 0.93833 | 0.90372 | 0.87456 | 0.82735 | 0.82156 | 0.82043 | 0.7985 | 0.79589 | 0.78609
| Cool Roof_Com, E - Cool [Building w Elec Heat] | Hospital | Cooling | RET | 0.1 | 0.097332 | 0.10196 | 0.10084 | 0.10032 | 0.10059 | 0.099455 | 0.10179 | 0.10273 | 0.10052
| Cool Roof_Com, E - Heat [Building w Elec Heat] | Hospital | Space Heating | NC | 1 | 0.93833 | 0.90372 | 0.87456 | 0.82735 | 0.82156 | 0.82043 | 0.7985 | 0.79589 | 0.78609
| Cool Roof_Com, E - Heat [Building w Elec Heat] | Hospital | Space Heating | RET | 0.1 | 0.097332 | 0.10196 | 0.10084 | 0.10032 | 0.10059 | 0.099455 | 0.10179 | 0.10273 | 0.10052
| Cool Roof_Com, E - Cool [Building w Gas Heat] | Hospital | Cooling | NC | 1 | 0.93833 | 0.90372 | 0.87456 | 0.82735 | 0.82156 | 0.82043 | 0.7985 | 0.79589 | 0.78609
| Cool Roof_Com, E - Cool [Building w Gas Heat] | Hospital | Cooling | RET | 0.1 | 0.097332 | 0.10196 | 0.10084 | 0.10032 | 0.10059 | 0.099455 | 0.10179 | 0.10273 | 0.10052
| Cool Roof_Com, G - Heat [Building w Gas Heat] | Hospital |  | NC | 1 | 0.94759 | 0.91754 | 0.87973 | 0.83964 | 0.81496 | 0.80903 | 0.80762 | 0.8088 | 0.80611
| Cool Roof_Com, G - Heat [Building w Gas Heat] | Hospital |  | RET | 0.1 | 0.099873 | 0.099896 | 0.099218 | 0.099015 | 0.099059 | 0.099362 | 0.099739 | 0.10032 | 0.10082
| Cool Roof_Com, E - Cool [Building w Oil Heat] | Hospital | Cooling | NC | 1 | 0.93833 | 0.90372 | 0.87456 | 0.82735 | 0.82156 | 0.82043 | 0.7985 | 0.79589 | 0.78609
| Cool Roof_Com, E - Cool [Building w Oil Heat] | Hospital | Cooling | RET | 0.1 | 0.097332 | 0.10196 | 0.10084 | 0.10032 | 0.10059 | 0.099455 | 0.10179 | 0.10273 | 0.10052
| Cool Roof_Com, O - Heat [Building w Oil Heat] | Hospital |  | NC | 1 | 0.93756 | 0.90356 | 0.86352 | 0.81845 | 0.7872 | 0.77324 | 0.7629 | 0.75353 | 0.74091
| Cool Roof_Com, O - Heat [Building w Oil Heat] | Hospital |  | RET | 0.1 | 0.098815 | 0.098374 | 0.09739 | 0.096516 | 0.095684 | 0.094967 | 0.094216 | 0.093466 | 0.092665
| Cool Roof_Com, E - Cool [Building w Propane Heat] | Hospital | Cooling | NC | 1 | 0.93833 | 0.90372 | 0.87456 | 0.82735 | 0.82156 | 0.82043 | 0.7985 | 0.79589 | 0.78609
| Cool Roof_Com, E - Cool [Building w Propane Heat] | Hospital | Cooling | RET | 0.1 | 0.097332 | 0.10196 | 0.10084 | 0.10032 | 0.10059 | 0.099455 | 0.10179 | 0.10273 | 0.10052
| Cool Roof_Com, P - Heat [Building w Propane Heat] | Hospital |  | NC | 1 | 0.93756 | 0.90356 | 0.86352 | 0.81845 | 0.7872 | 0.77324 | 0.7629 | 0.75353 | 0.74091
| Cool Roof_Com, P - Heat [Building w Propane Heat] | Hospital |  | RET | 0.1 | 0.098815 | 0.098374 | 0.09739 | 0.096516 | 0.095684 | 0.094967 | 0.094216 | 0.093466 | 0.092665
| GSHP_Com, E - Cool | Hospital | Cooling | RET | 0.1 | 0.087647 | 0.08268 | 0.073635 | 0.065966 | 0.059562 | 0.053031 | 0.048875 | 0.044419 | 0.039138
| GSHP_Com, E - Cool | Hospital | Cooling | REPL | 1 | 0.77865 | 0.71373 | 0.60504 | 0.5016 | 0.40235 | 0.29836 | 0.20358 | 0.10273 | 1.395e-16
| GSHP_Com, E - Heat | Hospital | Space Heating | RET | 0.1 | 0.087647 | 0.08268 | 0.073635 | 0.065966 | 0.059562 | 0.053031 | 0.048875 | 0.044419 | 0.039138
| GSHP_Com, E - Heat | Hospital | Space Heating | REPL | 1 | 0.77865 | 0.71373 | 0.60504 | 0.5016 | 0.40235 | 0.29836 | 0.20358 | 0.10273 | 1.395e-16
| Unitary HP_Com, E - Cool | Hospital | Cooling | NC | 1 | 0.93833 | 0.90372 | 0.87456 | 0.82735 | 0.82156 | 0.82043 | 0.7985 | 0.79589 | 0.78609
| Unitary HP_Com, E - Cool | Hospital | Cooling | RET | 0.1 | 0.092646 | 0.09238 | 0.086966 | 0.082352 | 0.078598 | 0.07397 | 0.083793 | 0.092335 | 0.09758
| Unitary HP_Com, E - Cool | Hospital | Cooling | REPL | 1 | 0.77865 | 0.71373 | 0.60504 | 0.5016 | 0.40235 | 0.29836 | 0.32088 | 0.33951 | 0.34751
| Unitary HP_Com, E - Heat | Hospital | Space Heating | NC | 1 | 0.93833 | 0.90372 | 0.87456 | 0.82735 | 0.82156 | 0.82043 | 0.7985 | 0.79589 | 0.78609
| Unitary HP_Com, E - Heat | Hospital | Space Heating | RET | 0.1 | 0.092646 | 0.09238 | 0.086966 | 0.082352 | 0.078598 | 0.07397 | 0.083793 | 0.092335 | 0.09758
| Unitary HP_Com, E - Heat | Hospital | Space Heating | REPL | 1 | 0.77865 | 0.71373 | 0.60504 | 0.5016 | 0.40235 | 0.29836 | 0.32088 | 0.33951 | 0.34751
| PTHP_Com, E - Cool | Hospital | Cooling | NC | 0 | 0 | 0 | 0 | 0 | 0 | 0 | 0 | 0 | 0
| PTHP_Com, E - Cool | Hospital | Cooling | RET | 0 | 0 | 0 | 0 | 0 | 0 | 0 | 0 | 0 | 0
| PTHP_Com, E - Cool | Hospital | Cooling | REPL | 0 | 0 | 0 | 0 | 0 | 0 | 0 | 0 | 0 | 0
| PTHP_Com, E - Heat | Hospital | Space Heating | NC | 0 | 0 | 0 | 0 | 0 | 0 | 0 | 0 | 0 | 0
| PTHP_Com, E - Heat | Hospital | Space Heating | RET | 0 | 0 | 0 | 0 | 0 | 0 | 0 | 0 | 0 | 0
| PTHP_Com, E - Heat | Hospital | Space Heating | REPL | 0 | 0 | 0 | 0 | 0 | 0 | 0 | 0 | 0 | 0
| Minisplit Ductless HP_Com, E - Cool | Hospital | Cooling | RET | 0.1 | 0.088491 | 0.084279 | 0.075782 | 0.068543 | 0.062484 | 0.056168 | 0.054338 | 0.051952 | 0.048264
| Minisplit Ductless HP_Com, E - Cool | Hospital | Cooling | REPL | 1 | 0.77865 | 0.71373 | 0.60504 | 0.5016 | 0.40235 | 0.29836 | 0.22432 | 0.14459 | 0.061433
| Minisplit Ductless HP_Com, E - Heat | Hospital | Space Heating | RET | 0.1 | 0.088491 | 0.084279 | 0.075782 | 0.068543 | 0.062484 | 0.056168 | 0.054338 | 0.051952 | 0.048264
| Minisplit Ductless HP_Com, E - Heat | Hospital | Space Heating | REPL | 1 | 0.77865 | 0.71373 | 0.60504 | 0.5016 | 0.40235 | 0.29836 | 0.22432 | 0.14459 | 0.061433
| Programmable TStat_Com, E - Cool [Building w Elec Heat] | Hospital | Cooling | NC | 0 | 0 | 0 | 0 | 0 | 0 | 0 | 0 | 0 | 0
| Programmable TStat_Com, E - Heat [Building w Elec Heat] | Hospital | Space Heating | NC | 0 | 0 | 0 | 0 | 0 | 0 | 0 | 0 | 0 | 0
| Programmable TStat_Com, E - Cool [Building w Gas Heat] | Hospital | Cooling | NC | 0 | 0 | 0 | 0 | 0 | 0 | 0 | 0 | 0 | 0
| Programmable TStat_Com, E - Cool [Building w Gas Heat] | Hospital | Cooling | RET | 0 | 0 | 0 | 0 | 0 | 0 | 0 | 0 | 0 | 0
| Programmable TStat_Com, G - Heat [Building w Gas Heat] | Hospital |  | NC | 0 | 0 | 0 | 0 | 0 | 0 | 0 | 0 | 0 | 0
| Programmable TStat_Com, G - Heat [Building w Gas Heat] | Hospital |  | RET | 0 | 0 | 0 | 0 | 0 | 0 | 0 | 0 | 0 | 0
| Programmable TStat_Com, E - Cool [Building w Propane Heat] | Hospital | Cooling | NC | 0 | 0 | 0 | 0 | 0 | 0 | 0 | 0 | 0 | 0
| Programmable TStat_Com, E - Cool [Building w Propane Heat] | Hospital | Cooling | RET | 0 | 0 | 0 | 0 | 0 | 0 | 0 | 0 | 0 | 0
| Programmable TStat_Com, P - Heat [Building w Propane Heat] | Hospital |  | NC | 0 | 0 | 0 | 0 | 0 | 0 | 0 | 0 | 0 | 0
| Programmable TStat_Com, P - Heat [Building w Propane Heat] | Hospital |  | RET | 0 | 0 | 0 | 0 | 0 | 0 | 0 | 0 | 0 | 0
| Programmable TStat_Com, E - Cool [Building w Oil Heat] | Hospital | Cooling | NC | 0 | 0 | 0 | 0 | 0 | 0 | 0 | 0 | 0 | 0
| Programmable TStat_Com, E - Cool [Building w Oil Heat] | Hospital | Cooling | RET | 0 | 0 | 0 | 0 | 0 | 0 | 0 | 0 | 0 | 0
| Programmable TStat_Com, O - Heat [Building w Oil Heat] | Hospital |  | NC | 0 | 0 | 0 | 0 | 0 | 0 | 0 | 0 | 0 | 0
| Programmable TStat_Com, O - Heat [Building w Oil Heat] | Hospital |  | RET | 0 | 0 | 0 | 0 | 0 | 0 | 0 | 0 | 0 | 0
| Smart TStat_Com, E - Cool [Building w Elec Heat] | Hospital | Cooling | NC | 1 | 0.93833 | 0.90372 | 0.87456 | 0.82735 | 0.82156 | 0.82043 | 0.7985 | 0.79589 | 0.78609
| Smart TStat_Com, E - Cool [Building w Elec Heat] | Hospital | Cooling | RET | 0.1 | 0.097332 | 0.10196 | 0.10084 | 0.10032 | 0.10059 | 0.099455 | 0.10179 | 0.10273 | 0.10052
| Smart TStat_Com, E - Heat [Building w Elec Heat] | Hospital | Space Heating | NC | 1 | 0.93833 | 0.90372 | 0.87456 | 0.82735 | 0.82156 | 0.82043 | 0.7985 | 0.79589 | 0.78609
| Smart TStat_Com, E - Heat [Building w Elec Heat] | Hospital | Space Heating | RET | 0.1 | 0.097332 | 0.10196 | 0.10084 | 0.10032 | 0.10059 | 0.099455 | 0.10179 | 0.10273 | 0.10052
| Smart TStat_Com, E - Cool [Building w Gas Heat] | Hospital | Cooling | NC | 1 | 0.93833 | 0.90372 | 0.87456 | 0.82735 | 0.82156 | 0.82043 | 0.7985 | 0.79589 | 0.78609
| Smart TStat_Com, E - Cool [Building w Gas Heat] | Hospital | Cooling | RET | 0.1 | 0.097332 | 0.10196 | 0.10084 | 0.10032 | 0.10059 | 0.099455 | 0.10179 | 0.10273 | 0.10052
| Smart TStat_Com, G - Heat [Building w Gas Heat] | Hospital |  | NC | 1 | 0.94759 | 0.91754 | 0.87973 | 0.83964 | 0.81496 | 0.80903 | 0.80762 | 0.8088 | 0.80611
| Smart TStat_Com, G - Heat [Building w Gas Heat] | Hospital |  | RET | 0.1 | 0.099873 | 0.099896 | 0.099218 | 0.099015 | 0.099059 | 0.099362 | 0.099739 | 0.10032 | 0.10082
| Smart TStat_Com, E - Cool [Building w Propane Heat] | Hospital | Cooling | NC | 1 | 0.93833 | 0.90372 | 0.87456 | 0.82735 | 0.82156 | 0.82043 | 0.7985 | 0.79589 | 0.78609
| Smart TStat_Com, E - Cool [Building w Propane Heat] | Hospital | Cooling | RET | 0.1 | 0.097332 | 0.10196 | 0.10084 | 0.10032 | 0.10059 | 0.099455 | 0.10179 | 0.10273 | 0.10052
| Smart TStat_Com, P - Heat [Building w Propane Heat] | Hospital |  | NC | 1 | 0.93756 | 0.90356 | 0.86352 | 0.81845 | 0.7872 | 0.77324 | 0.7629 | 0.75353 | 0.74091
| Smart TStat_Com, P - Heat [Building w Propane Heat] | Hospital |  | RET | 0.1 | 0.098815 | 0.098374 | 0.09739 | 0.096516 | 0.095684 | 0.094967 | 0.094216 | 0.093466 | 0.092665
| Smart TStat_Com, E - Cool [Building w Oil Heat] | Hospital | Cooling | NC | 1 | 0.93833 | 0.90372 | 0.87456 | 0.82735 | 0.82156 | 0.82043 | 0.7985 | 0.79589 | 0.78609
| Smart TStat_Com, E - Cool [Building w Oil Heat] | Hospital | Cooling | RET | 0.1 | 0.097332 | 0.10196 | 0.10084 | 0.10032 | 0.10059 | 0.099455 | 0.10179 | 0.10273 | 0.10052
| Smart TStat_Com, O - Heat [Building w Oil Heat] | Hospital |  | NC | 1 | 0.93756 | 0.90356 | 0.86352 | 0.81845 | 0.7872 | 0.77324 | 0.7629 | 0.75353 | 0.74091
| Smart TStat_Com, O - Heat [Building w Oil Heat] | Hospital |  | RET | 0.1 | 0.098815 | 0.098374 | 0.09739 | 0.096516 | 0.095684 | 0.094967 | 0.094216 | 0.093466 | 0.092665
| Boiler Blowdown Controls_Com, G - Heat | Hospital |  | RET | 0.1 | 0.099873 | 0.099896 | 0.099218 | 0.099015 | 0.099059 | 0.099362 | 0.099739 | 0.10032 | 0.10082
| Boiler Blowdown Controls_Com, O - Heat | Hospital |  | RET | 0.1 | 0.098815 | 0.098374 | 0.09739 | 0.096516 | 0.095684 | 0.094967 | 0.094216 | 0.093466 | 0.092665
| Boiler Modifications_Com, G - Heat | Hospital |  | RET | 0.1 | 0.099873 | 0.099896 | 0.099218 | 0.099015 | 0.099059 | 0.099362 | 0.099739 | 0.10032 | 0.10082
| Boiler Modifications_Com, O - Heat | Hospital |  | RET | 0.1 | 0.098815 | 0.098374 | 0.09739 | 0.096516 | 0.095684 | 0.094967 | 0.094216 | 0.093466 | 0.092665
| Boilers_Com, G - Heat | Hospital |  | NC | 1 | 0.94759 | 0.91754 | 0.87973 | 0.83964 | 0.81496 | 0.80903 | 0.80762 | 0.8088 | 0.80611
| Boilers_Com, G - Heat | Hospital |  | RET | 0.1 | 0.092555 | 0.085793 | 0.078967 | 0.073031 | 0.06771 | 0.062941 | 0.05855 | 0.054577 | 0.050829
| Boilers_Com, G - Heat | Hospital |  | REPL | 1 | 0.79898 | 0.69928 | 0.59531 | 0.49508 | 0.39624 | 0.29809 | 0.19948 | 0.10032 | 1.3992e-16
| Boilers_Com, O - Heat | Hospital |  | NC | 1 | 0.93756 | 0.90356 | 0.86352 | 0.81845 | 0.7872 | 0.77324 | 0.7629 | 0.75353 | 0.74091
| Boilers_Com, O - Heat | Hospital |  | RET | 0.1 | 0.090915 | 0.083274 | 0.07585 | 0.06916 | 0.063082 | 0.057604 | 0.05258 | 0.047991 | 0.043776
| Boilers_Com, O - Heat | Hospital |  | REPL | 1 | 0.79052 | 0.68862 | 0.58434 | 0.48258 | 0.38274 | 0.2849 | 0.18843 | 0.093466 | 1.286e-16
| Furnace_Com, G - Heat | Hospital |  | NC | 1 | 0.94759 | 0.91754 | 0.87973 | 0.83964 | 0.81496 | 0.80903 | 0.80762 | 0.8088 | 0.80611
| Furnace_Com, G - Heat | Hospital |  | RET | 0.1 | 0.093815 | 0.088145 | 0.082235 | 0.077089 | 0.072445 | 0.068259 | 0.064361 | 0.060811 | 0.057405
| Furnace_Com, G - Heat | Hospital |  | REPL | 1 | 0.79898 | 0.69928 | 0.59531 | 0.49508 | 0.39624 | 0.29809 | 0.19948 | 0.10032 | 1.3992e-16
| Furnace_Com, O - Heat | Hospital |  | NC | 1 | 0.93756 | 0.90356 | 0.86352 | 0.81845 | 0.7872 | 0.77324 | 0.7629 | 0.75353 | 0.74091
| Furnace_Com, O - Heat | Hospital |  | RET | 0.1 | 0.08992 | 0.081461 | 0.073386 | 0.066182 | 0.059705 | 0.053923 | 0.048681 | 0.043947 | 0.039648
| Furnace_Com, O - Heat | Hospital |  | REPL | 1 | 0.79052 | 0.68862 | 0.58434 | 0.48258 | 0.38274 | 0.2849 | 0.18843 | 0.093466 | 1.286e-16
| Furnace_Com, P - Heat | Hospital |  | NC | 1 | 0.93756 | 0.90356 | 0.86352 | 0.81845 | 0.7872 | 0.77324 | 0.7629 | 0.75353 | 0.74091
| Furnace_Com, P - Heat | Hospital |  | RET | 0.1 | 0.091371 | 0.08411 | 0.076995 | 0.070556 | 0.064678 | 0.059357 | 0.054451 | 0.049948 | 0.045789
| Furnace_Com, P - Heat | Hospital |  | REPL | 1 | 0.79052 | 0.68862 | 0.58434 | 0.48258 | 0.38274 | 0.2849 | 0.18843 | 0.093466 | 1.286e-16
| Energy Recovery Ventilator_Com, G - Heat | Hospital |  | NC | 0.8 | 0.75807 | 0.73403 | 0.70378 | 0.67171 | 0.65197 | 0.64722 | 0.6461 | 0.64704 | 0.64489
| Energy Recovery Ventilator_Com, G - Heat | Hospital |  | RET | 0.08 | 0.073107 | 0.066909 | 0.060806 | 0.055523 | 0.050827 | 0.046649 | 0.045505 | 0.044556 | 0.043659
| Energy Recovery Ventilator_Com, G - Heat | Hospital |  | REPL | 0.8 | 0.63919 | 0.55942 | 0.47625 | 0.39606 | 0.31699 | 0.23847 | 0.18618 | 0.13376 | 0.080656
| Energy Recovery Ventilator_Com, O - Heat | Hospital |  | NC | 0.8 | 0.75005 | 0.72285 | 0.69081 | 0.65476 | 0.62976 | 0.61859 | 0.61032 | 0.60282 | 0.59273
| Energy Recovery Ventilator_Com, O - Heat | Hospital |  | RET | 0.08 | 0.072333 | 0.065889 | 0.059685 | 0.054122 | 0.049095 | 0.044585 | 0.042985 | 0.041511 | 0.040128
| Energy Recovery Ventilator_Com, O - Heat | Hospital |  | REPL | 0.8 | 0.63242 | 0.5509 | 0.46747 | 0.38607 | 0.30619 | 0.22792 | 0.17587 | 0.12462 | 0.074132
| Energy Recovery Ventilator_Com, P - Heat | Hospital |  | NC | 0.8 | 0.75005 | 0.72285 | 0.69081 | 0.65476 | 0.62976 | 0.61859 | 0.61032 | 0.60282 | 0.59273
| Energy Recovery Ventilator_Com, P - Heat | Hospital |  | RET | 0.08 | 0.072333 | 0.065889 | 0.059685 | 0.054122 | 0.049095 | 0.044585 | 0.042985 | 0.041511 | 0.040128
| Energy Recovery Ventilator_Com, P - Heat | Hospital |  | REPL | 0.8 | 0.63242 | 0.5509 | 0.46747 | 0.38607 | 0.30619 | 0.22792 | 0.17587 | 0.12462 | 0.074132
| Forced Air Heating Maintenance_Com, G - Heat | Hospital |  | RET | 0.1 | 0.099873 | 0.099896 | 0.099218 | 0.099015 | 0.099059 | 0.099362 | 0.099739 | 0.10032 | 0.10082
| Forced Air Heating Maintenance_Com, O - Heat | Hospital |  | RET | 0.1 | 0.098815 | 0.098374 | 0.09739 | 0.096516 | 0.095684 | 0.094967 | 0.094216 | 0.093466 | 0.092665
| Forced Air Heating Maintenance_Com, P - Heat | Hospital |  | RET | 0.1 | 0.098815 | 0.098374 | 0.09739 | 0.096516 | 0.095684 | 0.094967 | 0.094216 | 0.093466 | 0.092665
| Steam Trap Maintenance_Com, G - Heat | Hospital |  | RET | 0.1 | 0.099873 | 0.099896 | 0.099218 | 0.099015 | 0.099059 | 0.099362 | 0.099739 | 0.10032 | 0.10082
| Steam Trap Maintenance_Com, O - Heat | Hospital |  | RET | 0.1 | 0.098815 | 0.098374 | 0.09739 | 0.096516 | 0.095684 | 0.094967 | 0.094216 | 0.093466 | 0.092665
| Windows_Com, E - Cool [Building w Elec Heat] | Hospital | Cooling | NC | 1 | 0.93833 | 0.90372 | 0.87456 | 0.82735 | 0.82156 | 0.82043 | 0.7985 | 0.79589 | 0.78609
| Windows_Com, E - Heat [Building w Elec Heat] | Hospital | Space Heating | NC | 1 | 0.93833 | 0.90372 | 0.87456 | 0.82735 | 0.82156 | 0.82043 | 0.7985 | 0.79589 | 0.78609
| Windows_Com, E - Cool [Building w Gas Heat] | Hospital | Cooling | NC | 1 | 0.93833 | 0.90372 | 0.87456 | 0.82735 | 0.82156 | 0.82043 | 0.7985 | 0.79589 | 0.78609
| Windows_Com, G - Heat [Building w Gas Heat] | Hospital |  | NC | 1 | 0.94759 | 0.91754 | 0.87973 | 0.83964 | 0.81496 | 0.80903 | 0.80762 | 0.8088 | 0.80611
| Windows_Com, E - Cool [Building w Oil Heat] | Hospital | Cooling | NC | 1 | 0.93833 | 0.90372 | 0.87456 | 0.82735 | 0.82156 | 0.82043 | 0.7985 | 0.79589 | 0.78609
| Windows_Com, O - Heat [Building w Oil Heat] | Hospital |  | NC | 1 | 0.93756 | 0.90356 | 0.86352 | 0.81845 | 0.7872 | 0.77324 | 0.7629 | 0.75353 | 0.74091
| Windows_Com, E - Cool [Building w Propane Heat] | Hospital | Cooling | NC | 1 | 0.93833 | 0.90372 | 0.87456 | 0.82735 | 0.82156 | 0.82043 | 0.7985 | 0.79589 | 0.78609
| Windows_Com, P - Heat [Building w Propane Heat] | Hospital |  | NC | 1 | 0.93756 | 0.90356 | 0.86352 | 0.81845 | 0.7872 | 0.77324 | 0.7629 | 0.75353 | 0.74091
| Window Film_Com, E - Cool [Building w Elec Heat] | Hospital | Cooling | RET | 0 | 0 | 0 | 0 | 0 | 0 | 0 | 0 | 0 | 0
| Window Film_Com, E - Heat [Building w Elec Heat] | Hospital | Space Heating | RET | 0 | 0 | 0 | 0 | 0 | 0 | 0 | 0 | 0 | 0
| Window Film_Com, E - Cool [Building w Gas Heat] | Hospital | Cooling | RET | 0 | 0 | 0 | 0 | 0 | 0 | 0 | 0 | 0 | 0
| Window Film_Com, G - Heat [Building w Gas Heat] | Hospital |  | RET | 0 | 0 | 0 | 0 | 0 | 0 | 0 | 0 | 0 | 0
| Window Film_Com, E - Cool [Building w Oil Heat] | Hospital | Cooling | RET | 0 | 0 | 0 | 0 | 0 | 0 | 0 | 0 | 0 | 0
| Window Film_Com, O - Heat [Building w Oil Heat] | Hospital |  | RET | 0 | 0 | 0 | 0 | 0 | 0 | 0 | 0 | 0 | 0
| Window Film_Com, E - Cool [Building w Propane Heat] | Hospital | Cooling | RET | 0 | 0 | 0 | 0 | 0 | 0 | 0 | 0 | 0 | 0
| Window Film_Com, P - Heat [Building w Propane Heat] | Hospital |  | RET | 0 | 0 | 0 | 0 | 0 | 0 | 0 | 0 | 0 | 0
| Motors and Fans_Com, E - Vent | Hospital | Ventilation | NC | 1 | 0.93833 | 0.90372 | 0.87456 | 0.82735 | 0.82156 | 0.82043 | 0.7985 | 0.79589 | 0.78609
| Motors and Fans_Com, E - Vent | Hospital | Ventilation | RET | 0.1 | 0.087696 | 0.082772 | 0.073758 | 0.066113 | 0.059727 | 0.053208 | 0.049292 | 0.045051 | 0.03994
| Motors and Fans_Com, E - Vent | Hospital | Ventilation | REPL | 1 | 0.77865 | 0.71373 | 0.60504 | 0.5016 | 0.40235 | 0.29836 | 0.20584 | 0.1073 | 0.0067012
| ECM Furnace Motors_Com, E - Vent | Hospital | Ventilation | RET | 0.1 | 0.097332 | 0.10196 | 0.10084 | 0.10032 | 0.10059 | 0.099455 | 0.10179 | 0.10273 | 0.10052
| VFD on HVAC System_Com, E - Vent | Hospital | Ventilation | RET | 0.1 | 0.097332 | 0.10196 | 0.10084 | 0.10032 | 0.10059 | 0.099455 | 0.10179 | 0.10273 | 0.10052
| Kitchen DCV_Com, E - Vent [Building w Elec Heat] | Hospital | Ventilation | NC | 1 | 0.93833 | 0.90372 | 0.87456 | 0.82735 | 0.82156 | 0.82043 | 0.7985 | 0.79589 | 0.78609
| Kitchen DCV_Com, E - Vent [Building w Elec Heat] | Hospital | Ventilation | RET | 0.1 | 0.08828 | 0.083878 | 0.075241 | 0.067892 | 0.061742 | 0.055369 | 0.052982 | 0.050097 | 0.046023
| Kitchen DCV_Com, E - Vent [Building w Elec Heat] | Hospital | Ventilation | REPL | 1 | 0.77865 | 0.71373 | 0.60504 | 0.5016 | 0.40235 | 0.29836 | 0.21941 | 0.13469 | 0.046908
| Kitchen DCV_Com, E - Heat [Building w Elec Heat] | Hospital | Space Heating | NC | 1 | 0.93833 | 0.90372 | 0.87456 | 0.82735 | 0.82156 | 0.82043 | 0.7985 | 0.79589 | 0.78609
| Kitchen DCV_Com, E - Heat [Building w Elec Heat] | Hospital | Space Heating | RET | 0.1 | 0.08828 | 0.083878 | 0.075241 | 0.067892 | 0.061742 | 0.055369 | 0.052982 | 0.050097 | 0.046023
| Kitchen DCV_Com, E - Heat [Building w Elec Heat] | Hospital | Space Heating | REPL | 1 | 0.77865 | 0.71373 | 0.60504 | 0.5016 | 0.40235 | 0.29836 | 0.21941 | 0.13469 | 0.046908
| Kitchen DCV_Com, E - Vent [Building w Gas Heat] | Hospital | Ventilation | NC | 1 | 0.93833 | 0.90372 | 0.87456 | 0.82735 | 0.82156 | 0.82043 | 0.7985 | 0.79589 | 0.78609
| Kitchen DCV_Com, E - Vent [Building w Gas Heat] | Hospital | Ventilation | RET | 0.1 | 0.08828 | 0.083878 | 0.075241 | 0.067892 | 0.061742 | 0.055369 | 0.052982 | 0.050097 | 0.046023
| Kitchen DCV_Com, E - Vent [Building w Gas Heat] | Hospital | Ventilation | REPL | 1 | 0.77865 | 0.71373 | 0.60504 | 0.5016 | 0.40235 | 0.29836 | 0.21941 | 0.13469 | 0.046908
| Kitchen DCV_Com, G - Heat [Building w Gas Heat] | Hospital |  | NC | 1 | 0.94759 | 0.91754 | 0.87973 | 0.83964 | 0.81496 | 0.80903 | 0.80762 | 0.8088 | 0.80611
| Kitchen DCV_Com, G - Heat [Building w Gas Heat] | Hospital |  | RET | 0.1 | 0.090585 | 0.08218 | 0.074031 | 0.067009 | 0.060804 | 0.055318 | 0.051915 | 0.048923 | 0.046161
| Kitchen DCV_Com, G - Heat [Building w Gas Heat] | Hospital |  | REPL | 1 | 0.79898 | 0.69928 | 0.59531 | 0.49508 | 0.39624 | 0.29809 | 0.21499 | 0.13153 | 0.047049
| Kitchen DCV_Com, E - Vent [Building w Oil Heat] | Hospital | Ventilation | NC | 1 | 0.93833 | 0.90372 | 0.87456 | 0.82735 | 0.82156 | 0.82043 | 0.7985 | 0.79589 | 0.78609
| Kitchen DCV_Com, E - Vent [Building w Oil Heat] | Hospital | Ventilation | RET | 0.1 | 0.08828 | 0.083878 | 0.075241 | 0.067892 | 0.061742 | 0.055369 | 0.052982 | 0.050097 | 0.046023
| Kitchen DCV_Com, E - Vent [Building w Oil Heat] | Hospital | Ventilation | REPL | 1 | 0.77865 | 0.71373 | 0.60504 | 0.5016 | 0.40235 | 0.29836 | 0.21941 | 0.13469 | 0.046908
| Kitchen DCV_Com, O - Heat [Building w Oil Heat] | Hospital |  | NC | 1 | 0.93756 | 0.90356 | 0.86352 | 0.81845 | 0.7872 | 0.77324 | 0.7629 | 0.75353 | 0.74091
| Kitchen DCV_Com, O - Heat [Building w Oil Heat] | Hospital |  | RET | 0.1 | 0.089625 | 0.080927 | 0.072666 | 0.065318 | 0.058732 | 0.052871 | 0.04904 | 0.045579 | 0.042427
| Kitchen DCV_Com, O - Heat [Building w Oil Heat] | Hospital |  | REPL | 1 | 0.79052 | 0.68862 | 0.58434 | 0.48258 | 0.38274 | 0.2849 | 0.20309 | 0.12254 | 0.043244
| Kitchen DCV_Com, E - Vent [Building w Oil Heat] | Hospital | Ventilation | NC | 1 | 0.93833 | 0.90372 | 0.87456 | 0.82735 | 0.82156 | 0.82043 | 0.7985 | 0.79589 | 0.78609
| Kitchen DCV_Com, E - Vent [Building w Oil Heat] | Hospital | Ventilation | RET | 0.1 | 0.08828 | 0.083878 | 0.075241 | 0.067892 | 0.061742 | 0.055369 | 0.052982 | 0.050097 | 0.046023
| Kitchen DCV_Com, E - Vent [Building w Oil Heat] | Hospital | Ventilation | REPL | 1 | 0.77865 | 0.71373 | 0.60504 | 0.5016 | 0.40235 | 0.29836 | 0.21941 | 0.13469 | 0.046908
| Kitchen DCV_Com, P - Heat [Building w Propane Heat] | Hospital |  | NC | 1 | 0.93756 | 0.90356 | 0.86352 | 0.81845 | 0.7872 | 0.77324 | 0.7629 | 0.75353 | 0.74091
| Kitchen DCV_Com, P - Heat [Building w Propane Heat] | Hospital |  | RET | 0.1 | 0.089625 | 0.080927 | 0.072666 | 0.065318 | 0.058732 | 0.052871 | 0.04904 | 0.045579 | 0.042427
| Kitchen DCV_Com, P - Heat [Building w Propane Heat] | Hospital |  | REPL | 1 | 0.79052 | 0.68862 | 0.58434 | 0.48258 | 0.38274 | 0.2849 | 0.20309 | 0.12254 | 0.043244
| Duct Sealing Regulated_Com, E - Vent [Building w Elec Heat] | Hospital | Ventilation | RET | 0.1 | 0.097332 | 0.10196 | 0.10084 | 0.10032 | 0.10059 | 0.099455 | 0.10179 | 0.10273 | 0.10052
| Duct Sealing Regulated_Com, E - Heat [Building w Elec Heat] | Hospital | Space Heating | RET | 0.1 | 0.097332 | 0.10196 | 0.10084 | 0.10032 | 0.10059 | 0.099455 | 0.10179 | 0.10273 | 0.10052
| Duct Sealing Regulated_Com, E - Cool [Building w Elec Heat] | Hospital | Cooling | RET | 0.1 | 0.097332 | 0.10196 | 0.10084 | 0.10032 | 0.10059 | 0.099455 | 0.10179 | 0.10273 | 0.10052
| Duct Sealing Regulated_Com, E - Vent [Building w Gas Heat] | Hospital | Ventilation | RET | 0.1 | 0.097332 | 0.10196 | 0.10084 | 0.10032 | 0.10059 | 0.099455 | 0.10179 | 0.10273 | 0.10052
| Duct Sealing Regulated_Com, G - Heat [Building w Gas Heat] | Hospital |  | RET | 0.1 | 0.099873 | 0.099896 | 0.099218 | 0.099015 | 0.099059 | 0.099362 | 0.099739 | 0.10032 | 0.10082
| Duct Sealing Regulated_Com, E - Cool [Building w Gas Heat] | Hospital | Cooling | RET | 0.1 | 0.097332 | 0.10196 | 0.10084 | 0.10032 | 0.10059 | 0.099455 | 0.10179 | 0.10273 | 0.10052
| Duct Sealing Non Regulated_Com, E - Vent [Building w Oil Heat] | Hospital | Ventilation | RET | 0.1 | 0.097332 | 0.10196 | 0.10084 | 0.10032 | 0.10059 | 0.099455 | 0.10179 | 0.10273 | 0.10052
| Duct Sealing Non Regulated_Com, O - Heat [Building w Oil Heat] | Hospital |  | RET | 0.1 | 0.098815 | 0.098374 | 0.09739 | 0.096516 | 0.095684 | 0.094967 | 0.094216 | 0.093466 | 0.092665
| Duct Sealing Non Regulated_Com, E - Cool [Building w Oil Heat] | Hospital | Cooling | RET | 0.1 | 0.097332 | 0.10196 | 0.10084 | 0.10032 | 0.10059 | 0.099455 | 0.10179 | 0.10273 | 0.10052
| Duct Sealing Non Regulated_Com, E - Vent [Building w Propane Heat] | Hospital | Ventilation | RET | 0.1 | 0.097332 | 0.10196 | 0.10084 | 0.10032 | 0.10059 | 0.099455 | 0.10179 | 0.10273 | 0.10052
| Duct Sealing Non Regulated_Com, P - Heat [Building w Propane Heat] | Hospital |  | RET | 0.1 | 0.098815 | 0.098374 | 0.09739 | 0.096516 | 0.095684 | 0.094967 | 0.094216 | 0.093466 | 0.092665
| Duct Sealing Non Regulated_Com, E - Cool [Building w Propane Heat] | Hospital | Cooling | RET | 0.1 | 0.097332 | 0.10196 | 0.10084 | 0.10032 | 0.10059 | 0.099455 | 0.10179 | 0.10273 | 0.10052
| Power Strip_Com, E - Plug [Tier 1] | Hospital | Plug Loads | NC | 0 | 0 | 0 | 0 | 0 | 0 | 0 | 0 | 0 | 0
| Power Strip_Com, E - Plug [Tier 1] | Hospital | Plug Loads | RET | 0 | 0 | 0 | 0 | 0 | 0 | 0 | 0 | 0 | 0
| Power Strip_Com, E - Plug [Tier 1] | Hospital | Plug Loads | REPL | 0 | 0 | 0 | 0 | 0 | 0 | 0 | 0 | 0 | 0
| Power Strip_Com, E - Plug [Tier 2] | Hospital | Plug Loads | NC | 1 | 0.93833 | 0.90372 | 0.87456 | 0.82735 | 0.82156 | 0.82043 | 0.7985 | 0.80393 | 0.80206
| Power Strip_Com, E - Plug [Tier 2] | Hospital | Plug Loads | RET | 0.1 | 0.08796 | 0.083271 | 0.074426 | 0.068466 | 0.063596 | 0.058364 | 0.055557 | 0.072045 | 0.084618
| Power Strip_Com, E - Plug [Tier 2] | Hospital | Plug Loads | REPL | 1 | 0.77865 | 0.71373 | 0.60504 | 0.51712 | 0.43349 | 0.34454 | 0.26659 | 0.38005 | 0.48047
| Computer Power Management_Com, E - Plug | Hospital | Plug Loads | RET | 0.1 | 0.097332 | 0.10196 | 0.10084 | 0.10032 | 0.10059 | 0.099455 | 0.10179 | 0.10273 | 0.10052
| Vending Machine Controls_Com, E - Plug [Non-Refrigerated] | Hospital | Plug Loads | RET | 0.1 | 0.097332 | 0.10196 | 0.10084 | 0.10032 | 0.10059 | 0.099455 | 0.10179 | 0.10273 | 0.10052
| Vending Machine Controls_Com, E - Plug [Refrigerated] | Hospital | Plug Loads | RET | 0.1 | 0.097332 | 0.10196 | 0.10084 | 0.10032 | 0.10059 | 0.099455 | 0.10179 | 0.10273 | 0.10052
| Ovens_Com, E - Cook | Hospital | Cooking | NC | 1 | 0.93833 | 0.90372 | 0.87456 | 0.82735 | 0.82156 | 0.82043 | 0.7985 | 0.79589 | 0.78609
| Ovens_Com, E - Cook | Hospital | Cooking | REPL | 1 | 0.97332 | 1.0196 | 1.0084 | 1.0032 | 1.0059 | 0.99455 | 1.0179 | 1.0273 | 1.0052
| Ovens_Com, G - Cook | Hospital |  | NC | 1 | 0.94759 | 0.91754 | 0.87973 | 0.83964 | 0.81496 | 0.80903 | 0.80762 | 0.8088 | 0.80611
| Ovens_Com, G - Cook | Hospital |  | REPL | 1 | 0.99873 | 0.99896 | 0.99218 | 0.99015 | 0.99059 | 0.99362 | 0.99739 | 1.0032 | 1.0082
| Ovens_Com, P - Cook | Hospital |  | NC | 1 | 0.93756 | 0.90356 | 0.86352 | 0.81845 | 0.7872 | 0.77324 | 0.7629 | 0.75353 | 0.74091
| Ovens_Com, P - Cook | Hospital |  | REPL | 1 | 0.98815 | 0.98374 | 0.9739 | 0.96516 | 0.95684 | 0.94967 | 0.94216 | 0.93466 | 0.92665
| Fryers_Com, E - Cook | Hospital | Cooking | NC | 1 | 0.93833 | 0.90372 | 0.87456 | 0.82735 | 0.82156 | 0.82043 | 0.7985 | 0.79589 | 0.78609
| Fryers_Com, E - Cook | Hospital | Cooking | REPL | 1 | 0.97332 | 1.0196 | 1.0084 | 1.0032 | 1.0059 | 0.99455 | 1.0179 | 1.0273 | 1.0052
| Fryers_Com, G - Cook | Hospital |  | NC | 1 | 0.94759 | 0.91754 | 0.87973 | 0.83964 | 0.81496 | 0.80903 | 0.80762 | 0.8088 | 0.80611
| Fryers_Com, G - Cook | Hospital |  | REPL | 1 | 0.99873 | 0.99896 | 0.99218 | 0.99015 | 0.99059 | 0.99362 | 0.99739 | 1.0032 | 1.0082
| Fryers_Com, P - Cook | Hospital |  | NC | 1 | 0.93756 | 0.90356 | 0.86352 | 0.81845 | 0.7872 | 0.77324 | 0.7629 | 0.75353 | 0.74091
| Fryers_Com, P - Cook | Hospital |  | REPL | 1 | 0.98815 | 0.98374 | 0.9739 | 0.96516 | 0.95684 | 0.94967 | 0.94216 | 0.93466 | 0.92665
| Griddles_Com, E - Cook | Hospital | Cooking | NC | 1 | 0.93833 | 0.90372 | 0.87456 | 0.82735 | 0.82156 | 0.82043 | 0.7985 | 0.79589 | 0.78609
| Griddles_Com, E - Cook | Hospital | Cooking | REPL | 1 | 0.97332 | 1.0196 | 1.0084 | 1.0032 | 1.0059 | 0.99455 | 1.0179 | 1.0273 | 1.0052
| Griddles_Com, G - Cook | Hospital |  | NC | 1 | 0.94759 | 0.91754 | 0.87973 | 0.83964 | 0.81496 | 0.80903 | 0.80762 | 0.8088 | 0.80611
| Griddles_Com, G - Cook | Hospital |  | REPL | 1 | 0.99873 | 0.99896 | 0.99218 | 0.99015 | 0.99059 | 0.99362 | 0.99739 | 1.0032 | 1.0082
| Griddles_Com, P - Cook | Hospital |  | NC | 1 | 0.93756 | 0.90356 | 0.86352 | 0.81845 | 0.7872 | 0.77324 | 0.7629 | 0.75353 | 0.74091
| Griddles_Com, P - Cook | Hospital |  | REPL | 1 | 0.98815 | 0.98374 | 0.9739 | 0.96516 | 0.95684 | 0.94967 | 0.94216 | 0.93466 | 0.92665
| Hot Food Holding Cabinet_Com, E - Cook | Hospital | Cooking | NC | 1 | 0.93833 | 0.90372 | 0.87456 | 0.82735 | 0.82156 | 0.82043 | 0.7985 | 0.79589 | 0.78609
| Hot Food Holding Cabinet_Com, E - Cook | Hospital | Cooking | REPL | 1 | 0.97332 | 1.0196 | 1.0084 | 1.0032 | 1.0059 | 0.99455 | 1.0179 | 1.0273 | 1.0052
| Steamers_Com, E - Cook | Hospital | Cooking | NC | 1 | 0.93833 | 0.90372 | 0.87456 | 0.82735 | 0.82156 | 0.82043 | 0.7985 | 0.79589 | 0.78609
| Steamers_Com, E - Cook | Hospital | Cooking | REPL | 1 | 0.97332 | 1.0196 | 1.0084 | 1.0032 | 1.0059 | 0.99455 | 1.0179 | 1.0273 | 1.0052
| Steamers_Com, G - Cook | Hospital |  | NC | 1 | 0.94759 | 0.91754 | 0.87973 | 0.83964 | 0.81496 | 0.80903 | 0.80762 | 0.8088 | 0.80611
| Steamers_Com, G - Cook | Hospital |  | REPL | 1 | 0.99873 | 0.99896 | 0.99218 | 0.99015 | 0.99059 | 0.99362 | 0.99739 | 1.0032 | 1.0082
| ES Refrigerator and Freezer_Com, E - Refr | Hospital | Refrigeration | NC | 1 | 0.93833 | 0.90372 | 0.87456 | 0.82735 | 0.82156 | 0.82043 | 0.7985 | 0.79589 | 0.78609
| ES Refrigerator and Freezer_Com, E - Refr | Hospital | Refrigeration | REPL | 1 | 0.97332 | 1.0196 | 1.0084 | 1.0032 | 1.0059 | 0.99455 | 1.0179 | 1.0273 | 1.0052
| Anti Sweat Heat Control_Com, E - Refr | Hospital | Refrigeration | NC | 1 | 0.93833 | 0.90372 | 0.87456 | 0.82735 | 0.82156 | 0.82043 | 0.7985 | 0.79589 | 0.78609
| Anti Sweat Heat Control_Com, E - Refr | Hospital | Refrigeration | RET | 0.1 | 0.097332 | 0.10196 | 0.10084 | 0.10032 | 0.10059 | 0.099455 | 0.10179 | 0.10273 | 0.10052
| Case Night Covers_Com, E - Refr | Hospital | Refrigeration | RET | 0.1 | 0.097332 | 0.10196 | 0.10084 | 0.10032 | 0.10059 | 0.099455 | 0.10179 | 0.10273 | 0.10052
| Loading Dock Pit Seals_Com, E - Refr | Hospital | Refrigeration | NC | 1 | 0.93833 | 0.90372 | 0.87456 | 0.82735 | 0.82156 | 0.82043 | 0.7985 | 0.79589 | 0.78609
| Loading Dock Pit Seals_Com, E - Refr | Hospital | Refrigeration | RET | 0.1 | 0.097332 | 0.10196 | 0.10084 | 0.10032 | 0.10059 | 0.099455 | 0.10179 | 0.10273 | 0.10052
| ECM Comp Cond Fan Motor_Com, E - Refr | Hospital | Refrigeration | NC | 1 | 0.93833 | 0.90372 | 0.87456 | 0.82735 | 0.82156 | 0.82043 | 0.7985 | 0.79589 | 0.78609
| ECM Comp Cond Fan Motor_Com, E - Refr | Hospital | Refrigeration | RET | 0.1 | 0.094236 | 0.095577 | 0.09152 | 0.088151 | 0.085575 | 0.081919 | 0.0966 | 0.10273 | 0.10052
| ECM Comp Cond Fan Motor_Com, E - Refr | Hospital | Refrigeration | REPL | 1 | 0.77865 | 0.71373 | 0.60504 | 0.5016 | 0.40235 | 0.29836 | 0.35782 | 0.41407 | 0.45695
| Evap Fan Motor Replacement_Com, E - Refr | Hospital | Refrigeration | NC | 1 | 0.93833 | 0.90372 | 0.87456 | 0.82735 | 0.82156 | 0.82043 | 0.7985 | 0.79589 | 0.78609
| Evap Fan Motor Replacement_Com, E - Refr | Hospital | Refrigeration | RET | 0.1 | 0.088171 | 0.083672 | 0.074964 | 0.067558 | 0.061364 | 0.054962 | 0.052289 | 0.049149 | 0.044878
| Evap Fan Motor Replacement_Com, E - Refr | Hospital | Refrigeration | REPL | 1 | 0.77865 | 0.71373 | 0.60504 | 0.5016 | 0.40235 | 0.29836 | 0.21689 | 0.1296 | 0.03943
| Evap Fan Speed Controls_Com, E - Refr | Hospital | Refrigeration | NC | 1 | 0.93833 | 0.90372 | 0.87456 | 0.82735 | 0.82156 | 0.82043 | 0.7985 | 0.79589 | 0.78609
| Evap Fan Speed Controls_Com, E - Refr | Hospital | Refrigeration | RET | 0.1 | 0.097332 | 0.10196 | 0.10084 | 0.10032 | 0.10059 | 0.099455 | 0.10179 | 0.10273 | 0.10052
| LowHeat NoHeat Doors_Com, E - Refr | Hospital | Refrigeration | NC | 1 | 0.93833 | 0.90372 | 0.87456 | 0.82735 | 0.82156 | 0.82043 | 0.7985 | 0.79589 | 0.78609
| LowHeat NoHeat Doors_Com, E - Refr | Hospital | Refrigeration | RET | 0.1 | 0.097332 | 0.10196 | 0.10084 | 0.10032 | 0.10059 | 0.099455 | 0.10179 | 0.10273 | 0.10052
| Refrigerated Vending Machine_Com, E - Refr | Hospital | Refrigeration | NC | 1 | 0.93833 | 0.90372 | 0.87456 | 0.82735 | 0.82156 | 0.82043 | 0.7985 | 0.79589 | 0.78609
| Refrigerated Vending Machine_Com, E - Refr | Hospital | Refrigeration | REPL | 1 | 0.97332 | 1.0196 | 1.0084 | 1.0032 | 1.0059 | 0.99455 | 1.0179 | 1.0273 | 1.0052
| Walk In Refrigeration_Com, E - Refr | Hospital | Refrigeration | NC | 0.7 | 0.65683 | 0.6326 | 0.61219 | 0.57915 | 0.57509 | 0.5743 | 0.55895 | 0.55712 | 0.55027
| Refrigeration Tune Up_Com, E - Refr | Hospital | Refrigeration | RET | 0.1 | 0.097332 | 0.10196 | 0.10084 | 0.10032 | 0.10059 | 0.099455 | 0.10179 | 0.10273 | 0.10052
| ES Ice Machine_Com, E - Refr | Hospital | Refrigeration | NC | 1 | 0.93833 | 0.90372 | 0.87456 | 0.82735 | 0.82156 | 0.82043 | 0.7985 | 0.79589 | 0.78609
| ES Ice Machine_Com, E - Refr | Hospital | Refrigeration | REPL | 1 | 0.97332 | 1.0196 | 1.0084 | 1.0032 | 1.0059 | 0.99455 | 1.0179 | 1.0273 | 1.0052
| Walk In Cooler Retroft_Com, E - Refr | Hospital | Refrigeration | RET | 0.07 | 0.068132 | 0.071373 | 0.070588 | 0.070224 | 0.070412 | 0.069618 | 0.071252 | 0.071911 | 0.070362
| HE Built Up Refrig_Com, E - Refr | Hospital | Refrigeration | NC | 0.7 | 0.65683 | 0.6326 | 0.61219 | 0.57915 | 0.57509 | 0.5743 | 0.55895 | 0.55712 | 0.55027
| HE Built Up Refrig_Com, E - Refr | Hospital | Refrigeration | RET | 0.07 | 0.068132 | 0.071373 | 0.070588 | 0.070224 | 0.070412 | 0.069618 | 0.071252 | 0.071911 | 0.070362
| Door Gasket Replacement_Com, E - Refr | Hospital | Refrigeration | RET | 0.1 | 0.097332 | 0.10196 | 0.10084 | 0.10032 | 0.10059 | 0.099455 | 0.10179 | 0.10273 | 0.10052
| EnergyStar Dehumidifier_Com, E - Appl | Hospital | Appliances | NC | 1 | 0.93833 | 0.90372 | 0.87456 | 0.82735 | 0.82156 | 0.82043 | 0.7985 | 0.79589 | 0.78609
| EnergyStar Dehumidifier_Com, E - Appl | Hospital | Appliances | REPL | 1 | 0.97332 | 1.0196 | 1.0084 | 1.0032 | 1.0059 | 0.99455 | 1.0179 | 1.0273 | 1.0052
| Clothes Washer Elec WH_Com, E - Appl [unit w/ elec dry - Washer] | Hospital | Appliances | NC | 1 | 0.93833 | 0.90372 | 0.87456 | 0.82735 | 0.82156 | 0.82043 | 0.80656 | 0.81205 | 0.81016
| Clothes Washer Elec WH_Com, E - Appl [unit w/ elec dry - Washer] | Hospital | Appliances | REPL | 1 | 0.97332 | 1.0196 | 1.0084 | 1.0032 | 1.0059 | 0.99455 | 1.0179 | 1.0273 | 1.0052
| Clothes Washer Elec WH_Com, E - Appl [unit w/ elec dry - Dryer] | Hospital | Appliances | NC | 1 | 0.93833 | 0.90372 | 0.87456 | 0.82735 | 0.82156 | 0.82043 | 0.80656 | 0.81205 | 0.81016
| Clothes Washer Elec WH_Com, E - Appl [unit w/ elec dry - Dryer] | Hospital | Appliances | REPL | 1 | 0.97332 | 1.0196 | 1.0084 | 1.0032 | 1.0059 | 0.99455 | 1.0179 | 1.0273 | 1.0052
| Clothes Washer Elec WH_Com, E - HWat [unit w/ elec dry - Water Heater] | Hospital | Water Heating | NC | 1 | 0.93833 | 0.90372 | 0.87456 | 0.82735 | 0.82156 | 0.82043 | 0.80656 | 0.81205 | 0.81016
| Clothes Washer Elec WH_Com, E - HWat [unit w/ elec dry - Water Heater] | Hospital | Water Heating | REPL | 1 | 0.97332 | 1.0196 | 1.0084 | 1.0032 | 1.0059 | 0.99455 | 1.0179 | 1.0273 | 1.0052
| Clothes Washer Elec WH_Com, E - Appl [unit w/ gas dry - Washer] | Hospital | Appliances | NC | 1 | 0.93833 | 0.90372 | 0.87456 | 0.82735 | 0.82156 | 0.82043 | 0.80656 | 0.81205 | 0.81016
| Clothes Washer Elec WH_Com, E - Appl [unit w/ gas dry - Washer] | Hospital | Appliances | REPL | 1 | 0.97332 | 1.0196 | 1.0084 | 1.0032 | 1.0059 | 0.99455 | 1.0179 | 1.0273 | 1.0052
| Clothes Washer Elec WH_Com, G - Oth [unit w/ gas dry - Dryer] | Hospital |  | NC | 1 | 0.94759 | 0.91754 | 0.87973 | 0.83964 | 0.81496 | 0.80903 | 0.81578 | 0.82522 | 0.83079
| Clothes Washer Elec WH_Com, G - Oth [unit w/ gas dry - Dryer] | Hospital |  | REPL | 1 | 0.99873 | 0.99896 | 0.99218 | 0.99015 | 0.99059 | 0.99362 | 0.99739 | 1.0032 | 1.0082
| Clothes Washer Elec WH_Com, E - HWat [unit w/ gas dry - Water Heater] | Hospital | Water Heating | NC | 1 | 0.93833 | 0.90372 | 0.87456 | 0.82735 | 0.82156 | 0.82043 | 0.80656 | 0.81205 | 0.81016
| Clothes Washer Elec WH_Com, E - HWat [unit w/ gas dry - Water Heater] | Hospital | Water Heating | REPL | 1 | 0.97332 | 1.0196 | 1.0084 | 1.0032 | 1.0059 | 0.99455 | 1.0179 | 1.0273 | 1.0052
| Clothes Washer Elec WH_Com, E - Appl [unit w/ propane dry - Washer] | Hospital | Appliances | NC | 1 | 0.93833 | 0.90372 | 0.87456 | 0.82735 | 0.82156 | 0.82043 | 0.80656 | 0.81205 | 0.81016
| Clothes Washer Elec WH_Com, E - Appl [unit w/ propane dry - Washer] | Hospital | Appliances | REPL | 1 | 0.97332 | 1.0196 | 1.0084 | 1.0032 | 1.0059 | 0.99455 | 1.0179 | 1.0273 | 1.0052
| Clothes Washer Elec WH_Com, E - HWat [unit w/ propane dry - Water Heater] | Hospital | Water Heating | NC | 1 | 0.93833 | 0.90372 | 0.87456 | 0.82735 | 0.82156 | 0.82043 | 0.80656 | 0.81205 | 0.81016
| Clothes Washer Elec WH_Com, E - HWat [unit w/ propane dry - Water Heater] | Hospital | Water Heating | REPL | 1 | 0.97332 | 1.0196 | 1.0084 | 1.0032 | 1.0059 | 0.99455 | 1.0179 | 1.0273 | 1.0052
| Clothes Washer Gas WH_Com, E - Appl [unit w/ elec dry - Washer] | Hospital | Appliances | NC | 1 | 0.93833 | 0.90372 | 0.87456 | 0.82735 | 0.82156 | 0.82043 | 0.80656 | 0.81205 | 0.81016
| Clothes Washer Gas WH_Com, E - Appl [unit w/ elec dry - Washer] | Hospital | Appliances | REPL | 1 | 0.97332 | 1.0196 | 1.0084 | 1.0032 | 1.0059 | 0.99455 | 1.0179 | 1.0273 | 1.0052
| Clothes Washer Gas WH_Com, E - Appl [unit w/ elec dry - Dryer] | Hospital | Appliances | NC | 1 | 0.93833 | 0.90372 | 0.87456 | 0.82735 | 0.82156 | 0.82043 | 0.80656 | 0.81205 | 0.81016
| Clothes Washer Gas WH_Com, E - Appl [unit w/ elec dry - Dryer] | Hospital | Appliances | REPL | 1 | 0.97332 | 1.0196 | 1.0084 | 1.0032 | 1.0059 | 0.99455 | 1.0179 | 1.0273 | 1.0052
| Clothes Washer Gas WH_Com, G - HWat [unit w/ elec dry - Water Heater] | Hospital |  | NC | 1 | 0.94759 | 0.91754 | 0.87973 | 0.83964 | 0.81496 | 0.80903 | 0.81578 | 0.82522 | 0.83079
| Clothes Washer Gas WH_Com, G - HWat [unit w/ elec dry - Water Heater] | Hospital |  | REPL | 1 | 0.99873 | 0.99896 | 0.99218 | 0.99015 | 0.99059 | 0.99362 | 0.99739 | 1.0032 | 1.0082
| Clothes Washer Gas WH_Com, E - Appl [unit w/ gas dry - Washer] | Hospital | Appliances | NC | 1 | 0.93833 | 0.90372 | 0.87456 | 0.82735 | 0.82156 | 0.82043 | 0.80656 | 0.81205 | 0.81016
| Clothes Washer Gas WH_Com, E - Appl [unit w/ gas dry - Washer] | Hospital | Appliances | REPL | 1 | 0.97332 | 1.0196 | 1.0084 | 1.0032 | 1.0059 | 0.99455 | 1.0179 | 1.0273 | 1.0052
| Clothes Washer Gas WH_Com, G - Oth [unit w/ gas dry - Dryer] | Hospital |  | NC | 1 | 0.94759 | 0.91754 | 0.87973 | 0.83964 | 0.81496 | 0.80903 | 0.81578 | 0.82522 | 0.83079
| Clothes Washer Gas WH_Com, G - Oth [unit w/ gas dry - Dryer] | Hospital |  | REPL | 1 | 0.99873 | 0.99896 | 0.99218 | 0.99015 | 0.99059 | 0.99362 | 0.99739 | 1.0032 | 1.0082
| Clothes Washer Gas WH_Com, G - HWat [unit w/ gas dry - Water Heater] | Hospital |  | NC | 1 | 0.94759 | 0.91754 | 0.87973 | 0.83964 | 0.81496 | 0.80903 | 0.81578 | 0.82522 | 0.83079
| Clothes Washer Gas WH_Com, G - HWat [unit w/ gas dry - Water Heater] | Hospital |  | REPL | 1 | 0.99873 | 0.99896 | 0.99218 | 0.99015 | 0.99059 | 0.99362 | 0.99739 | 1.0032 | 1.0082
| Clothes Washer Gas WH_Com, E - Appl [unit w/ propane dry - Washer] | Hospital | Appliances | NC | 1 | 0.93833 | 0.90372 | 0.87456 | 0.82735 | 0.82156 | 0.82043 | 0.80656 | 0.81205 | 0.81016
| Clothes Washer Gas WH_Com, E - Appl [unit w/ propane dry - Washer] | Hospital | Appliances | REPL | 1 | 0.97332 | 1.0196 | 1.0084 | 1.0032 | 1.0059 | 0.99455 | 1.0179 | 1.0273 | 1.0052
| Clothes Washer Gas WH_Com, G - HWat [unit w/ propane dry - Water Heater] | Hospital |  | NC | 1 | 0.94759 | 0.91754 | 0.87973 | 0.83964 | 0.81496 | 0.80903 | 0.81578 | 0.82522 | 0.83079
| Clothes Washer Gas WH_Com, G - HWat [unit w/ propane dry - Water Heater] | Hospital |  | REPL | 1 | 0.99873 | 0.99896 | 0.99218 | 0.99015 | 0.99059 | 0.99362 | 0.99739 | 1.0032 | 1.0082
| Clothes Washer Oil WH_Com, E - Appl [unit w/ elec dry - Washer] | Hospital | Appliances | NC | 1 | 0.93833 | 0.90372 | 0.87456 | 0.82735 | 0.82156 | 0.82043 | 0.80656 | 0.81205 | 0.81016
| Clothes Washer Oil WH_Com, E - Appl [unit w/ elec dry - Washer] | Hospital | Appliances | REPL | 1 | 0.97332 | 1.0196 | 1.0084 | 1.0032 | 1.0059 | 0.99455 | 1.0179 | 1.0273 | 1.0052
| Clothes Washer Oil WH_Com, E - Appl [unit w/ elec dry - Dryer] | Hospital | Appliances | NC | 1 | 0.93833 | 0.90372 | 0.87456 | 0.82735 | 0.82156 | 0.82043 | 0.80656 | 0.81205 | 0.81016
| Clothes Washer Oil WH_Com, E - Appl [unit w/ elec dry - Dryer] | Hospital | Appliances | REPL | 1 | 0.97332 | 1.0196 | 1.0084 | 1.0032 | 1.0059 | 0.99455 | 1.0179 | 1.0273 | 1.0052
| Clothes Washer Oil WH_Com, O - HWat [unit w/ elec dry - Water Heater] | Hospital |  | NC | 1 | 0.93756 | 0.90356 | 0.86352 | 0.81845 | 0.7872 | 0.77324 | 0.7706 | 0.76883 | 0.76359
| Clothes Washer Oil WH_Com, O - HWat [unit w/ elec dry - Water Heater] | Hospital |  | REPL | 1 | 0.98815 | 0.98374 | 0.9739 | 0.96516 | 0.95684 | 0.94967 | 0.94216 | 0.93466 | 0.92665
| Clothes Washer Oil WH_Com, E - Appl [unit w/ gas dry - Washer] | Hospital | Appliances | NC | 1 | 0.93833 | 0.90372 | 0.87456 | 0.82735 | 0.82156 | 0.82043 | 0.80656 | 0.81205 | 0.81016
| Clothes Washer Oil WH_Com, E - Appl [unit w/ gas dry - Washer] | Hospital | Appliances | REPL | 1 | 0.97332 | 1.0196 | 1.0084 | 1.0032 | 1.0059 | 0.99455 | 1.0179 | 1.0273 | 1.0052
| Clothes Washer Oil WH_Com, G - Oth [unit w/ gas dry - Dryer] | Hospital |  | NC | 1 | 0.94759 | 0.91754 | 0.87973 | 0.83964 | 0.81496 | 0.80903 | 0.81578 | 0.82522 | 0.83079
| Clothes Washer Oil WH_Com, G - Oth [unit w/ gas dry - Dryer] | Hospital |  | REPL | 1 | 0.99873 | 0.99896 | 0.99218 | 0.99015 | 0.99059 | 0.99362 | 0.99739 | 1.0032 | 1.0082
| Clothes Washer Oil WH_Com, O - HWat [unit w/ gas dry - Water Heater] | Hospital |  | NC | 1 | 0.93756 | 0.90356 | 0.86352 | 0.81845 | 0.7872 | 0.77324 | 0.7706 | 0.76883 | 0.76359
| Clothes Washer Oil WH_Com, O - HWat [unit w/ gas dry - Water Heater] | Hospital |  | REPL | 1 | 0.98815 | 0.98374 | 0.9739 | 0.96516 | 0.95684 | 0.94967 | 0.94216 | 0.93466 | 0.92665
| Clothes Washer Oil WH_Com, E - Appl [unit w/ propane dry - Washer] | Hospital | Appliances | NC | 1 | 0.93833 | 0.90372 | 0.87456 | 0.82735 | 0.82156 | 0.82043 | 0.80656 | 0.81205 | 0.81016
| Clothes Washer Oil WH_Com, E - Appl [unit w/ propane dry - Washer] | Hospital | Appliances | REPL | 1 | 0.97332 | 1.0196 | 1.0084 | 1.0032 | 1.0059 | 0.99455 | 1.0179 | 1.0273 | 1.0052
| Clothes Washer Oil WH_Com, O - HWat [unit w/ propane dry - Water Heater] | Hospital |  | NC | 1 | 0.93756 | 0.90356 | 0.86352 | 0.81845 | 0.7872 | 0.77324 | 0.7706 | 0.76883 | 0.76359
| Clothes Washer Oil WH_Com, O - HWat [unit w/ propane dry - Water Heater] | Hospital |  | REPL | 1 | 0.98815 | 0.98374 | 0.9739 | 0.96516 | 0.95684 | 0.94967 | 0.94216 | 0.93466 | 0.92665
| Clothes Washer Propane WH_Com, E - Appl [unit w/ elec dry - Washer] | Hospital | Appliances | NC | 1 | 0.93833 | 0.90372 | 0.87456 | 0.82735 | 0.82156 | 0.82043 | 0.80656 | 0.81205 | 0.81016
| Clothes Washer Propane WH_Com, E - Appl [unit w/ elec dry - Washer] | Hospital | Appliances | REPL | 1 | 0.97332 | 1.0196 | 1.0084 | 1.0032 | 1.0059 | 0.99455 | 1.0179 | 1.0273 | 1.0052
| Clothes Washer Propane WH_Com, E - Appl [unit w/ elec dry - Dryer] | Hospital | Appliances | NC | 1 | 0.93833 | 0.90372 | 0.87456 | 0.82735 | 0.82156 | 0.82043 | 0.80656 | 0.81205 | 0.81016
| Clothes Washer Propane WH_Com, E - Appl [unit w/ elec dry - Dryer] | Hospital | Appliances | REPL | 1 | 0.97332 | 1.0196 | 1.0084 | 1.0032 | 1.0059 | 0.99455 | 1.0179 | 1.0273 | 1.0052
| Clothes Washer Propane WH_Com, P - HWat [unit w/ elec dry - Water Heater] | Hospital |  | NC | 1 | 0.93756 | 0.90356 | 0.86352 | 0.81845 | 0.7872 | 0.77324 | 0.7706 | 0.76883 | 0.76359
| Clothes Washer Propane WH_Com, P - HWat [unit w/ elec dry - Water Heater] | Hospital |  | REPL | 1 | 0.98815 | 0.98374 | 0.9739 | 0.96516 | 0.95684 | 0.94967 | 0.94216 | 0.93466 | 0.92665
| Clothes Washer Propane WH_Com, E - Appl [unit w/ gas dry - Washer] | Hospital | Appliances | NC | 1 | 0.93833 | 0.90372 | 0.87456 | 0.82735 | 0.82156 | 0.82043 | 0.80656 | 0.81205 | 0.81016
| Clothes Washer Propane WH_Com, E - Appl [unit w/ gas dry - Washer] | Hospital | Appliances | REPL | 1 | 0.97332 | 1.0196 | 1.0084 | 1.0032 | 1.0059 | 0.99455 | 1.0179 | 1.0273 | 1.0052
| Clothes Washer Propane WH_Com, G - Oth [unit w/ gas dry - Dryer] | Hospital |  | NC | 1 | 0.94759 | 0.91754 | 0.87973 | 0.83964 | 0.81496 | 0.80903 | 0.81578 | 0.82522 | 0.83079
| Clothes Washer Propane WH_Com, G - Oth [unit w/ gas dry - Dryer] | Hospital |  | REPL | 1 | 0.99873 | 0.99896 | 0.99218 | 0.99015 | 0.99059 | 0.99362 | 0.99739 | 1.0032 | 1.0082
| Clothes Washer Propane WH_Com, P - HWat [unit w/ gas dry - Water Heater] | Hospital |  | NC | 1 | 0.93756 | 0.90356 | 0.86352 | 0.81845 | 0.7872 | 0.77324 | 0.7706 | 0.76883 | 0.76359
| Clothes Washer Propane WH_Com, P - HWat [unit w/ gas dry - Water Heater] | Hospital |  | REPL | 1 | 0.98815 | 0.98374 | 0.9739 | 0.96516 | 0.95684 | 0.94967 | 0.94216 | 0.93466 | 0.92665
| Clothes Washer Propane WH_Com, E - Appl [unit w/ propane dry - Washer] | Hospital | Appliances | NC | 1 | 0.93833 | 0.90372 | 0.87456 | 0.82735 | 0.82156 | 0.82043 | 0.80656 | 0.81205 | 0.81016
| Clothes Washer Propane WH_Com, E - Appl [unit w/ propane dry - Washer] | Hospital | Appliances | REPL | 1 | 0.97332 | 1.0196 | 1.0084 | 1.0032 | 1.0059 | 0.99455 | 1.0179 | 1.0273 | 1.0052
| Clothes Washer Propane WH_Com, P - HWat [unit w/ propane dry - Water Heater] | Hospital |  | NC | 1 | 0.93756 | 0.90356 | 0.86352 | 0.81845 | 0.7872 | 0.77324 | 0.7706 | 0.76883 | 0.76359
| Clothes Washer Propane WH_Com, P - HWat [unit w/ propane dry - Water Heater] | Hospital |  | REPL | 1 | 0.98815 | 0.98374 | 0.9739 | 0.96516 | 0.95684 | 0.94967 | 0.94216 | 0.93466 | 0.92665
| Ozone Laundry_Com, E - HWat | Hospital | Water Heating | RET | 0.1 | 0.097332 | 0.10196 | 0.10084 | 0.10032 | 0.10059 | 0.099455 | 0.10179 | 0.10273 | 0.10052
| Ozone Laundry_Com, G - HWat | Hospital |  | RET | 0.1 | 0.099873 | 0.099896 | 0.099218 | 0.099015 | 0.099059 | 0.099362 | 0.099739 | 0.10032 | 0.10082
| Ozone Laundry_Com, O - HWat | Hospital |  | RET | 0.1 | 0.098815 | 0.098374 | 0.09739 | 0.096516 | 0.095684 | 0.094967 | 0.094216 | 0.093466 | 0.092665
| Ozone Laundry_Com, P - HWat | Hospital |  | RET | 0.1 | 0.098815 | 0.098374 | 0.09739 | 0.096516 | 0.095684 | 0.094967 | 0.094216 | 0.093466 | 0.092665
| Dishwasher_Com, E - Appl [Building w elec WH] | Hospital | Appliances | NC | 1 | 0.93833 | 0.90372 | 0.87456 | 0.82735 | 0.82156 | 0.82043 | 0.7985 | 0.79589 | 0.78609
| Dishwasher_Com, E - Appl [Building w elec WH] | Hospital | Appliances | REPL | 1 | 0.97332 | 1.0196 | 1.0084 | 1.0032 | 1.0059 | 0.99455 | 1.0179 | 1.0273 | 1.0052
| Dishwasher_Com, E - HWat [Building w elec WH] | Hospital | Water Heating | NC | 1 | 0.93833 | 0.90372 | 0.87456 | 0.82735 | 0.82156 | 0.82043 | 0.7985 | 0.79589 | 0.78609
| Dishwasher_Com, E - HWat [Building w elec WH] | Hospital | Water Heating | REPL | 1 | 0.97332 | 1.0196 | 1.0084 | 1.0032 | 1.0059 | 0.99455 | 1.0179 | 1.0273 | 1.0052
| Dishwasher_Com, E - Appl [Building w gas WH] | Hospital | Appliances | NC | 1 | 0.93833 | 0.90372 | 0.87456 | 0.82735 | 0.82156 | 0.82043 | 0.7985 | 0.79589 | 0.78609
| Dishwasher_Com, E - Appl [Building w gas WH] | Hospital | Appliances | REPL | 1 | 0.97332 | 1.0196 | 1.0084 | 1.0032 | 1.0059 | 0.99455 | 1.0179 | 1.0273 | 1.0052
| Dishwasher_Com, G - HWat [Building w gas WH] | Hospital |  | NC | 1 | 0.94759 | 0.91754 | 0.87973 | 0.83964 | 0.81496 | 0.80903 | 0.80762 | 0.8088 | 0.80611
| Dishwasher_Com, G - HWat [Building w gas WH] | Hospital |  | REPL | 1 | 0.99873 | 0.99896 | 0.99218 | 0.99015 | 0.99059 | 0.99362 | 0.99739 | 1.0032 | 1.0082
| Dishwasher_Com, E - Appl [Building w oil WH] | Hospital | Appliances | NC | 1 | 0.93833 | 0.90372 | 0.87456 | 0.82735 | 0.82156 | 0.82043 | 0.7985 | 0.79589 | 0.78609
| Dishwasher_Com, E - Appl [Building w oil WH] | Hospital | Appliances | REPL | 1 | 0.97332 | 1.0196 | 1.0084 | 1.0032 | 1.0059 | 0.99455 | 1.0179 | 1.0273 | 1.0052
| Dishwasher_Com, O - HWat [Building w oil WH] | Hospital |  | NC | 1 | 0.93756 | 0.90356 | 0.86352 | 0.81845 | 0.7872 | 0.77324 | 0.7629 | 0.75353 | 0.74091
| Dishwasher_Com, O - HWat [Building w oil WH] | Hospital |  | REPL | 1 | 0.98815 | 0.98374 | 0.9739 | 0.96516 | 0.95684 | 0.94967 | 0.94216 | 0.93466 | 0.92665
| Dishwasher_Com, E - Appl [Building w propane WH] | Hospital | Appliances | NC | 1 | 0.93833 | 0.90372 | 0.87456 | 0.82735 | 0.82156 | 0.82043 | 0.7985 | 0.79589 | 0.78609
| Dishwasher_Com, E - Appl [Building w propane WH] | Hospital | Appliances | REPL | 1 | 0.97332 | 1.0196 | 1.0084 | 1.0032 | 1.0059 | 0.99455 | 1.0179 | 1.0273 | 1.0052
| Dishwasher_Com, P - HWat [Building w propane WH] | Hospital |  | NC | 1 | 0.93756 | 0.90356 | 0.86352 | 0.81845 | 0.7872 | 0.77324 | 0.7629 | 0.75353 | 0.74091
| Dishwasher_Com, P - HWat [Building w propane WH] | Hospital |  | REPL | 1 | 0.98815 | 0.98374 | 0.9739 | 0.96516 | 0.95684 | 0.94967 | 0.94216 | 0.93466 | 0.92665
| Faucet Aerator_Com, E - HWat | Hospital | Water Heating | RET | 0.1 | 0.097332 | 0.10196 | 0.10084 | 0.10032 | 0.10059 | 0.099455 | 0.10179 | 0.10273 | 0.10052
| Faucet Aerator_Com, G - HWat | Hospital |  | RET | 0.1 | 0.099873 | 0.099896 | 0.099218 | 0.099015 | 0.099059 | 0.099362 | 0.099739 | 0.10032 | 0.10082
| Faucet Aerator_Com, O - HWat | Hospital |  | RET | 0.1 | 0.098815 | 0.098374 | 0.09739 | 0.096516 | 0.095684 | 0.094967 | 0.094216 | 0.093466 | 0.092665
| Faucet Aerator_Com, P - HWat | Hospital |  | RET | 0.1 | 0.098815 | 0.098374 | 0.09739 | 0.096516 | 0.095684 | 0.094967 | 0.094216 | 0.093466 | 0.092665
| Heat Pump Water Heater_Com, E - HWat | Hospital | Water Heating | NC | 0.9 | 0.8445 | 0.81335 | 0.7871 | 0.74462 | 0.73941 | 0.73839 | 0.71865 | 0.7163 | 0.70748
| Heat Pump Water Heater_Com, E - HWat | Hospital | Water Heating | RET | 0.09 | 0.079102 | 0.074826 | 0.066825 | 0.060032 | 0.055259 | 0.050231 | 0.04734 | 0.044068 | 0.039841
| Heat Pump Water Heater_Com, E - HWat | Hospital | Water Heating | REPL | 0.9 | 0.70079 | 0.64235 | 0.54454 | 0.45144 | 0.37117 | 0.28643 | 0.2107 | 0.12944 | 0.045233
| FF Storage Water Heater_Com, G - HWat | Hospital |  | NC | 1 | 0.94759 | 0.91754 | 0.87973 | 0.83964 | 0.81496 | 0.80903 | 0.80762 | 0.8088 | 0.80611
| FF Storage Water Heater_Com, G - HWat | Hospital |  | RET | 0.1 | 0.093051 | 0.086716 | 0.080245 | 0.074611 | 0.069546 | 0.064994 | 0.06781 | 0.070615 | 0.07322
| FF Storage Water Heater_Com, G - HWat | Hospital |  | REPL | 1 | 0.79898 | 0.69928 | 0.59531 | 0.49508 | 0.39624 | 0.29809 | 0.26974 | 0.24166 | 0.21306
| FF Storage Water Heater_Com, O - HWat | Hospital |  | NC | 1 | 0.93756 | 0.90356 | 0.86352 | 0.81845 | 0.7872 | 0.77324 | 0.7629 | 0.75353 | 0.74091
| FF Storage Water Heater_Com, O - HWat | Hospital |  | RET | 0.1 | 0.092066 | 0.085395 | 0.078766 | 0.072728 | 0.067176 | 0.062119 | 0.064055 | 0.065789 | 0.067297
| FF Storage Water Heater_Com, O - HWat | Hospital |  | REPL | 1 | 0.79052 | 0.68862 | 0.58434 | 0.48258 | 0.38274 | 0.2849 | 0.2548 | 0.22514 | 0.19582
| FF Storage Water Heater_Com, P - HWat | Hospital |  | NC | 1 | 0.93756 | 0.90356 | 0.86352 | 0.81845 | 0.7872 | 0.77324 | 0.7629 | 0.75353 | 0.74091
| FF Storage Water Heater_Com, P - HWat | Hospital |  | RET | 0.1 | 0.092066 | 0.085395 | 0.078766 | 0.072728 | 0.067176 | 0.062119 | 0.064055 | 0.065789 | 0.067297
| FF Storage Water Heater_Com, P - HWat | Hospital |  | REPL | 1 | 0.79052 | 0.68862 | 0.58434 | 0.48258 | 0.38274 | 0.2849 | 0.2548 | 0.22514 | 0.19582
| FF Instantaneous Water Heater_Com, G - HWat | Hospital |  | NC | 1 | 0.94759 | 0.91754 | 0.87973 | 0.83964 | 0.81496 | 0.80903 | 0.80762 | 0.8088 | 0.80611
| FF Instantaneous Water Heater_Com, G - HWat | Hospital |  | RET | 0.1 | 0.093051 | 0.086716 | 0.080245 | 0.074611 | 0.069546 | 0.064994 | 0.060785 | 0.056964 | 0.053336
| FF Instantaneous Water Heater_Com, G - HWat | Hospital |  | REPL | 1 | 0.79898 | 0.69928 | 0.59531 | 0.49508 | 0.39624 | 0.29809 | 0.19948 | 0.10032 | 1.3992e-16
| FF Instantaneous Water Heater_Com, O - HWat | Hospital |  | NC | 1 | 0.93756 | 0.90356 | 0.86352 | 0.81845 | 0.7872 | 0.77324 | 0.7629 | 0.75353 | 0.74091
| FF Instantaneous Water Heater_Com, O - HWat | Hospital |  | RET | 0.1 | 0.092066 | 0.085395 | 0.078766 | 0.072728 | 0.067176 | 0.062119 | 0.057418 | 0.053071 | 0.049022
| FF Instantaneous Water Heater_Com, O - HWat | Hospital |  | REPL | 1 | 0.79052 | 0.68862 | 0.58434 | 0.48258 | 0.38274 | 0.2849 | 0.18843 | 0.093466 | 1.286e-16
| FF Instantaneous Water Heater_Com, P - HWat | Hospital |  | NC | 1 | 0.93756 | 0.90356 | 0.86352 | 0.81845 | 0.7872 | 0.77324 | 0.7629 | 0.75353 | 0.74091
| FF Instantaneous Water Heater_Com, P - HWat | Hospital |  | RET | 0.1 | 0.092066 | 0.085395 | 0.078766 | 0.072728 | 0.067176 | 0.062119 | 0.057418 | 0.053071 | 0.049022
| FF Instantaneous Water Heater_Com, P - HWat | Hospital |  | REPL | 1 | 0.79052 | 0.68862 | 0.58434 | 0.48258 | 0.38274 | 0.2849 | 0.18843 | 0.093466 | 1.286e-16
| Clothes Dryer_Com, E - Appl | Hospital | Appliances | NC | 1 | 0.93833 | 0.90372 | 0.87456 | 0.82735 | 0.82156 | 0.82043 | 0.7985 | 0.79589 | 0.78609
| Clothes Dryer_Com, E - Appl | Hospital | Appliances | RET | 0.1 | 0.08807 | 0.08348 | 0.074706 | 0.067249 | 0.061013 | 0.054585 | 0.051725 | 0.048421 | 0.044029
| Clothes Dryer_Com, E - Appl | Hospital | Appliances | REPL | 1 | 0.77865 | 0.71373 | 0.60504 | 0.5016 | 0.40235 | 0.29836 | 0.21532 | 0.12643 | 0.03479
| Clothes Dryer_Com, G - Oth | Hospital |  | NC | 1 | 0.94759 | 0.91754 | 0.87973 | 0.83964 | 0.81496 | 0.80903 | 0.80762 | 0.8088 | 0.80611
| Clothes Dryer_Com, G - Oth | Hospital |  | RET | 0.1 | 0.090369 | 0.08179 | 0.073504 | 0.066374 | 0.060085 | 0.054534 | 0.050683 | 0.047286 | 0.044161
| Clothes Dryer_Com, G - Oth | Hospital |  | REPL | 1 | 0.79898 | 0.69928 | 0.59531 | 0.49508 | 0.39624 | 0.29809 | 0.21099 | 0.12347 | 0.034894
| Pnemautic to DDC_Com, E - TotE [Building w Elec Heat] | Hospital | Total Electric | RET | 0.1 | 0.097332 | 0.10196 | 0.10084 | 0.10032 | 0.10059 | 0.099455 | 0.10179 | 0.10273 | 0.10052
| Pnemautic to DDC_Com, E - TotE [Building w Gas Heat] | Hospital | Total Electric | RET | 0.1 | 0.097332 | 0.10196 | 0.10084 | 0.10032 | 0.10059 | 0.099455 | 0.10179 | 0.10273 | 0.10052
| Pnemautic to DDC_Com, G - TotF [Building w Gas Heat] | Hospital |  | RET | 0.1 | 0.099873 | 0.099896 | 0.099218 | 0.099015 | 0.099059 | 0.099362 | 0.099739 | 0.10032 | 0.10082
| Pnemautic to DDC_Com, E - TotE [Building w Oil Heat] | Hospital | Total Electric | RET | 0.1 | 0.097332 | 0.10196 | 0.10084 | 0.10032 | 0.10059 | 0.099455 | 0.10179 | 0.10273 | 0.10052
| Pnemautic to DDC_Com, O - TotF [Building w Oil Heat] | Hospital |  | RET | 0.1 | 0.098815 | 0.098374 | 0.09739 | 0.096516 | 0.095684 | 0.094967 | 0.094216 | 0.093466 | 0.092665
| Pnemautic to DDC_Com, E - TotE [Building w Propane Heat] | Hospital | Total Electric | RET | 0.1 | 0.097332 | 0.10196 | 0.10084 | 0.10032 | 0.10059 | 0.099455 | 0.10179 | 0.10273 | 0.10052
| Pnemautic to DDC_Com, P - TotF [Building w Propane Heat] | Hospital |  | RET | 0.1 | 0.098815 | 0.098374 | 0.09739 | 0.096516 | 0.095684 | 0.094967 | 0.094216 | 0.093466 | 0.092665
| Data Center_Com, E - TotE [Building w Elec Heat] | Hospital | Total Electric | NC | 1 | 0.93833 | 0.90372 | 0.87456 | 0.82735 | 0.82156 | 0.82043 | 0.7985 | 0.79589 | 0.78609
| Data Center_Com, E - TotE [Building w Elec Heat] | Hospital | Total Electric | RET | 0.1 | 0.097332 | 0.10196 | 0.10084 | 0.10032 | 0.10059 | 0.099455 | 0.10179 | 0.10273 | 0.10052
| Data Center_Com, E - TotE [Building w Gas Heat] | Hospital | Total Electric | NC | 1 | 0.93833 | 0.90372 | 0.87456 | 0.82735 | 0.82156 | 0.82043 | 0.7985 | 0.79589 | 0.78609
| Data Center_Com, E - TotE [Building w Gas Heat] | Hospital | Total Electric | RET | 0.1 | 0.097332 | 0.10196 | 0.10084 | 0.10032 | 0.10059 | 0.099455 | 0.10179 | 0.10273 | 0.10052
| Data Center_Com, G - TotF [Building w Gas Heat] | Hospital |  | NC | 1 | 0.94759 | 0.91754 | 0.87973 | 0.83964 | 0.81496 | 0.80903 | 0.80762 | 0.8088 | 0.80611
| Data Center_Com, G - TotF [Building w Gas Heat] | Hospital |  | RET | 0.1 | 0.099873 | 0.099896 | 0.099218 | 0.099015 | 0.099059 | 0.099362 | 0.099739 | 0.10032 | 0.10082
| Data Center_Com, E - TotE [Building w Oil Heat] | Hospital | Total Electric | NC | 1 | 0.93833 | 0.90372 | 0.87456 | 0.82735 | 0.82156 | 0.82043 | 0.7985 | 0.79589 | 0.78609
| Data Center_Com, E - TotE [Building w Oil Heat] | Hospital | Total Electric | RET | 0.1 | 0.097332 | 0.10196 | 0.10084 | 0.10032 | 0.10059 | 0.099455 | 0.10179 | 0.10273 | 0.10052
| Data Center_Com, O - TotF [Building w Oil Heat] | Hospital |  | NC | 1 | 0.93756 | 0.90356 | 0.86352 | 0.81845 | 0.7872 | 0.77324 | 0.7629 | 0.75353 | 0.74091
| Data Center_Com, O - TotF [Building w Oil Heat] | Hospital |  | RET | 0.1 | 0.098815 | 0.098374 | 0.09739 | 0.096516 | 0.095684 | 0.094967 | 0.094216 | 0.093466 | 0.092665
| Data Center_Com, E - TotE [Building w Propane Heat] | Hospital | Total Electric | NC | 1 | 0.93833 | 0.90372 | 0.87456 | 0.82735 | 0.82156 | 0.82043 | 0.7985 | 0.79589 | 0.78609
| Data Center_Com, E - TotE [Building w Propane Heat] | Hospital | Total Electric | RET | 0.1 | 0.097332 | 0.10196 | 0.10084 | 0.10032 | 0.10059 | 0.099455 | 0.10179 | 0.10273 | 0.10052
| Data Center_Com, P - TotF [Building w Propane Heat] | Hospital |  | NC | 1 | 0.93756 | 0.90356 | 0.86352 | 0.81845 | 0.7872 | 0.77324 | 0.7629 | 0.75353 | 0.74091
| Data Center_Com, P - TotF [Building w Propane Heat] | Hospital |  | RET | 0.1 | 0.098815 | 0.098374 | 0.09739 | 0.096516 | 0.095684 | 0.094967 | 0.094216 | 0.093466 | 0.092665
| RCx_Com, E - TotE [Building w Elec Heat] | Hospital | Total Electric | RET | 0.05 | 0.048666 | 0.05098 | 0.05042 | 0.05016 | 0.050294 | 0.049727 | 0.050895 | 0.051365 | 0.050259
| RCx_Com, E - TotE [Building w Gas Heat] | Hospital | Total Electric | RET | 0.05 | 0.048666 | 0.05098 | 0.05042 | 0.05016 | 0.050294 | 0.049727 | 0.050895 | 0.051365 | 0.050259
| RCx_Com, G - TotF [Building w Gas Heat] | Hospital |  | RET | 0.05 | 0.049936 | 0.049948 | 0.049609 | 0.049508 | 0.04953 | 0.049681 | 0.04987 | 0.050161 | 0.05041
| RCx_Com, E - TotE [Building w Oil Heat] | Hospital | Total Electric | RET | 0.05 | 0.048666 | 0.05098 | 0.05042 | 0.05016 | 0.050294 | 0.049727 | 0.050895 | 0.051365 | 0.050259
| RCx_Com, O - TotF [Building w Oil Heat] | Hospital |  | RET | 0.05 | 0.049408 | 0.049187 | 0.048695 | 0.048258 | 0.047842 | 0.047483 | 0.047108 | 0.046733 | 0.046332
| RCx_Com, E - TotE [Building w Propane Heat] | Hospital | Total Electric | RET | 0.05 | 0.048666 | 0.05098 | 0.05042 | 0.05016 | 0.050294 | 0.049727 | 0.050895 | 0.051365 | 0.050259
| RCx_Com, P - TotF [Building w Propane Heat] | Hospital |  | RET | 0.05 | 0.049408 | 0.049187 | 0.048695 | 0.048258 | 0.047842 | 0.047483 | 0.047108 | 0.046733 | 0.046332
| Commissioning_Com, E - TotE [Building w Elec Heat] | Hospital | Total Electric | NC | 0 | 0 | 0 | 0 | 0 | 0 | 0 | 0 | 0 | 0
| Commissioning_Com, E - TotE [Building w Gas Heat] | Hospital | Total Electric | NC | 0 | 0 | 0 | 0 | 0 | 0 | 0 | 0 | 0 | 0
| Commissioning_Com, G - TotF [Building w Gas Heat] | Hospital |  | NC | 0 | 0 | 0 | 0 | 0 | 0 | 0 | 0 | 0 | 0
| Commissioning_Com, E - TotE [Building w Oil Heat] | Hospital | Total Electric | NC | 0 | 0 | 0 | 0 | 0 | 0 | 0 | 0 | 0 | 0
| Commissioning_Com, O - TotF [Building w Oil Heat] | Hospital |  | NC | 0 | 0 | 0 | 0 | 0 | 0 | 0 | 0 | 0 | 0
| Commissioning_Com, E - TotE [Building w Propane Heat] | Hospital | Total Electric | NC | 0 | 0 | 0 | 0 | 0 | 0 | 0 | 0 | 0 | 0
| Commissioning_Com, P - TotF [Building w Propane Heat] | Hospital |  | NC | 0 | 0 | 0 | 0 | 0 | 0 | 0 | 0 | 0 | 0
| Integrated Building Design_Com, E - TotE [Building w Elec Heat] | Hospital | Total Electric | NC | 0.1 | 0.093833 | 0.090372 | 0.087456 | 0.082735 | 0.082156 | 0.082043 | 0.07985 | 0.079589 | 0.078609
| Integrated Building Design_Com, E - TotE [Building w Gas Heat] | Hospital | Total Electric | NC | 0.1 | 0.093833 | 0.090372 | 0.087456 | 0.082735 | 0.082156 | 0.082043 | 0.07985 | 0.079589 | 0.078609
| Integrated Building Design_Com, G - TotF [Building w Gas Heat] | Hospital |  | NC | 0.1 | 0.094759 | 0.091754 | 0.087973 | 0.083964 | 0.081496 | 0.080903 | 0.080762 | 0.08088 | 0.080611
| Integrated Building Design_Com, E - TotE [Building w Oil Heat] | Hospital | Total Electric | NC | 0.1 | 0.093833 | 0.090372 | 0.087456 | 0.082735 | 0.082156 | 0.082043 | 0.07985 | 0.079589 | 0.078609
| Integrated Building Design_Com, O - TotF [Building w Oil Heat] | Hospital |  | NC | 0.1 | 0.093756 | 0.090356 | 0.086352 | 0.081845 | 0.07872 | 0.077324 | 0.07629 | 0.075353 | 0.074091
| Integrated Building Design_Com, E - TotE [Building w Propane Heat] | Hospital | Total Electric | NC | 0.1 | 0.093833 | 0.090372 | 0.087456 | 0.082735 | 0.082156 | 0.082043 | 0.07985 | 0.079589 | 0.078609
| Integrated Building Design_Com, P - TotF [Building w Propane Heat] | Hospital |  | NC | 0.1 | 0.093756 | 0.090356 | 0.086352 | 0.081845 | 0.07872 | 0.077324 | 0.07629 | 0.075353 | 0.074091
| Deep Energy Retrofit_Com, E - TotE [Building w Elec Heat] | Hospital | Total Electric | RET | 0.01 | 0.0097332 | 0.010196 | 0.010084 | 0.010032 | 0.010059 | 0.0099455 | 0.010179 | 0.010273 | 0.010052
| Deep Energy Retrofit_Com, E - TotE [Building w Gas Heat] | Hospital | Total Electric | RET | 0.01 | 0.0097332 | 0.010196 | 0.010084 | 0.010032 | 0.010059 | 0.0099455 | 0.010179 | 0.010273 | 0.010052
| Deep Energy Retrofit_Com, G - TotF [Building w Gas Heat] | Hospital |  | RET | 0.01 | 0.0099873 | 0.0099896 | 0.0099218 | 0.0099015 | 0.0099059 | 0.0099362 | 0.0099739 | 0.010032 | 0.010082
| Deep Energy Retrofit_Com, E - TotE [Building w Oil Heat] | Hospital | Total Electric | RET | 0.01 | 0.0097332 | 0.010196 | 0.010084 | 0.010032 | 0.010059 | 0.0099455 | 0.010179 | 0.010273 | 0.010052
| Deep Energy Retrofit_Com, O - TotF [Building w Oil Heat] | Hospital |  | RET | 0.01 | 0.0098815 | 0.0098374 | 0.009739 | 0.0096516 | 0.0095684 | 0.0094967 | 0.0094216 | 0.0093466 | 0.0092665
| Deep Energy Retrofit_Com, E - TotE [Building w Propane Heat] | Hospital | Total Electric | RET | 0.01 | 0.0097332 | 0.010196 | 0.010084 | 0.010032 | 0.010059 | 0.0099455 | 0.010179 | 0.010273 | 0.010052
| Deep Energy Retrofit_Com, P - TotF [Building w Propane Heat] | Hospital |  | RET | 0.01 | 0.0098815 | 0.0098374 | 0.009739 | 0.0096516 | 0.0095684 | 0.0094967 | 0.0094216 | 0.0093466 | 0.0092665
| EMS_Com, E - TotE [Building w Elec Heat] | Hospital | Total Electric | NC | 0.35 | 0.32842 | 0.3163 | 0.3061 | 0.28957 | 0.28755 | 0.28715 | 0.27947 | 0.27856 | 0.27513
| EMS_Com, E - TotE [Building w Elec Heat] | Hospital | Total Electric | RET | 0.035 | 0.034066 | 0.035686 | 0.035294 | 0.035112 | 0.035206 | 0.034809 | 0.035626 | 0.035956 | 0.035181
| EMS_Com, E - TotE [Building w Gas Heat] | Hospital | Total Electric | NC | 0.35 | 0.32842 | 0.3163 | 0.3061 | 0.28957 | 0.28755 | 0.28715 | 0.27947 | 0.27856 | 0.27513
| EMS_Com, E - TotE [Building w Gas Heat] | Hospital | Total Electric | RET | 0.035 | 0.034066 | 0.035686 | 0.035294 | 0.035112 | 0.035206 | 0.034809 | 0.035626 | 0.035956 | 0.035181
| EMS_Com, G - TotF [Building w Gas Heat] | Hospital |  | NC | 0.35 | 0.33166 | 0.32114 | 0.3079 | 0.29387 | 0.28524 | 0.28316 | 0.28267 | 0.28308 | 0.28214
| EMS_Com, G - TotF [Building w Gas Heat] | Hospital |  | RET | 0.035 | 0.034955 | 0.034964 | 0.034726 | 0.034655 | 0.034671 | 0.034777 | 0.034909 | 0.035113 | 0.035287
| EMS_Com, E - TotE [Building w Oil Heat] | Hospital | Total Electric | NC | 0.35 | 0.32842 | 0.3163 | 0.3061 | 0.28957 | 0.28755 | 0.28715 | 0.27947 | 0.27856 | 0.27513
| EMS_Com, E - TotE [Building w Oil Heat] | Hospital | Total Electric | RET | 0.035 | 0.034066 | 0.035686 | 0.035294 | 0.035112 | 0.035206 | 0.034809 | 0.035626 | 0.035956 | 0.035181
| EMS_Com, O - TotF [Building w Oil Heat] | Hospital |  | NC | 0.35 | 0.32815 | 0.31625 | 0.30223 | 0.28646 | 0.27552 | 0.27063 | 0.26701 | 0.26373 | 0.25932
| EMS_Com, O - TotF [Building w Oil Heat] | Hospital |  | RET | 0.035 | 0.034585 | 0.034431 | 0.034086 | 0.033781 | 0.033489 | 0.033238 | 0.032976 | 0.032713 | 0.032433
| EMS_Com, E - TotE [Building w Propane Heat] | Hospital | Total Electric | NC | 0.35 | 0.32842 | 0.3163 | 0.3061 | 0.28957 | 0.28755 | 0.28715 | 0.27947 | 0.27856 | 0.27513
| EMS_Com, E - TotE [Building w Propane Heat] | Hospital | Total Electric | RET | 0.035 | 0.034066 | 0.035686 | 0.035294 | 0.035112 | 0.035206 | 0.034809 | 0.035626 | 0.035956 | 0.035181
| EMS_Com, P - TotF [Building w Propane Heat] | Hospital |  | NC | 0.35 | 0.32815 | 0.31625 | 0.30223 | 0.28646 | 0.27552 | 0.27063 | 0.26701 | 0.26373 | 0.25932
| EMS_Com, P - TotF [Building w Propane Heat] | Hospital |  | RET | 0.035 | 0.034585 | 0.034431 | 0.034086 | 0.033781 | 0.033489 | 0.033238 | 0.032976 | 0.032713 | 0.032433
| VFDs on HVAC Pumps_Com, E - Oth | Hospital | Other | RET | 0.1 | 0.097332 | 0.10196 | 0.10084 | 0.10032 | 0.10059 | 0.099455 | 0.10179 | 0.10273 | 0.10052
| ECM Circulators_Com, E - Oth | Hospital | Other | RET | 0.1 | 0.097332 | 0.10196 | 0.10084 | 0.10032 | 0.10059 | 0.099455 | 0.10179 | 0.10273 | 0.10052
| Motors_Com, E - Oth | Hospital | Other | NC | 1 | 0.93833 | 0.90372 | 0.87456 | 0.82735 | 0.82156 | 0.82043 | 0.7985 | 0.79589 | 0.78609
| Motors_Com, E - Oth | Hospital | Other | RET | 0.1 | 0.087696 | 0.082772 | 0.073758 | 0.066113 | 0.059727 | 0.053208 | 0.049292 | 0.045051 | 0.03994
| Motors_Com, E - Oth | Hospital | Other | REPL | 1 | 0.77865 | 0.71373 | 0.60504 | 0.5016 | 0.40235 | 0.29836 | 0.20584 | 0.1073 | 0.0067012
| Ext Area Ltg_Com, E - ExtL | Hospital | Exterior Lighting | NC | 0.5 | 0.46917 | 0.45186 | 0.43728 | 0.41368 | 0.41078 | 0.41022 | 0.39925 | 0.39795 | 0.39305
| Ext Area Ltg_Com, E - ExtL | Hospital | Exterior Lighting | RET | 0.05 | 0.046233 | 0.04601 | 0.043229 | 0.040856 | 0.046537 | 0.049727 | 0.050895 | 0.051365 | 0.050259
| Ext Area Ltg_Com, E - ExtL | Hospital | Exterior Lighting | REPL | 0.5 | 0.38933 | 0.35686 | 0.30252 | 0.2508 | 0.27738 | 0.29987 | 0.33313 | 0.36267 | 0.38075
| Street Ltg_Com, E - ExtL | Hospital | Exterior Lighting | NC | 1 | 0.93833 | 0.90372 | 0.87456 | 0.82735 | 0.82156 | 0.82043 | 0.7985 | 0.79589 | 0.78609
| Street Ltg_Com, E - ExtL | Hospital | Exterior Lighting | RET | 0.1 | 0.092465 | 0.09202 | 0.086458 | 0.081711 | 0.093074 | 0.099455 | 0.10179 | 0.10273 | 0.10052
| Street Ltg_Com, E - ExtL | Hospital | Exterior Lighting | REPL | 1 | 0.77865 | 0.71373 | 0.60504 | 0.5016 | 0.55476 | 0.59974 | 0.66626 | 0.72534 | 0.7615
| Ext Ltg Ctrls_Com, E - ExtL | Hospital | Exterior Lighting | RET | 0.1 | 0.097332 | 0.10196 | 0.10084 | 0.10032 | 0.10059 | 0.099455 | 0.10179 | 0.10273 | 0.10052
| Ext Ltg Dsgn_Com, E - ExtL | Hospital | Exterior Lighting | NC | 0.1 | 0.093833 | 0.090372 | 0.087456 | 0.082735 | 0.082156 | 0.082043 | 0.07985 | 0.079589 | 0.078609
| Ext Ltg Dsgn_Com, E - ExtL | Hospital | Exterior Lighting | REPL | 0.1 | 0.097332 | 0.10196 | 0.10084 | 0.10032 | 0.10059 | 0.099455 | 0.10179 | 0.10273 | 0.10052
| Int Ltg Ctrls_Com, E - IntL [No Heat] | Hospital | Interior Lighting | RET | 0.1 | 0.097332 | 0.10196 | 0.10084 | 0.10032 | 0.10059 | 0.099455 | 0.10179 | 0.10273 | 0.10052
| Int Ltg Ctrls_Com, E - IntL [Electric Heat] | Hospital | Interior Lighting | RET | 0.1 | 0.097332 | 0.10196 | 0.10084 | 0.10032 | 0.10059 | 0.099455 | 0.10179 | 0.10273 | 0.10052
| Int Ltg Ctrls_Com, E/G - IntL | Hospital | Interior Lighting | RET | 0.1 | 0.097332 | 0.10196 | 0.10084 | 0.10032 | 0.10059 | 0.099455 | 0.10179 | 0.10273 | 0.10052
| Int Ltg Ctrls_Com, E/O - IntL | Hospital | Interior Lighting | RET | 0.1 | 0.097332 | 0.10196 | 0.10084 | 0.10032 | 0.10059 | 0.099455 | 0.10179 | 0.10273 | 0.10052
| Int Ltg Ctrls_Com, E/P - IntL | Hospital | Interior Lighting | RET | 0.1 | 0.097332 | 0.10196 | 0.10084 | 0.10032 | 0.10059 | 0.099455 | 0.10179 | 0.10273 | 0.10052
| Exit Sign RetFit_Com, E - IntL [No Heat] | Hospital | Interior Lighting | RET | 0.1 | 0.097332 | 0.10196 | 0.10084 | 0.10032 | 0.10059 | 0.099455 | 0.10179 | 0.10273 | 0.10052
| Exit Sign RetFit_Com, E - IntL [Electric Heat] | Hospital | Interior Lighting | RET | 0.1 | 0.097332 | 0.10196 | 0.10084 | 0.10032 | 0.10059 | 0.099455 | 0.10179 | 0.10273 | 0.10052
| Exit Sign RetFit_Com, E/G - IntL | Hospital | Interior Lighting | RET | 0.1 | 0.097332 | 0.10196 | 0.10084 | 0.10032 | 0.10059 | 0.099455 | 0.10179 | 0.10273 | 0.10052
| Exit Sign RetFit_Com, E/O - IntL | Hospital | Interior Lighting | RET | 0.1 | 0.097332 | 0.10196 | 0.10084 | 0.10032 | 0.10059 | 0.099455 | 0.10179 | 0.10273 | 0.10052
| Exit Sign RetFit_Com, E/P - IntL | Hospital | Interior Lighting | RET | 0.1 | 0.097332 | 0.10196 | 0.10084 | 0.10032 | 0.10059 | 0.099455 | 0.10179 | 0.10273 | 0.10052
| Repl Scre_Com, E - IntL [No Heat] | Hospital | Interior Lighting | NC | 1 | 0.93833 | 0 | 0 | 0 | 0 | 0 | 0 | 0 | 0
| Repl Scre_Com, E - IntL [No Heat] | Hospital | Interior Lighting | RET | 0.1 | 0.097332 | 0 | 0 | 0 | 0 | 0 | 0 | 0 | 0
| Repl Scre_Com, E - IntL [No Heat] | Hospital | Interior Lighting | REPL | 1 | 0.97332 | 0 | 0 | 0 | 0 | 0 | 0 | 0 | 0
| Repl Scre_Com, E - IntL [Electric Heat] | Hospital | Interior Lighting | NC | 1 | 0.93833 | 0 | 0 | 0 | 0 | 0 | 0 | 0 | 0
| Repl Scre_Com, E - IntL [Electric Heat] | Hospital | Interior Lighting | RET | 0.1 | 0.097332 | 0 | 0 | 0 | 0 | 0 | 0 | 0 | 0
| Repl Scre_Com, E - IntL [Electric Heat] | Hospital | Interior Lighting | REPL | 1 | 0.97332 | 0 | 0 | 0 | 0 | 0 | 0 | 0 | 0
| Repl Scre_Com, E/G - IntL | Hospital | Interior Lighting | NC | 1 | 0.93833 | 0 | 0 | 0 | 0 | 0 | 0 | 0 | 0
| Repl Scre_Com, E/G - IntL | Hospital | Interior Lighting | RET | 0.1 | 0.097332 | 0 | 0 | 0 | 0 | 0 | 0 | 0 | 0
| Repl Scre_Com, E/G - IntL | Hospital | Interior Lighting | REPL | 1 | 0.97332 | 0 | 0 | 0 | 0 | 0 | 0 | 0 | 0
| Repl Scre_Com, E/O - IntL | Hospital | Interior Lighting | NC | 1 | 0.93833 | 0 | 0 | 0 | 0 | 0 | 0 | 0 | 0
| Repl Scre_Com, E/O - IntL | Hospital | Interior Lighting | RET | 0.1 | 0.097332 | 0 | 0 | 0 | 0 | 0 | 0 | 0 | 0
| Repl Scre_Com, E/O - IntL | Hospital | Interior Lighting | REPL | 1 | 0.97332 | 0 | 0 | 0 | 0 | 0 | 0 | 0 | 0
| Repl Scre_Com, E/P - IntL | Hospital | Interior Lighting | NC | 1 | 0.93833 | 0 | 0 | 0 | 0 | 0 | 0 | 0 | 0
| Repl Scre_Com, E/P - IntL | Hospital | Interior Lighting | RET | 0.1 | 0.097332 | 0 | 0 | 0 | 0 | 0 | 0 | 0 | 0
| Repl Scre_Com, E/P - IntL | Hospital | Interior Lighting | REPL | 1 | 0.97332 | 0 | 0 | 0 | 0 | 0 | 0 | 0 | 0
| Lin LED Fixture_Com, E - IntL [No Heat] | Hospital | Interior Lighting | NC | 0.15 | 0.14075 | 0.13556 | 0.13118 | 0.1241 | 0.12323 | 0.12306 | 0.11977 | 0.11938 | 0.11791
| Lin LED Fixture_Com, E - IntL [No Heat] | Hospital | Interior Lighting | RET | 0.015 | 0.013459 | 0.012997 | 0.011849 | 0.010867 | 0.010044 | 0.0091545 | 0.0086371 | 0.0086953 | 0.0084885
| Lin LED Fixture_Com, E - IntL [No Heat] | Hospital | Interior Lighting | REPL | 0.15 | 0.1168 | 0.10706 | 0.090756 | 0.07524 | 0.060353 | 0.044755 | 0.030537 | 0.022007 | 0.012911
| Lin LED Fixture_Com, E - IntL [Electric Heat] | Hospital | Interior Lighting | NC | 0.15 | 0.14075 | 0.13556 | 0.13118 | 0.1241 | 0.12323 | 0.12306 | 0.11977 | 0.11938 | 0.11791
| Lin LED Fixture_Com, E - IntL [Electric Heat] | Hospital | Interior Lighting | RET | 0.015 | 0.013459 | 0.012997 | 0.011849 | 0.010867 | 0.010044 | 0.0091545 | 0.0086371 | 0.0086953 | 0.0084885
| Lin LED Fixture_Com, E - IntL [Electric Heat] | Hospital | Interior Lighting | REPL | 0.15 | 0.1168 | 0.10706 | 0.090756 | 0.07524 | 0.060353 | 0.044755 | 0.030537 | 0.022007 | 0.012911
| Lin LED Fixture_Com, E/G - IntL | Hospital | Interior Lighting | NC | 0.15 | 0.14075 | 0.13556 | 0.13118 | 0.1241 | 0.12323 | 0.12306 | 0.11977 | 0.11938 | 0.11791
| Lin LED Fixture_Com, E/G - IntL | Hospital | Interior Lighting | RET | 0.015 | 0.013459 | 0.012997 | 0.011849 | 0.010867 | 0.010044 | 0.0091545 | 0.0086371 | 0.0086953 | 0.0084885
| Lin LED Fixture_Com, E/G - IntL | Hospital | Interior Lighting | REPL | 0.15 | 0.1168 | 0.10706 | 0.090756 | 0.07524 | 0.060353 | 0.044755 | 0.030537 | 0.022007 | 0.012911
| Lin LED Fixture_Com, E/O - IntL | Hospital | Interior Lighting | NC | 0.15 | 0.14075 | 0.13556 | 0.13118 | 0.1241 | 0.12323 | 0.12306 | 0.11977 | 0.11938 | 0.11791
| Lin LED Fixture_Com, E/O - IntL | Hospital | Interior Lighting | RET | 0.015 | 0.013459 | 0.012997 | 0.011849 | 0.010867 | 0.010044 | 0.0091545 | 0.0086371 | 0.0086953 | 0.0084885
| Lin LED Fixture_Com, E/O - IntL | Hospital | Interior Lighting | REPL | 0.15 | 0.1168 | 0.10706 | 0.090756 | 0.07524 | 0.060353 | 0.044755 | 0.030537 | 0.022007 | 0.012911
| Lin LED Fixture_Com, E/P - IntL | Hospital | Interior Lighting | NC | 0.15 | 0.14075 | 0.13556 | 0.13118 | 0.1241 | 0.12323 | 0.12306 | 0.11977 | 0.11938 | 0.11791
| Lin LED Fixture_Com, E/P - IntL | Hospital | Interior Lighting | RET | 0.015 | 0.013459 | 0.012997 | 0.011849 | 0.010867 | 0.010044 | 0.0091545 | 0.0086371 | 0.0086953 | 0.0084885
| Lin LED Fixture_Com, E/P - IntL | Hospital | Interior Lighting | REPL | 0.15 | 0.1168 | 0.10706 | 0.090756 | 0.07524 | 0.060353 | 0.044755 | 0.030537 | 0.022007 | 0.012911
| LED Tube Repl_Com, E - IntL [No Heat] | Hospital | Interior Lighting | RET | 0.085 | 0.076265 | 0.073648 | 0.067145 | 0.061577 | 0.062573 | 0.062626 | 0.064811 | 0.066075 | 0.065252
| LED Tube Repl_Com, E - IntL [No Heat] | Hospital | Interior Lighting | REPL | 0.85 | 0.66186 | 0.60667 | 0.51428 | 0.42636 | 0.39857 | 0.36548 | 0.34479 | 0.31843 | 0.28267
| LED Tube Repl_Com, E - IntL [Electric Heat] | Hospital | Interior Lighting | RET | 0.085 | 0.076265 | 0.073648 | 0.067145 | 0.061577 | 0.062573 | 0.062626 | 0.064811 | 0.066075 | 0.065252
| LED Tube Repl_Com, E - IntL [Electric Heat] | Hospital | Interior Lighting | REPL | 0.85 | 0.66186 | 0.60667 | 0.51428 | 0.42636 | 0.39857 | 0.36548 | 0.34479 | 0.31843 | 0.28267
| LED Tube Repl_Com, E/G - IntL | Hospital | Interior Lighting | RET | 0.085 | 0.076265 | 0.073648 | 0.067145 | 0.061577 | 0.062573 | 0.062626 | 0.064811 | 0.066075 | 0.065252
| LED Tube Repl_Com, E/G - IntL | Hospital | Interior Lighting | REPL | 0.85 | 0.66186 | 0.60667 | 0.51428 | 0.42636 | 0.39857 | 0.36548 | 0.34479 | 0.31843 | 0.28267
| LED Tube Repl_Com, E/O - IntL | Hospital | Interior Lighting | RET | 0.085 | 0.076265 | 0.073648 | 0.067145 | 0.061577 | 0.062573 | 0.062626 | 0.064811 | 0.066075 | 0.065252
| LED Tube Repl_Com, E/O - IntL | Hospital | Interior Lighting | REPL | 0.85 | 0.66186 | 0.60667 | 0.51428 | 0.42636 | 0.39857 | 0.36548 | 0.34479 | 0.31843 | 0.28267
| LED Tube Repl_Com, E/P - IntL | Hospital | Interior Lighting | RET | 0.085 | 0.076265 | 0.073648 | 0.067145 | 0.061577 | 0.062573 | 0.062626 | 0.064811 | 0.066075 | 0.065252
| LED Tube Repl_Com, E/P - IntL | Hospital | Interior Lighting | REPL | 0.85 | 0.66186 | 0.60667 | 0.51428 | 0.42636 | 0.39857 | 0.36548 | 0.34479 | 0.31843 | 0.28267
| Repl pin CFL wLED_Com, E - IntL [No Heat] | Hospital | Interior Lighting | RET | 0.1 | 0.091111 | 0.089343 | 0.082713 | 0.077027 | 0.083295 | 0.087967 | 0.095407 | 0.10137 | 0.10052
| Repl pin CFL wLED_Com, E - IntL [No Heat] | Hospital | Interior Lighting | REPL | 1 | 0.77865 | 0.71373 | 0.60504 | 0.5016 | 0.51234 | 0.51585 | 0.53747 | 0.55204 | 0.54954
| Repl pin CFL wLED_Com, E - IntL [Electric Heat] | Hospital | Interior Lighting | RET | 0.1 | 0.091111 | 0.089343 | 0.082713 | 0.077027 | 0.083295 | 0.087967 | 0.095407 | 0.10137 | 0.10052
| Repl pin CFL wLED_Com, E - IntL [Electric Heat] | Hospital | Interior Lighting | REPL | 1 | 0.77865 | 0.71373 | 0.60504 | 0.5016 | 0.51234 | 0.51585 | 0.53747 | 0.55204 | 0.54954
| Repl pin CFL wLED_Com, E/G - IntL | Hospital | Interior Lighting | RET | 0.1 | 0.091111 | 0.089343 | 0.082713 | 0.077027 | 0.083295 | 0.087967 | 0.095407 | 0.10137 | 0.10052
| Repl pin CFL wLED_Com, E/G - IntL | Hospital | Interior Lighting | REPL | 1 | 0.77865 | 0.71373 | 0.60504 | 0.5016 | 0.51234 | 0.51585 | 0.53747 | 0.55204 | 0.54954
| Repl pin CFL wLED_Com, E/O - IntL | Hospital | Interior Lighting | RET | 0.1 | 0.091111 | 0.089343 | 0.082713 | 0.077027 | 0.083295 | 0.087967 | 0.095407 | 0.10137 | 0.10052
| Repl pin CFL wLED_Com, E/O - IntL | Hospital | Interior Lighting | REPL | 1 | 0.77865 | 0.71373 | 0.60504 | 0.5016 | 0.51234 | 0.51585 | 0.53747 | 0.55204 | 0.54954
| Repl pin CFL wLED_Com, E/P - IntL | Hospital | Interior Lighting | RET | 0.1 | 0.091111 | 0.089343 | 0.082713 | 0.077027 | 0.083295 | 0.087967 | 0.095407 | 0.10137 | 0.10052
| Repl pin CFL wLED_Com, E/P - IntL | Hospital | Interior Lighting | REPL | 1 | 0.77865 | 0.71373 | 0.60504 | 0.5016 | 0.51234 | 0.51585 | 0.53747 | 0.55204 | 0.54954
| Refrig Case LED_Com, E - IntL | Hospital | Interior Lighting | NC | 1 | 0.93833 | 0.90372 | 0.87456 | 0.82735 | 0.82156 | 0.82043 | 0.7985 | 0.79589 | 0.78609
| Refrig Case LED_Com, E - IntL | Hospital | Interior Lighting | RET | 0.1 | 0.092465 | 0.09202 | 0.086458 | 0.081711 | 0.077833 | 0.073108 | 0.071083 | 0.078855 | 0.083769
| Refrig Case LED_Com, E - IntL | Hospital | Interior Lighting | REPL | 1 | 0.77865 | 0.71373 | 0.60504 | 0.5016 | 0.40235 | 0.29836 | 0.20358 | 0.20974 | 0.20941
| Refrig Case Ctrls_Com, E - IntL | Hospital | Interior Lighting | RET | 0.1 | 0.097332 | 0.10196 | 0.10084 | 0.10032 | 0.10059 | 0.099455 | 0.10179 | 0.10273 | 0.10052
| Stair Occ Sensor_Com, E - IntL [No Heat] | Hospital | Interior Lighting | NC | 1 | 0.93833 | 0.90372 | 0.87456 | 0.82735 | 0.82156 | 0.82043 | 0.7985 | 0.79589 | 0.78609
| Stair Occ Sensor_Com, E - IntL [No Heat] | Hospital | Interior Lighting | RET | 0.1 | 0.097332 | 0.10196 | 0.10084 | 0.10032 | 0.10059 | 0.099455 | 0.10179 | 0.10273 | 0.10052
| Stair Occ Sensor_Com, E - IntL [Electric Heat] | Hospital | Interior Lighting | NC | 1 | 0.93833 | 0.90372 | 0.87456 | 0.82735 | 0.82156 | 0.82043 | 0.7985 | 0.79589 | 0.78609
| Stair Occ Sensor_Com, E - IntL [Electric Heat] | Hospital | Interior Lighting | RET | 0.1 | 0.097332 | 0.10196 | 0.10084 | 0.10032 | 0.10059 | 0.099455 | 0.10179 | 0.10273 | 0.10052
| Stair Occ Sensor_Com, E/G - IntL | Hospital | Interior Lighting | NC | 1 | 0.93833 | 0.90372 | 0.87456 | 0.82735 | 0.82156 | 0.82043 | 0.7985 | 0.79589 | 0.78609
| Stair Occ Sensor_Com, E/G - IntL | Hospital | Interior Lighting | RET | 0.1 | 0.097332 | 0.10196 | 0.10084 | 0.10032 | 0.10059 | 0.099455 | 0.10179 | 0.10273 | 0.10052
| Stair Occ Sensor_Com, E/O - IntL | Hospital | Interior Lighting | NC | 1 | 0.93833 | 0.90372 | 0.87456 | 0.82735 | 0.82156 | 0.82043 | 0.7985 | 0.79589 | 0.78609
| Stair Occ Sensor_Com, E/O - IntL | Hospital | Interior Lighting | RET | 0.1 | 0.097332 | 0.10196 | 0.10084 | 0.10032 | 0.10059 | 0.099455 | 0.10179 | 0.10273 | 0.10052
| Stair Occ Sensor_Com, E/P - IntL | Hospital | Interior Lighting | NC | 1 | 0.93833 | 0.90372 | 0.87456 | 0.82735 | 0.82156 | 0.82043 | 0.7985 | 0.79589 | 0.78609
| Stair Occ Sensor_Com, E/P - IntL | Hospital | Interior Lighting | RET | 0.1 | 0.097332 | 0.10196 | 0.10084 | 0.10032 | 0.10059 | 0.099455 | 0.10179 | 0.10273 | 0.10052
| Int Delamping_Com, E - IntL [No Heat] | Hospital | Interior Lighting | RET | 0.04 | 0.038933 | 0.040784 | 0.040336 | 0.040128 | 0.040235 | 0.039782 | 0.040716 | 0.041092 | 0.040207
| Int Delamping_Com, E - IntL [Electric Heat] | Hospital | Interior Lighting | RET | 0.04 | 0.038933 | 0.040784 | 0.040336 | 0.040128 | 0.040235 | 0.039782 | 0.040716 | 0.041092 | 0.040207
| Int Delamping_Com, E/G - IntL | Hospital | Interior Lighting | RET | 0.04 | 0.038933 | 0.040784 | 0.040336 | 0.040128 | 0.040235 | 0.039782 | 0.040716 | 0.041092 | 0.040207
| Int Delamping_Com, E/O - IntL | Hospital | Interior Lighting | RET | 0.04 | 0.038933 | 0.040784 | 0.040336 | 0.040128 | 0.040235 | 0.039782 | 0.040716 | 0.041092 | 0.040207
| Int Delamping_Com, E/P - IntL | Hospital | Interior Lighting | RET | 0.04 | 0.038933 | 0.040784 | 0.040336 | 0.040128 | 0.040235 | 0.039782 | 0.040716 | 0.041092 | 0.040207
| Int Ltg Dsgn_Com, E - IntL [No Heat] | Hospital | Interior Lighting | NC | 0.1 | 0.093833 | 0.090372 | 0.087456 | 0.082735 | 0.082156 | 0.082043 | 0.07985 | 0.079589 | 0.078609
| Int Ltg Dsgn_Com, E - IntL [Electric Heat] | Hospital | Interior Lighting | NC | 0.1 | 0.093833 | 0.090372 | 0.087456 | 0.082735 | 0.082156 | 0.082043 | 0.07985 | 0.079589 | 0.078609
| Int Ltg Dsgn_Com, E/G - IntL | Hospital | Interior Lighting | NC | 0.1 | 0.093833 | 0.090372 | 0.087456 | 0.082735 | 0.082156 | 0.082043 | 0.07985 | 0.079589 | 0.078609
| Int Ltg Dsgn_Com, E/O - IntL | Hospital | Interior Lighting | NC | 0.1 | 0.093833 | 0.090372 | 0.087456 | 0.082735 | 0.082156 | 0.082043 | 0.07985 | 0.079589 | 0.078609
| Int Ltg Dsgn_Com, E/P - IntL | Hospital | Interior Lighting | NC | 0.1 | 0.093833 | 0.090372 | 0.087456 | 0.082735 | 0.082156 | 0.082043 | 0.07985 | 0.079589 | 0.078609
| Room Air Conditioner_Com, E - Cool | Food Service | Cooling | NC | 0 | 0 | 0 | 0 | 0 | 0 | 0 | 0 | 0 | 0
| Room Air Conditioner_Com, E - Cool | Food Service | Cooling | RET | 0 | 0 | 0 | 0 | 0 | 0 | 0 | 0 | 0 | 0
| Room Air Conditioner_Com, E - Cool | Food Service | Cooling | REPL | 0 | 0 | 0 | 0 | 0 | 0 | 0 | 0 | 0 | 0
| Chiller Systems_Com, E - Cool | Food Service | Cooling | NC | 1 | 0.93833 | 0.90372 | 0.87456 | 0.82735 | 0.82156 | 0.82043 | 0.7985 | 0.79589 | 0.78609
| Chiller Systems_Com, E - Cool | Food Service | Cooling | RET | 0.1 | 0.094654 | 0.096429 | 0.092745 | 0.089729 | 0.087494 | 0.084129 | 0.083735 | 0.082185 | 0.078202
| Chiller Systems_Com, E - Cool | Food Service | Cooling | REPL | 1 | 0.77865 | 0.71373 | 0.60504 | 0.5016 | 0.40235 | 0.29836 | 0.20358 | 0.10273 | 1.395e-16
| Chiller Tuneup_Com, E - Cool | Food Service | Cooling | RET | 0.1 | 0.097332 | 0.10196 | 0.10084 | 0.10032 | 0.10059 | 0.099455 | 0.10179 | 0.10273 | 0.10052
| Mini Split Ductless AC_Com, E - Cool | Food Service | Cooling | NC | 0 | 0 | 0 | 0 | 0 | 0 | 0 | 0 | 0 | 0
| Mini Split Ductless AC_Com, E - Cool | Food Service | Cooling | RET | 0 | 0 | 0 | 0 | 0 | 0 | 0 | 0 | 0 | 0
| Mini Split Ductless AC_Com, E - Cool | Food Service | Cooling | REPL | 0 | 0 | 0 | 0 | 0 | 0 | 0 | 0 | 0 | 0
| Eff Unitary AC_Com, E - Cool | Food Service | Cooling | NC | 1 | 0.93833 | 0.90372 | 0.87456 | 0.82735 | 0.82156 | 0.82043 | 0.7985 | 0.79589 | 0.78609
| Eff Unitary AC_Com, E - Cool | Food Service | Cooling | RET | 0.1 | 0.092807 | 0.092702 | 0.087421 | 0.082927 | 0.079284 | 0.074746 | 0.07804 | 0.080242 | 0.079895
| Eff Unitary AC_Com, E - Cool | Food Service | Cooling | REPL | 1 | 0.85652 | 0.83608 | 0.76638 | 0.70224 | 0.64376 | 0.57684 | 0.58025 | 0.5754 | 0.55301
| PTAC_Com, E - Cool | Food Service | Cooling | NC | 0 | 0 | 0 | 0 | 0 | 0 | 0 | 0 | 0 | 0
| PTAC_Com, E - Cool | Food Service | Cooling | RET | 0 | 0 | 0 | 0 | 0 | 0 | 0 | 0 | 0 | 0
| PTAC_Com, E - Cool | Food Service | Cooling | REPL | 0 | 0 | 0 | 0 | 0 | 0 | 0 | 0 | 0 | 0
| Unitary Equipment Economizer_Com, E - Cool | Food Service | Cooling | RET | 0.1 | 0.097332 | 0.10196 | 0.10084 | 0.10032 | 0.10059 | 0.099455 | 0.10179 | 0.10273 | 0.10052
| AC Tuneup_Com, E - Cool [ASHP] | Food Service | Cooling | RET | 0.1 | 0.097332 | 0.10196 | 0.10084 | 0.10032 | 0.10059 | 0.099455 | 0.10179 | 0.10273 | 0.10052
| AC Tuneup_Com, E - Heat [ASHP] | Food Service | Space Heating | RET | 0.1 | 0.097332 | 0.10196 | 0.10084 | 0.10032 | 0.10059 | 0.099455 | 0.10179 | 0.10273 | 0.10052
| AC Tuneup_Com, E - Cool [Unitary AC] | Food Service | Cooling | RET | 0.1 | 0.097332 | 0.10196 | 0.10084 | 0.10032 | 0.10059 | 0.099455 | 0.10179 | 0.10273 | 0.10052
| DCV_Com, E - Cool [Building w Elec Heat] | Food Service | Cooling | RET | 0.1 | 0.097332 | 0.10196 | 0.10084 | 0.10032 | 0.10059 | 0.099455 | 0.10179 | 0.10273 | 0.10052
| DCV_Com, E - Cool [Building w Gas Heat] | Food Service | Cooling | RET | 0.1 | 0.097332 | 0.10196 | 0.10084 | 0.10032 | 0.10059 | 0.099455 | 0.10179 | 0.10273 | 0.10052
| DCV_Com, E - Cool [Building w Oil Heat] | Food Service | Cooling | RET | 0.1 | 0.097332 | 0.10196 | 0.10084 | 0.10032 | 0.10059 | 0.099455 | 0.10179 | 0.10273 | 0.10052
| DCV_Com, E - Cool [Building w Propane Heat] | Food Service | Cooling | RET | 0.1 | 0.097332 | 0.10196 | 0.10084 | 0.10032 | 0.10059 | 0.099455 | 0.10179 | 0.10273 | 0.10052
| Controls for Unitary AC_Com, E - Cool | Food Service | Cooling | RET | 0.1 | 0.097332 | 0.10196 | 0.10084 | 0.10032 | 0.10059 | 0.099455 | 0.10179 | 0.10273 | 0.10052
| Optimized Unitary AC Sys_Com, E - Cool [Building w Elec Heat] | Food Service | Cooling | NC | 1 | 0.93833 | 0.90372 | 0.87456 | 0.82735 | 0.82156 | 0.82043 | 0.7985 | 0.79589 | 0.78609
| Optimized Unitary AC Sys_Com, E - Heat [Building w Elec Heat] | Food Service | Space Heating | NC | 1 | 0.93833 | 0.90372 | 0.87456 | 0.82735 | 0.82156 | 0.82043 | 0.7985 | 0.79589 | 0.78609
| Optimized Unitary AC Sys_Com, E - Cool [Building w Gas Heat] | Food Service | Cooling | NC | 1 | 0.93833 | 0.90372 | 0.87456 | 0.82735 | 0.82156 | 0.82043 | 0.7985 | 0.79589 | 0.78609
| Optimized Unitary AC Sys_Com, G - Heat [Building w Gas Heat] | Food Service |  | NC | 1 | 0.94759 | 0.91754 | 0.87973 | 0.83964 | 0.81496 | 0.80903 | 0.80762 | 0.8088 | 0.80611
| Optimized Unitary AC Sys_Com, E - Cool [Building w Oil Heat] | Food Service | Cooling | NC | 1 | 0.93833 | 0.90372 | 0.87456 | 0.82735 | 0.82156 | 0.82043 | 0.7985 | 0.79589 | 0.78609
| Optimized Unitary AC Sys_Com, O - Heat [Building w Oil Heat] | Food Service |  | NC | 1 | 0.93756 | 0.90356 | 0.86352 | 0.81845 | 0.7872 | 0.77324 | 0.7629 | 0.75353 | 0.74091
| Optimized Unitary AC Sys_Com, E - Cool [Building w Propane Heat] | Food Service | Cooling | NC | 1 | 0.93833 | 0.90372 | 0.87456 | 0.82735 | 0.82156 | 0.82043 | 0.7985 | 0.79589 | 0.78609
| Optimized Unitary AC Sys_Com, P - Heat [Building w Propane Heat] | Food Service |  | NC | 1 | 0.93756 | 0.90356 | 0.86352 | 0.81845 | 0.7872 | 0.77324 | 0.7629 | 0.75353 | 0.74091
| Optimized Chiller Sys_Com, E - Cool | Food Service | Cooling | NC | 1 | 0.93833 | 0.90372 | 0.87456 | 0.82735 | 0.82156 | 0.82043 | 0.7985 | 0.79589 | 0.78609
| Cool Roof_Com, E - Cool [Building w Elec Heat] | Food Service | Cooling | NC | 1 | 0.93833 | 0.90372 | 0.87456 | 0.82735 | 0.82156 | 0.82043 | 0.7985 | 0.79589 | 0.78609
| Cool Roof_Com, E - Cool [Building w Elec Heat] | Food Service | Cooling | RET | 0.1 | 0.097332 | 0.10196 | 0.10084 | 0.10032 | 0.10059 | 0.099455 | 0.10179 | 0.10273 | 0.10052
| Cool Roof_Com, E - Heat [Building w Elec Heat] | Food Service | Space Heating | NC | 1 | 0.93833 | 0.90372 | 0.87456 | 0.82735 | 0.82156 | 0.82043 | 0.7985 | 0.79589 | 0.78609
| Cool Roof_Com, E - Heat [Building w Elec Heat] | Food Service | Space Heating | RET | 0.1 | 0.097332 | 0.10196 | 0.10084 | 0.10032 | 0.10059 | 0.099455 | 0.10179 | 0.10273 | 0.10052
| Cool Roof_Com, E - Cool [Building w Gas Heat] | Food Service | Cooling | NC | 1 | 0.93833 | 0.90372 | 0.87456 | 0.82735 | 0.82156 | 0.82043 | 0.7985 | 0.79589 | 0.78609
| Cool Roof_Com, E - Cool [Building w Gas Heat] | Food Service | Cooling | RET | 0.1 | 0.097332 | 0.10196 | 0.10084 | 0.10032 | 0.10059 | 0.099455 | 0.10179 | 0.10273 | 0.10052
| Cool Roof_Com, G - Heat [Building w Gas Heat] | Food Service |  | NC | 1 | 0.94759 | 0.91754 | 0.87973 | 0.83964 | 0.81496 | 0.80903 | 0.80762 | 0.8088 | 0.80611
| Cool Roof_Com, G - Heat [Building w Gas Heat] | Food Service |  | RET | 0.1 | 0.099873 | 0.099896 | 0.099218 | 0.099015 | 0.099059 | 0.099362 | 0.099739 | 0.10032 | 0.10082
| Cool Roof_Com, E - Cool [Building w Oil Heat] | Food Service | Cooling | NC | 1 | 0.93833 | 0.90372 | 0.87456 | 0.82735 | 0.82156 | 0.82043 | 0.7985 | 0.79589 | 0.78609
| Cool Roof_Com, E - Cool [Building w Oil Heat] | Food Service | Cooling | RET | 0.1 | 0.097332 | 0.10196 | 0.10084 | 0.10032 | 0.10059 | 0.099455 | 0.10179 | 0.10273 | 0.10052
| Cool Roof_Com, O - Heat [Building w Oil Heat] | Food Service |  | NC | 1 | 0.93756 | 0.90356 | 0.86352 | 0.81845 | 0.7872 | 0.77324 | 0.7629 | 0.75353 | 0.74091
| Cool Roof_Com, O - Heat [Building w Oil Heat] | Food Service |  | RET | 0.1 | 0.098815 | 0.098374 | 0.09739 | 0.096516 | 0.095684 | 0.094967 | 0.094216 | 0.093466 | 0.092665
| Cool Roof_Com, E - Cool [Building w Propane Heat] | Food Service | Cooling | NC | 1 | 0.93833 | 0.90372 | 0.87456 | 0.82735 | 0.82156 | 0.82043 | 0.7985 | 0.79589 | 0.78609
| Cool Roof_Com, E - Cool [Building w Propane Heat] | Food Service | Cooling | RET | 0.1 | 0.097332 | 0.10196 | 0.10084 | 0.10032 | 0.10059 | 0.099455 | 0.10179 | 0.10273 | 0.10052
| Cool Roof_Com, P - Heat [Building w Propane Heat] | Food Service |  | NC | 1 | 0.93756 | 0.90356 | 0.86352 | 0.81845 | 0.7872 | 0.77324 | 0.7629 | 0.75353 | 0.74091
| Cool Roof_Com, P - Heat [Building w Propane Heat] | Food Service |  | RET | 0.1 | 0.098815 | 0.098374 | 0.09739 | 0.096516 | 0.095684 | 0.094967 | 0.094216 | 0.093466 | 0.092665
| GSHP_Com, E - Cool | Food Service | Cooling | RET | 0.1 | 0.087647 | 0.08268 | 0.073635 | 0.065966 | 0.059562 | 0.053031 | 0.048875 | 0.044419 | 0.039138
| GSHP_Com, E - Cool | Food Service | Cooling | REPL | 1 | 0.77865 | 0.71373 | 0.60504 | 0.5016 | 0.40235 | 0.29836 | 0.20358 | 0.10273 | 1.395e-16
| GSHP_Com, E - Heat | Food Service | Space Heating | RET | 0.1 | 0.087647 | 0.08268 | 0.073635 | 0.065966 | 0.059562 | 0.053031 | 0.048875 | 0.044419 | 0.039138
| GSHP_Com, E - Heat | Food Service | Space Heating | REPL | 1 | 0.77865 | 0.71373 | 0.60504 | 0.5016 | 0.40235 | 0.29836 | 0.20358 | 0.10273 | 1.395e-16
| Unitary HP_Com, E - Cool | Food Service | Cooling | NC | 1 | 0.93833 | 0.90372 | 0.87456 | 0.82735 | 0.82156 | 0.82043 | 0.7985 | 0.79589 | 0.78609
| Unitary HP_Com, E - Cool | Food Service | Cooling | RET | 0.1 | 0.092646 | 0.09238 | 0.086966 | 0.082352 | 0.078598 | 0.07397 | 0.083793 | 0.092335 | 0.09758
| Unitary HP_Com, E - Cool | Food Service | Cooling | REPL | 1 | 0.77865 | 0.71373 | 0.60504 | 0.5016 | 0.40235 | 0.29836 | 0.32088 | 0.33951 | 0.34751
| Unitary HP_Com, E - Heat | Food Service | Space Heating | NC | 1 | 0.93833 | 0.90372 | 0.87456 | 0.82735 | 0.82156 | 0.82043 | 0.7985 | 0.79589 | 0.78609
| Unitary HP_Com, E - Heat | Food Service | Space Heating | RET | 0.1 | 0.092646 | 0.09238 | 0.086966 | 0.082352 | 0.078598 | 0.07397 | 0.083793 | 0.092335 | 0.09758
| Unitary HP_Com, E - Heat | Food Service | Space Heating | REPL | 1 | 0.77865 | 0.71373 | 0.60504 | 0.5016 | 0.40235 | 0.29836 | 0.32088 | 0.33951 | 0.34751
| PTHP_Com, E - Cool | Food Service | Cooling | NC | 0 | 0 | 0 | 0 | 0 | 0 | 0 | 0 | 0 | 0
| PTHP_Com, E - Cool | Food Service | Cooling | RET | 0 | 0 | 0 | 0 | 0 | 0 | 0 | 0 | 0 | 0
| PTHP_Com, E - Cool | Food Service | Cooling | REPL | 0 | 0 | 0 | 0 | 0 | 0 | 0 | 0 | 0 | 0
| PTHP_Com, E - Heat | Food Service | Space Heating | NC | 0 | 0 | 0 | 0 | 0 | 0 | 0 | 0 | 0 | 0
| PTHP_Com, E - Heat | Food Service | Space Heating | RET | 0 | 0 | 0 | 0 | 0 | 0 | 0 | 0 | 0 | 0
| PTHP_Com, E - Heat | Food Service | Space Heating | REPL | 0 | 0 | 0 | 0 | 0 | 0 | 0 | 0 | 0 | 0
| Minisplit Ductless HP_Com, E - Cool | Food Service | Cooling | RET | 0.1 | 0.088491 | 0.084279 | 0.075782 | 0.068543 | 0.062484 | 0.056168 | 0.054338 | 0.051952 | 0.048264
| Minisplit Ductless HP_Com, E - Cool | Food Service | Cooling | REPL | 1 | 0.77865 | 0.71373 | 0.60504 | 0.5016 | 0.40235 | 0.29836 | 0.22432 | 0.14459 | 0.061433
| Minisplit Ductless HP_Com, E - Heat | Food Service | Space Heating | RET | 0.1 | 0.088491 | 0.084279 | 0.075782 | 0.068543 | 0.062484 | 0.056168 | 0.054338 | 0.051952 | 0.048264
| Minisplit Ductless HP_Com, E - Heat | Food Service | Space Heating | REPL | 1 | 0.77865 | 0.71373 | 0.60504 | 0.5016 | 0.40235 | 0.29836 | 0.22432 | 0.14459 | 0.061433
| Programmable TStat_Com, E - Cool [Building w Elec Heat] | Food Service | Cooling | NC | 0 | 0 | 0 | 0 | 0 | 0 | 0 | 0 | 0 | 0
| Programmable TStat_Com, E - Heat [Building w Elec Heat] | Food Service | Space Heating | NC | 0 | 0 | 0 | 0 | 0 | 0 | 0 | 0 | 0 | 0
| Programmable TStat_Com, E - Cool [Building w Gas Heat] | Food Service | Cooling | NC | 0 | 0 | 0 | 0 | 0 | 0 | 0 | 0 | 0 | 0
| Programmable TStat_Com, E - Cool [Building w Gas Heat] | Food Service | Cooling | RET | 0 | 0 | 0 | 0 | 0 | 0 | 0 | 0 | 0 | 0
| Programmable TStat_Com, G - Heat [Building w Gas Heat] | Food Service |  | NC | 0 | 0 | 0 | 0 | 0 | 0 | 0 | 0 | 0 | 0
| Programmable TStat_Com, G - Heat [Building w Gas Heat] | Food Service |  | RET | 0 | 0 | 0 | 0 | 0 | 0 | 0 | 0 | 0 | 0
| Programmable TStat_Com, E - Cool [Building w Propane Heat] | Food Service | Cooling | NC | 0 | 0 | 0 | 0 | 0 | 0 | 0 | 0 | 0 | 0
| Programmable TStat_Com, E - Cool [Building w Propane Heat] | Food Service | Cooling | RET | 0 | 0 | 0 | 0 | 0 | 0 | 0 | 0 | 0 | 0
| Programmable TStat_Com, P - Heat [Building w Propane Heat] | Food Service |  | NC | 0 | 0 | 0 | 0 | 0 | 0 | 0 | 0 | 0 | 0
| Programmable TStat_Com, P - Heat [Building w Propane Heat] | Food Service |  | RET | 0 | 0 | 0 | 0 | 0 | 0 | 0 | 0 | 0 | 0
| Programmable TStat_Com, E - Cool [Building w Oil Heat] | Food Service | Cooling | NC | 0 | 0 | 0 | 0 | 0 | 0 | 0 | 0 | 0 | 0
| Programmable TStat_Com, E - Cool [Building w Oil Heat] | Food Service | Cooling | RET | 0 | 0 | 0 | 0 | 0 | 0 | 0 | 0 | 0 | 0
| Programmable TStat_Com, O - Heat [Building w Oil Heat] | Food Service |  | NC | 0 | 0 | 0 | 0 | 0 | 0 | 0 | 0 | 0 | 0
| Programmable TStat_Com, O - Heat [Building w Oil Heat] | Food Service |  | RET | 0 | 0 | 0 | 0 | 0 | 0 | 0 | 0 | 0 | 0
| Smart TStat_Com, E - Cool [Building w Elec Heat] | Food Service | Cooling | NC | 1 | 0.93833 | 0.90372 | 0.87456 | 0.82735 | 0.82156 | 0.82043 | 0.7985 | 0.79589 | 0.78609
| Smart TStat_Com, E - Cool [Building w Elec Heat] | Food Service | Cooling | RET | 0.1 | 0.097332 | 0.10196 | 0.10084 | 0.10032 | 0.10059 | 0.099455 | 0.10179 | 0.10273 | 0.10052
| Smart TStat_Com, E - Heat [Building w Elec Heat] | Food Service | Space Heating | NC | 1 | 0.93833 | 0.90372 | 0.87456 | 0.82735 | 0.82156 | 0.82043 | 0.7985 | 0.79589 | 0.78609
| Smart TStat_Com, E - Heat [Building w Elec Heat] | Food Service | Space Heating | RET | 0.1 | 0.097332 | 0.10196 | 0.10084 | 0.10032 | 0.10059 | 0.099455 | 0.10179 | 0.10273 | 0.10052
| Smart TStat_Com, E - Cool [Building w Gas Heat] | Food Service | Cooling | NC | 1 | 0.93833 | 0.90372 | 0.87456 | 0.82735 | 0.82156 | 0.82043 | 0.7985 | 0.79589 | 0.78609
| Smart TStat_Com, E - Cool [Building w Gas Heat] | Food Service | Cooling | RET | 0.1 | 0.097332 | 0.10196 | 0.10084 | 0.10032 | 0.10059 | 0.099455 | 0.10179 | 0.10273 | 0.10052
| Smart TStat_Com, G - Heat [Building w Gas Heat] | Food Service |  | NC | 1 | 0.94759 | 0.91754 | 0.87973 | 0.83964 | 0.81496 | 0.80903 | 0.80762 | 0.8088 | 0.80611
| Smart TStat_Com, G - Heat [Building w Gas Heat] | Food Service |  | RET | 0.1 | 0.099873 | 0.099896 | 0.099218 | 0.099015 | 0.099059 | 0.099362 | 0.099739 | 0.10032 | 0.10082
| Smart TStat_Com, E - Cool [Building w Propane Heat] | Food Service | Cooling | NC | 1 | 0.93833 | 0.90372 | 0.87456 | 0.82735 | 0.82156 | 0.82043 | 0.7985 | 0.79589 | 0.78609
| Smart TStat_Com, E - Cool [Building w Propane Heat] | Food Service | Cooling | RET | 0.1 | 0.097332 | 0.10196 | 0.10084 | 0.10032 | 0.10059 | 0.099455 | 0.10179 | 0.10273 | 0.10052
| Smart TStat_Com, P - Heat [Building w Propane Heat] | Food Service |  | NC | 1 | 0.93756 | 0.90356 | 0.86352 | 0.81845 | 0.7872 | 0.77324 | 0.7629 | 0.75353 | 0.74091
| Smart TStat_Com, P - Heat [Building w Propane Heat] | Food Service |  | RET | 0.1 | 0.098815 | 0.098374 | 0.09739 | 0.096516 | 0.095684 | 0.094967 | 0.094216 | 0.093466 | 0.092665
| Smart TStat_Com, E - Cool [Building w Oil Heat] | Food Service | Cooling | NC | 1 | 0.93833 | 0.90372 | 0.87456 | 0.82735 | 0.82156 | 0.82043 | 0.7985 | 0.79589 | 0.78609
| Smart TStat_Com, E - Cool [Building w Oil Heat] | Food Service | Cooling | RET | 0.1 | 0.097332 | 0.10196 | 0.10084 | 0.10032 | 0.10059 | 0.099455 | 0.10179 | 0.10273 | 0.10052
| Smart TStat_Com, O - Heat [Building w Oil Heat] | Food Service |  | NC | 1 | 0.93756 | 0.90356 | 0.86352 | 0.81845 | 0.7872 | 0.77324 | 0.7629 | 0.75353 | 0.74091
| Smart TStat_Com, O - Heat [Building w Oil Heat] | Food Service |  | RET | 0.1 | 0.098815 | 0.098374 | 0.09739 | 0.096516 | 0.095684 | 0.094967 | 0.094216 | 0.093466 | 0.092665
| Boiler Blowdown Controls_Com, G - Heat | Food Service |  | RET | 0.1 | 0.099873 | 0.099896 | 0.099218 | 0.099015 | 0.099059 | 0.099362 | 0.099739 | 0.10032 | 0.10082
| Boiler Blowdown Controls_Com, O - Heat | Food Service |  | RET | 0.1 | 0.098815 | 0.098374 | 0.09739 | 0.096516 | 0.095684 | 0.094967 | 0.094216 | 0.093466 | 0.092665
| Boiler Blowdown Controls_Com, P - Heat | Food Service |  | RET | 0.1 | 0.098815 | 0.098374 | 0.09739 | 0.096516 | 0.095684 | 0.094967 | 0.094216 | 0.093466 | 0.092665
| Boiler Modifications_Com, G - Heat | Food Service |  | RET | 0.1 | 0.099873 | 0.099896 | 0.099218 | 0.099015 | 0.099059 | 0.099362 | 0.099739 | 0.10032 | 0.10082
| Boiler Modifications_Com, O - Heat | Food Service |  | RET | 0.1 | 0.098815 | 0.098374 | 0.09739 | 0.096516 | 0.095684 | 0.094967 | 0.094216 | 0.093466 | 0.092665
| Boiler Modifications_Com, P - Heat | Food Service |  | RET | 0.1 | 0.098815 | 0.098374 | 0.09739 | 0.096516 | 0.095684 | 0.094967 | 0.094216 | 0.093466 | 0.092665
| Boilers_Com, G - Heat | Food Service |  | NC | 1 | 0.94759 | 0.91754 | 0.87973 | 0.83964 | 0.81496 | 0.80903 | 0.80762 | 0.8088 | 0.80611
| Boilers_Com, G - Heat | Food Service |  | RET | 0.1 | 0.092555 | 0.085793 | 0.078967 | 0.073031 | 0.06771 | 0.062941 | 0.05855 | 0.054577 | 0.050829
| Boilers_Com, G - Heat | Food Service |  | REPL | 1 | 0.79898 | 0.69928 | 0.59531 | 0.49508 | 0.39624 | 0.29809 | 0.19948 | 0.10032 | 1.3992e-16
| Boilers_Com, O - Heat | Food Service |  | NC | 1 | 0.93756 | 0.90356 | 0.86352 | 0.81845 | 0.7872 | 0.77324 | 0.7629 | 0.75353 | 0.74091
| Boilers_Com, O - Heat | Food Service |  | RET | 0.1 | 0.090915 | 0.083274 | 0.07585 | 0.06916 | 0.063082 | 0.057604 | 0.05258 | 0.047991 | 0.043776
| Boilers_Com, O - Heat | Food Service |  | REPL | 1 | 0.79052 | 0.68862 | 0.58434 | 0.48258 | 0.38274 | 0.2849 | 0.18843 | 0.093466 | 1.286e-16
| Boilers_Com, P - Heat | Food Service |  | NC | 1 | 0.93756 | 0.90356 | 0.86352 | 0.81845 | 0.7872 | 0.77324 | 0.7629 | 0.75353 | 0.74091
| Boilers_Com, P - Heat | Food Service |  | RET | 0.1 | 0.091245 | 0.083879 | 0.076678 | 0.070169 | 0.064234 | 0.058869 | 0.053929 | 0.049401 | 0.045226
| Boilers_Com, P - Heat | Food Service |  | REPL | 1 | 0.79052 | 0.68862 | 0.58434 | 0.48258 | 0.38274 | 0.2849 | 0.18843 | 0.093466 | 1.286e-16
| Furnace_Com, G - Heat | Food Service |  | NC | 1 | 0.94759 | 0.91754 | 0.87973 | 0.83964 | 0.81496 | 0.80903 | 0.80762 | 0.8088 | 0.80611
| Furnace_Com, G - Heat | Food Service |  | RET | 0.1 | 0.093815 | 0.088145 | 0.082235 | 0.077089 | 0.072445 | 0.068259 | 0.064361 | 0.060811 | 0.057405
| Furnace_Com, G - Heat | Food Service |  | REPL | 1 | 0.79898 | 0.69928 | 0.59531 | 0.49508 | 0.39624 | 0.29809 | 0.19948 | 0.10032 | 1.3992e-16
| Furnace_Com, O - Heat | Food Service |  | NC | 1 | 0.93756 | 0.90356 | 0.86352 | 0.81845 | 0.7872 | 0.77324 | 0.7629 | 0.75353 | 0.74091
| Furnace_Com, O - Heat | Food Service |  | RET | 0.1 | 0.08992 | 0.081461 | 0.073386 | 0.066182 | 0.059705 | 0.053923 | 0.048681 | 0.043947 | 0.039648
| Furnace_Com, O - Heat | Food Service |  | REPL | 1 | 0.79052 | 0.68862 | 0.58434 | 0.48258 | 0.38274 | 0.2849 | 0.18843 | 0.093466 | 1.286e-16
| Furnace_Com, P - Heat | Food Service |  | NC | 1 | 0.93756 | 0.90356 | 0.86352 | 0.81845 | 0.7872 | 0.77324 | 0.7629 | 0.75353 | 0.74091
| Furnace_Com, P - Heat | Food Service |  | RET | 0.1 | 0.091371 | 0.08411 | 0.076995 | 0.070556 | 0.064678 | 0.059357 | 0.054451 | 0.049948 | 0.045789
| Furnace_Com, P - Heat | Food Service |  | REPL | 1 | 0.79052 | 0.68862 | 0.58434 | 0.48258 | 0.38274 | 0.2849 | 0.18843 | 0.093466 | 1.286e-16
| Unit Heater_Com, G - Heat | Food Service |  | NC | 1 | 0.94759 | 0.91754 | 0.87973 | 0.83964 | 0.81496 | 0.80903 | 0.80762 | 0.8088 | 0.80611
| Unit Heater_Com, G - Heat | Food Service |  | RET | 0.1 | 0.091973 | 0.084718 | 0.077486 | 0.071211 | 0.065608 | 0.060603 | 0.056021 | 0.056002 | 0.055959
| Unit Heater_Com, G - Heat | Food Service |  | REPL | 1 | 0.79898 | 0.69928 | 0.59531 | 0.49508 | 0.39624 | 0.29809 | 0.19948 | 0.14143 | 0.082627
| Unit Heater_Com, P - Heat | Food Service |  | NC | 1 | 0.93756 | 0.90356 | 0.86352 | 0.81845 | 0.7872 | 0.77324 | 0.7629 | 0.75353 | 0.74091
| Unit Heater_Com, P - Heat | Food Service |  | RET | 0.1 | 0.088934 | 0.079683 | 0.070997 | 0.063324 | 0.0565 | 0.050469 | 0.045063 | 0.040234 | 0.0359
| Unit Heater_Com, P - Heat | Food Service |  | REPL | 1 | 0.79052 | 0.68862 | 0.58434 | 0.48258 | 0.38274 | 0.2849 | 0.18843 | 0.093466 | 1.286e-16
| Destratification Fans_Com, G - Heat | Food Service |  | NC | 1 | 0.94759 | 0.91754 | 0.87973 | 0.83964 | 0.81496 | 0.80903 | 0.80762 | 0.8088 | 0.80611
| Destratification Fans_Com, G - Heat | Food Service |  | RET | 0.1 | 0.094879 | 0.090157 | 0.085067 | 0.080648 | 0.07665 | 0.07304 | 0.080734 | 0.088292 | 0.095496
| Destratification Fans_Com, G - Heat | Food Service |  | REPL | 1 | 0.79898 | 0.69928 | 0.59531 | 0.49508 | 0.39624 | 0.29809 | 0.3103 | 0.32326 | 0.33607
| Destratification Fans_Com, O - Heat | Food Service |  | NC | 1 | 0.93756 | 0.90356 | 0.86352 | 0.81845 | 0.7872 | 0.77324 | 0.7629 | 0.75353 | 0.74091
| Destratification Fans_Com, O - Heat | Food Service |  | RET | 0.1 | 0.093874 | 0.088783 | 0.083499 | 0.078613 | 0.074039 | 0.069809 | 0.076263 | 0.082258 | 0.087771
| Destratification Fans_Com, O - Heat | Food Service |  | REPL | 1 | 0.79052 | 0.68862 | 0.58434 | 0.48258 | 0.38274 | 0.2849 | 0.29312 | 0.30117 | 0.30888
| Destratification Fans_Com, P - Heat | Food Service |  | NC | 1 | 0.93756 | 0.90356 | 0.86352 | 0.81845 | 0.7872 | 0.77324 | 0.7629 | 0.75353 | 0.74091
| Destratification Fans_Com, P - Heat | Food Service |  | RET | 0.1 | 0.093874 | 0.088783 | 0.083499 | 0.078613 | 0.074039 | 0.069809 | 0.076263 | 0.082258 | 0.087771
| Destratification Fans_Com, P - Heat | Food Service |  | REPL | 1 | 0.79052 | 0.68862 | 0.58434 | 0.48258 | 0.38274 | 0.2849 | 0.29312 | 0.30117 | 0.30888
| Forced Air Heating Maintenance_Com, G - Heat | Food Service |  | RET | 0.1 | 0.099873 | 0.099896 | 0.099218 | 0.099015 | 0.099059 | 0.099362 | 0.099739 | 0.10032 | 0.10082
| Forced Air Heating Maintenance_Com, O - Heat | Food Service |  | RET | 0.1 | 0.098815 | 0.098374 | 0.09739 | 0.096516 | 0.095684 | 0.094967 | 0.094216 | 0.093466 | 0.092665
| Forced Air Heating Maintenance_Com, P - Heat | Food Service |  | RET | 0.1 | 0.098815 | 0.098374 | 0.09739 | 0.096516 | 0.095684 | 0.094967 | 0.094216 | 0.093466 | 0.092665
| Infrared Heater_Com, G - Heat | Food Service |  | NC | 1 | 0.94759 | 0.91754 | 0.87973 | 0.83964 | 0.81496 | 0.80903 | 0.80762 | 0.8088 | 0.80611
| Infrared Heater_Com, G - Heat | Food Service |  | RET | 0.1 | 0.09901 | 0.098178 | 0.096669 | 0.095639 | 0.094855 | 0.094323 | 0.093864 | 0.10032 | 0.10082
| Infrared Heater_Com, G - Heat | Food Service |  | REPL | 1 | 0.79898 | 0.69928 | 0.59531 | 0.49508 | 0.39624 | 0.29809 | 0.19948 | 0.28004 | 0.36123
| Steam Trap Maintenance_Com, G - Heat | Food Service |  | RET | 0.1 | 0.099873 | 0.099896 | 0.099218 | 0.099015 | 0.099059 | 0.099362 | 0.099739 | 0.10032 | 0.10082
| Steam Trap Maintenance_Com, O - Heat | Food Service |  | RET | 0.1 | 0.098815 | 0.098374 | 0.09739 | 0.096516 | 0.095684 | 0.094967 | 0.094216 | 0.093466 | 0.092665
| Windows_Com, E - Cool [Building w Elec Heat] | Food Service | Cooling | NC | 1 | 0.93833 | 0.90372 | 0.87456 | 0.82735 | 0.82156 | 0.82043 | 0.7985 | 0.79589 | 0.78609
| Windows_Com, E - Heat [Building w Elec Heat] | Food Service | Space Heating | NC | 1 | 0.93833 | 0.90372 | 0.87456 | 0.82735 | 0.82156 | 0.82043 | 0.7985 | 0.79589 | 0.78609
| Windows_Com, E - Cool [Building w Gas Heat] | Food Service | Cooling | NC | 1 | 0.93833 | 0.90372 | 0.87456 | 0.82735 | 0.82156 | 0.82043 | 0.7985 | 0.79589 | 0.78609
| Windows_Com, G - Heat [Building w Gas Heat] | Food Service |  | NC | 1 | 0.94759 | 0.91754 | 0.87973 | 0.83964 | 0.81496 | 0.80903 | 0.80762 | 0.8088 | 0.80611
| Windows_Com, E - Cool [Building w Oil Heat] | Food Service | Cooling | NC | 1 | 0.93833 | 0.90372 | 0.87456 | 0.82735 | 0.82156 | 0.82043 | 0.7985 | 0.79589 | 0.78609
| Windows_Com, O - Heat [Building w Oil Heat] | Food Service |  | NC | 1 | 0.93756 | 0.90356 | 0.86352 | 0.81845 | 0.7872 | 0.77324 | 0.7629 | 0.75353 | 0.74091
| Windows_Com, E - Cool [Building w Propane Heat] | Food Service | Cooling | NC | 1 | 0.93833 | 0.90372 | 0.87456 | 0.82735 | 0.82156 | 0.82043 | 0.7985 | 0.79589 | 0.78609
| Windows_Com, P - Heat [Building w Propane Heat] | Food Service |  | NC | 1 | 0.93756 | 0.90356 | 0.86352 | 0.81845 | 0.7872 | 0.77324 | 0.7629 | 0.75353 | 0.74091
| Window Film_Com, E - Cool [Building w Elec Heat] | Food Service | Cooling | RET | 0 | 0 | 0 | 0 | 0 | 0 | 0 | 0 | 0 | 0
| Window Film_Com, E - Heat [Building w Elec Heat] | Food Service | Space Heating | RET | 0 | 0 | 0 | 0 | 0 | 0 | 0 | 0 | 0 | 0
| Window Film_Com, E - Cool [Building w Gas Heat] | Food Service | Cooling | RET | 0 | 0 | 0 | 0 | 0 | 0 | 0 | 0 | 0 | 0
| Window Film_Com, G - Heat [Building w Gas Heat] | Food Service |  | RET | 0 | 0 | 0 | 0 | 0 | 0 | 0 | 0 | 0 | 0
| Window Film_Com, E - Cool [Building w Oil Heat] | Food Service | Cooling | RET | 0 | 0 | 0 | 0 | 0 | 0 | 0 | 0 | 0 | 0
| Window Film_Com, O - Heat [Building w Oil Heat] | Food Service |  | RET | 0 | 0 | 0 | 0 | 0 | 0 | 0 | 0 | 0 | 0
| Window Film_Com, E - Cool [Building w Propane Heat] | Food Service | Cooling | RET | 0 | 0 | 0 | 0 | 0 | 0 | 0 | 0 | 0 | 0
| Window Film_Com, P - Heat [Building w Propane Heat] | Food Service |  | RET | 0 | 0 | 0 | 0 | 0 | 0 | 0 | 0 | 0 | 0
| Motors and Fans_Com, E - Vent | Food Service | Ventilation | NC | 1 | 0.93833 | 0.90372 | 0.87456 | 0.82735 | 0.82156 | 0.82043 | 0.7985 | 0.79589 | 0.78609
| Motors and Fans_Com, E - Vent | Food Service | Ventilation | RET | 0.1 | 0.087696 | 0.082772 | 0.073758 | 0.066113 | 0.059727 | 0.053208 | 0.049292 | 0.045051 | 0.03994
| Motors and Fans_Com, E - Vent | Food Service | Ventilation | REPL | 1 | 0.77865 | 0.71373 | 0.60504 | 0.5016 | 0.40235 | 0.29836 | 0.20584 | 0.1073 | 0.0067012
| ECM Furnace Motors_Com, E - Vent | Food Service | Ventilation | RET | 0.1 | 0.097332 | 0.10196 | 0.10084 | 0.10032 | 0.10059 | 0.099455 | 0.10179 | 0.10273 | 0.10052
| VFD on HVAC System_Com, E - Vent | Food Service | Ventilation | RET | 0.1 | 0.097332 | 0.10196 | 0.10084 | 0.10032 | 0.10059 | 0.099455 | 0.10179 | 0.10273 | 0.10052
| Kitchen DCV_Com, E - Vent [Building w Elec Heat] | Food Service | Ventilation | NC | 1 | 0.93833 | 0.90372 | 0.87456 | 0.82735 | 0.82156 | 0.82043 | 0.7985 | 0.79589 | 0.78609
| Kitchen DCV_Com, E - Vent [Building w Elec Heat] | Food Service | Ventilation | RET | 0.1 | 0.08828 | 0.083878 | 0.075241 | 0.067892 | 0.061742 | 0.055369 | 0.052982 | 0.050097 | 0.046023
| Kitchen DCV_Com, E - Vent [Building w Elec Heat] | Food Service | Ventilation | REPL | 1 | 0.77865 | 0.71373 | 0.60504 | 0.5016 | 0.40235 | 0.29836 | 0.21941 | 0.13469 | 0.046908
| Kitchen DCV_Com, E - Heat [Building w Elec Heat] | Food Service | Space Heating | NC | 1 | 0.93833 | 0.90372 | 0.87456 | 0.82735 | 0.82156 | 0.82043 | 0.7985 | 0.79589 | 0.78609
| Kitchen DCV_Com, E - Heat [Building w Elec Heat] | Food Service | Space Heating | RET | 0.1 | 0.08828 | 0.083878 | 0.075241 | 0.067892 | 0.061742 | 0.055369 | 0.052982 | 0.050097 | 0.046023
| Kitchen DCV_Com, E - Heat [Building w Elec Heat] | Food Service | Space Heating | REPL | 1 | 0.77865 | 0.71373 | 0.60504 | 0.5016 | 0.40235 | 0.29836 | 0.21941 | 0.13469 | 0.046908
| Kitchen DCV_Com, E - Vent [Building w Gas Heat] | Food Service | Ventilation | NC | 1 | 0.93833 | 0.90372 | 0.87456 | 0.82735 | 0.82156 | 0.82043 | 0.7985 | 0.79589 | 0.78609
| Kitchen DCV_Com, E - Vent [Building w Gas Heat] | Food Service | Ventilation | RET | 0.1 | 0.08828 | 0.083878 | 0.075241 | 0.067892 | 0.061742 | 0.055369 | 0.052982 | 0.050097 | 0.046023
| Kitchen DCV_Com, E - Vent [Building w Gas Heat] | Food Service | Ventilation | REPL | 1 | 0.77865 | 0.71373 | 0.60504 | 0.5016 | 0.40235 | 0.29836 | 0.21941 | 0.13469 | 0.046908
| Kitchen DCV_Com, G - Heat [Building w Gas Heat] | Food Service |  | NC | 1 | 0.94759 | 0.91754 | 0.87973 | 0.83964 | 0.81496 | 0.80903 | 0.80762 | 0.8088 | 0.80611
| Kitchen DCV_Com, G - Heat [Building w Gas Heat] | Food Service |  | RET | 0.1 | 0.090585 | 0.08218 | 0.074031 | 0.067009 | 0.060804 | 0.055318 | 0.051915 | 0.048923 | 0.046161
| Kitchen DCV_Com, G - Heat [Building w Gas Heat] | Food Service |  | REPL | 1 | 0.79898 | 0.69928 | 0.59531 | 0.49508 | 0.39624 | 0.29809 | 0.21499 | 0.13153 | 0.047049
| Kitchen DCV_Com, E - Vent [Building w Oil Heat] | Food Service | Ventilation | NC | 1 | 0.93833 | 0.90372 | 0.87456 | 0.82735 | 0.82156 | 0.82043 | 0.7985 | 0.79589 | 0.78609
| Kitchen DCV_Com, E - Vent [Building w Oil Heat] | Food Service | Ventilation | RET | 0.1 | 0.08828 | 0.083878 | 0.075241 | 0.067892 | 0.061742 | 0.055369 | 0.052982 | 0.050097 | 0.046023
| Kitchen DCV_Com, E - Vent [Building w Oil Heat] | Food Service | Ventilation | REPL | 1 | 0.77865 | 0.71373 | 0.60504 | 0.5016 | 0.40235 | 0.29836 | 0.21941 | 0.13469 | 0.046908
| Kitchen DCV_Com, O - Heat [Building w Oil Heat] | Food Service |  | NC | 1 | 0.93756 | 0.90356 | 0.86352 | 0.81845 | 0.7872 | 0.77324 | 0.7629 | 0.75353 | 0.74091
| Kitchen DCV_Com, O - Heat [Building w Oil Heat] | Food Service |  | RET | 0.1 | 0.089625 | 0.080927 | 0.072666 | 0.065318 | 0.058732 | 0.052871 | 0.04904 | 0.045579 | 0.042427
| Kitchen DCV_Com, O - Heat [Building w Oil Heat] | Food Service |  | REPL | 1 | 0.79052 | 0.68862 | 0.58434 | 0.48258 | 0.38274 | 0.2849 | 0.20309 | 0.12254 | 0.043244
| Kitchen DCV_Com, E - Vent [Building w Oil Heat] | Food Service | Ventilation | NC | 1 | 0.93833 | 0.90372 | 0.87456 | 0.82735 | 0.82156 | 0.82043 | 0.7985 | 0.79589 | 0.78609
| Kitchen DCV_Com, E - Vent [Building w Oil Heat] | Food Service | Ventilation | RET | 0.1 | 0.08828 | 0.083878 | 0.075241 | 0.067892 | 0.061742 | 0.055369 | 0.052982 | 0.050097 | 0.046023
| Kitchen DCV_Com, E - Vent [Building w Oil Heat] | Food Service | Ventilation | REPL | 1 | 0.77865 | 0.71373 | 0.60504 | 0.5016 | 0.40235 | 0.29836 | 0.21941 | 0.13469 | 0.046908
| Kitchen DCV_Com, P - Heat [Building w Propane Heat] | Food Service |  | NC | 1 | 0.93756 | 0.90356 | 0.86352 | 0.81845 | 0.7872 | 0.77324 | 0.7629 | 0.75353 | 0.74091
| Kitchen DCV_Com, P - Heat [Building w Propane Heat] | Food Service |  | RET | 0.1 | 0.089625 | 0.080927 | 0.072666 | 0.065318 | 0.058732 | 0.052871 | 0.04904 | 0.045579 | 0.042427
| Kitchen DCV_Com, P - Heat [Building w Propane Heat] | Food Service |  | REPL | 1 | 0.79052 | 0.68862 | 0.58434 | 0.48258 | 0.38274 | 0.2849 | 0.20309 | 0.12254 | 0.043244
| Duct Sealing Regulated_Com, E - Vent [Building w Elec Heat] | Food Service | Ventilation | RET | 0.1 | 0.097332 | 0.10196 | 0.10084 | 0.10032 | 0.10059 | 0.099455 | 0.10179 | 0.10273 | 0.10052
| Duct Sealing Regulated_Com, E - Heat [Building w Elec Heat] | Food Service | Space Heating | RET | 0.1 | 0.097332 | 0.10196 | 0.10084 | 0.10032 | 0.10059 | 0.099455 | 0.10179 | 0.10273 | 0.10052
| Duct Sealing Regulated_Com, E - Cool [Building w Elec Heat] | Food Service | Cooling | RET | 0.1 | 0.097332 | 0.10196 | 0.10084 | 0.10032 | 0.10059 | 0.099455 | 0.10179 | 0.10273 | 0.10052
| Duct Sealing Regulated_Com, E - Vent [Building w Gas Heat] | Food Service | Ventilation | RET | 0.1 | 0.097332 | 0.10196 | 0.10084 | 0.10032 | 0.10059 | 0.099455 | 0.10179 | 0.10273 | 0.10052
| Duct Sealing Regulated_Com, G - Heat [Building w Gas Heat] | Food Service |  | RET | 0.1 | 0.099873 | 0.099896 | 0.099218 | 0.099015 | 0.099059 | 0.099362 | 0.099739 | 0.10032 | 0.10082
| Duct Sealing Regulated_Com, E - Cool [Building w Gas Heat] | Food Service | Cooling | RET | 0.1 | 0.097332 | 0.10196 | 0.10084 | 0.10032 | 0.10059 | 0.099455 | 0.10179 | 0.10273 | 0.10052
| Duct Sealing Non Regulated_Com, E - Vent [Building w Oil Heat] | Food Service | Ventilation | RET | 0.1 | 0.097332 | 0.10196 | 0.10084 | 0.10032 | 0.10059 | 0.099455 | 0.10179 | 0.10273 | 0.10052
| Duct Sealing Non Regulated_Com, O - Heat [Building w Oil Heat] | Food Service |  | RET | 0.1 | 0.098815 | 0.098374 | 0.09739 | 0.096516 | 0.095684 | 0.094967 | 0.094216 | 0.093466 | 0.092665
| Duct Sealing Non Regulated_Com, E - Cool [Building w Oil Heat] | Food Service | Cooling | RET | 0.1 | 0.097332 | 0.10196 | 0.10084 | 0.10032 | 0.10059 | 0.099455 | 0.10179 | 0.10273 | 0.10052
| Duct Sealing Non Regulated_Com, E - Vent [Building w Propane Heat] | Food Service | Ventilation | RET | 0.1 | 0.097332 | 0.10196 | 0.10084 | 0.10032 | 0.10059 | 0.099455 | 0.10179 | 0.10273 | 0.10052
| Duct Sealing Non Regulated_Com, P - Heat [Building w Propane Heat] | Food Service |  | RET | 0.1 | 0.098815 | 0.098374 | 0.09739 | 0.096516 | 0.095684 | 0.094967 | 0.094216 | 0.093466 | 0.092665
| Duct Sealing Non Regulated_Com, E - Cool [Building w Propane Heat] | Food Service | Cooling | RET | 0.1 | 0.097332 | 0.10196 | 0.10084 | 0.10032 | 0.10059 | 0.099455 | 0.10179 | 0.10273 | 0.10052
| Power Strip_Com, E - Plug [Tier 1] | Food Service | Plug Loads | NC | 0 | 0 | 0 | 0 | 0 | 0 | 0 | 0 | 0 | 0
| Power Strip_Com, E - Plug [Tier 1] | Food Service | Plug Loads | RET | 0 | 0 | 0 | 0 | 0 | 0 | 0 | 0 | 0 | 0
| Power Strip_Com, E - Plug [Tier 1] | Food Service | Plug Loads | REPL | 0 | 0 | 0 | 0 | 0 | 0 | 0 | 0 | 0 | 0
| Power Strip_Com, E - Plug [Tier 2] | Food Service | Plug Loads | NC | 1 | 0.93833 | 0.90372 | 0.87456 | 0.82735 | 0.82156 | 0.82043 | 0.7985 | 0.80393 | 0.80206
| Power Strip_Com, E - Plug [Tier 2] | Food Service | Plug Loads | RET | 0.1 | 0.08796 | 0.083271 | 0.074426 | 0.068466 | 0.063596 | 0.058364 | 0.055557 | 0.072045 | 0.084618
| Power Strip_Com, E - Plug [Tier 2] | Food Service | Plug Loads | REPL | 1 | 0.77865 | 0.71373 | 0.60504 | 0.51712 | 0.43349 | 0.34454 | 0.26659 | 0.38005 | 0.48047
| Computer Power Management_Com, E - Plug | Food Service | Plug Loads | RET | 0.1 | 0.097332 | 0.10196 | 0.10084 | 0.10032 | 0.10059 | 0.099455 | 0.10179 | 0.10273 | 0.10052
| Vending Machine Controls_Com, E - Plug [Non-Refrigerated] | Food Service | Plug Loads | RET | 0.1 | 0.097332 | 0.10196 | 0.10084 | 0.10032 | 0.10059 | 0.099455 | 0.10179 | 0.10273 | 0.10052
| Vending Machine Controls_Com, E - Plug [Refrigerated] | Food Service | Plug Loads | RET | 0.1 | 0.097332 | 0.10196 | 0.10084 | 0.10032 | 0.10059 | 0.099455 | 0.10179 | 0.10273 | 0.10052
| Ovens_Com, E - Cook | Food Service | Cooking | NC | 1 | 0.93833 | 0.90372 | 0.87456 | 0.82735 | 0.82156 | 0.82043 | 0.7985 | 0.79589 | 0.78609
| Ovens_Com, E - Cook | Food Service | Cooking | REPL | 1 | 0.97332 | 1.0196 | 1.0084 | 1.0032 | 1.0059 | 0.99455 | 1.0179 | 1.0273 | 1.0052
| Ovens_Com, G - Cook | Food Service |  | NC | 1 | 0.94759 | 0.91754 | 0.87973 | 0.83964 | 0.81496 | 0.80903 | 0.80762 | 0.8088 | 0.80611
| Ovens_Com, G - Cook | Food Service |  | REPL | 1 | 0.99873 | 0.99896 | 0.99218 | 0.99015 | 0.99059 | 0.99362 | 0.99739 | 1.0032 | 1.0082
| Ovens_Com, P - Cook | Food Service |  | NC | 1 | 0.93756 | 0.90356 | 0.86352 | 0.81845 | 0.7872 | 0.77324 | 0.7629 | 0.75353 | 0.74091
| Ovens_Com, P - Cook | Food Service |  | REPL | 1 | 0.98815 | 0.98374 | 0.9739 | 0.96516 | 0.95684 | 0.94967 | 0.94216 | 0.93466 | 0.92665
| Fryers_Com, E - Cook | Food Service | Cooking | NC | 1 | 0.93833 | 0.90372 | 0.87456 | 0.82735 | 0.82156 | 0.82043 | 0.7985 | 0.79589 | 0.78609
| Fryers_Com, E - Cook | Food Service | Cooking | REPL | 1 | 0.97332 | 1.0196 | 1.0084 | 1.0032 | 1.0059 | 0.99455 | 1.0179 | 1.0273 | 1.0052
| Fryers_Com, G - Cook | Food Service |  | NC | 1 | 0.94759 | 0.91754 | 0.87973 | 0.83964 | 0.81496 | 0.80903 | 0.80762 | 0.8088 | 0.80611
| Fryers_Com, G - Cook | Food Service |  | REPL | 1 | 0.99873 | 0.99896 | 0.99218 | 0.99015 | 0.99059 | 0.99362 | 0.99739 | 1.0032 | 1.0082
| Fryers_Com, P - Cook | Food Service |  | NC | 1 | 0.93756 | 0.90356 | 0.86352 | 0.81845 | 0.7872 | 0.77324 | 0.7629 | 0.75353 | 0.74091
| Fryers_Com, P - Cook | Food Service |  | REPL | 1 | 0.98815 | 0.98374 | 0.9739 | 0.96516 | 0.95684 | 0.94967 | 0.94216 | 0.93466 | 0.92665
| Griddles_Com, E - Cook | Food Service | Cooking | NC | 1 | 0.93833 | 0.90372 | 0.87456 | 0.82735 | 0.82156 | 0.82043 | 0.7985 | 0.79589 | 0.78609
| Griddles_Com, E - Cook | Food Service | Cooking | REPL | 1 | 0.97332 | 1.0196 | 1.0084 | 1.0032 | 1.0059 | 0.99455 | 1.0179 | 1.0273 | 1.0052
| Griddles_Com, G - Cook | Food Service |  | NC | 1 | 0.94759 | 0.91754 | 0.87973 | 0.83964 | 0.81496 | 0.80903 | 0.80762 | 0.8088 | 0.80611
| Griddles_Com, G - Cook | Food Service |  | REPL | 1 | 0.99873 | 0.99896 | 0.99218 | 0.99015 | 0.99059 | 0.99362 | 0.99739 | 1.0032 | 1.0082
| Griddles_Com, P - Cook | Food Service |  | NC | 1 | 0.93756 | 0.90356 | 0.86352 | 0.81845 | 0.7872 | 0.77324 | 0.7629 | 0.75353 | 0.74091
| Griddles_Com, P - Cook | Food Service |  | REPL | 1 | 0.98815 | 0.98374 | 0.9739 | 0.96516 | 0.95684 | 0.94967 | 0.94216 | 0.93466 | 0.92665
| Hot Food Holding Cabinet_Com, E - Cook | Food Service | Cooking | NC | 1 | 0.93833 | 0.90372 | 0.87456 | 0.82735 | 0.82156 | 0.82043 | 0.7985 | 0.79589 | 0.78609
| Hot Food Holding Cabinet_Com, E - Cook | Food Service | Cooking | REPL | 1 | 0.97332 | 1.0196 | 1.0084 | 1.0032 | 1.0059 | 0.99455 | 1.0179 | 1.0273 | 1.0052
| Steamers_Com, E - Cook | Food Service | Cooking | NC | 1 | 0.93833 | 0.90372 | 0.87456 | 0.82735 | 0.82156 | 0.82043 | 0.7985 | 0.79589 | 0.78609
| Steamers_Com, E - Cook | Food Service | Cooking | REPL | 1 | 0.97332 | 1.0196 | 1.0084 | 1.0032 | 1.0059 | 0.99455 | 1.0179 | 1.0273 | 1.0052
| Steamers_Com, G - Cook | Food Service |  | NC | 1 | 0.94759 | 0.91754 | 0.87973 | 0.83964 | 0.81496 | 0.80903 | 0.80762 | 0.8088 | 0.80611
| Steamers_Com, G - Cook | Food Service |  | REPL | 1 | 0.99873 | 0.99896 | 0.99218 | 0.99015 | 0.99059 | 0.99362 | 0.99739 | 1.0032 | 1.0082
| ES Refrigerator and Freezer_Com, E - Refr | Food Service | Refrigeration | NC | 1 | 0.93833 | 0.90372 | 0.87456 | 0.82735 | 0.82156 | 0.82043 | 0.7985 | 0.79589 | 0.78609
| ES Refrigerator and Freezer_Com, E - Refr | Food Service | Refrigeration | REPL | 1 | 0.97332 | 1.0196 | 1.0084 | 1.0032 | 1.0059 | 0.99455 | 1.0179 | 1.0273 | 1.0052
| Anti Sweat Heat Control_Com, E - Refr | Food Service | Refrigeration | NC | 1 | 0.93833 | 0.90372 | 0.87456 | 0.82735 | 0.82156 | 0.82043 | 0.7985 | 0.79589 | 0.78609
| Anti Sweat Heat Control_Com, E - Refr | Food Service | Refrigeration | RET | 0.1 | 0.097332 | 0.10196 | 0.10084 | 0.10032 | 0.10059 | 0.099455 | 0.10179 | 0.10273 | 0.10052
| Case Night Covers_Com, E - Refr | Food Service | Refrigeration | RET | 0.1 | 0.097332 | 0.10196 | 0.10084 | 0.10032 | 0.10059 | 0.099455 | 0.10179 | 0.10273 | 0.10052
| Loading Dock Pit Seals_Com, E - Refr | Food Service | Refrigeration | NC | 1 | 0.93833 | 0.90372 | 0.87456 | 0.82735 | 0.82156 | 0.82043 | 0.7985 | 0.79589 | 0.78609
| Loading Dock Pit Seals_Com, E - Refr | Food Service | Refrigeration | RET | 0.1 | 0.097332 | 0.10196 | 0.10084 | 0.10032 | 0.10059 | 0.099455 | 0.10179 | 0.10273 | 0.10052
| ECM Comp Cond Fan Motor_Com, E - Refr | Food Service | Refrigeration | NC | 1 | 0.93833 | 0.90372 | 0.87456 | 0.82735 | 0.82156 | 0.82043 | 0.7985 | 0.79589 | 0.78609
| ECM Comp Cond Fan Motor_Com, E - Refr | Food Service | Refrigeration | RET | 0.1 | 0.094236 | 0.095577 | 0.09152 | 0.088151 | 0.085575 | 0.081919 | 0.0966 | 0.10273 | 0.10052
| ECM Comp Cond Fan Motor_Com, E - Refr | Food Service | Refrigeration | REPL | 1 | 0.77865 | 0.71373 | 0.60504 | 0.5016 | 0.40235 | 0.29836 | 0.35782 | 0.41407 | 0.45695
| Evap Fan Motor Replacement_Com, E - Refr | Food Service | Refrigeration | NC | 1 | 0.93833 | 0.90372 | 0.87456 | 0.82735 | 0.82156 | 0.82043 | 0.7985 | 0.79589 | 0.78609
| Evap Fan Motor Replacement_Com, E - Refr | Food Service | Refrigeration | RET | 0.1 | 0.088171 | 0.083672 | 0.074964 | 0.067558 | 0.061364 | 0.054962 | 0.052289 | 0.049149 | 0.044878
| Evap Fan Motor Replacement_Com, E - Refr | Food Service | Refrigeration | REPL | 1 | 0.77865 | 0.71373 | 0.60504 | 0.5016 | 0.40235 | 0.29836 | 0.21689 | 0.1296 | 0.03943
| Evap Fan Speed Controls_Com, E - Refr | Food Service | Refrigeration | NC | 1 | 0.93833 | 0.90372 | 0.87456 | 0.82735 | 0.82156 | 0.82043 | 0.7985 | 0.79589 | 0.78609
| Evap Fan Speed Controls_Com, E - Refr | Food Service | Refrigeration | RET | 0.1 | 0.097332 | 0.10196 | 0.10084 | 0.10032 | 0.10059 | 0.099455 | 0.10179 | 0.10273 | 0.10052
| LowHeat NoHeat Doors_Com, E - Refr | Food Service | Refrigeration | NC | 1 | 0.93833 | 0.90372 | 0.87456 | 0.82735 | 0.82156 | 0.82043 | 0.7985 | 0.79589 | 0.78609
| LowHeat NoHeat Doors_Com, E - Refr | Food Service | Refrigeration | RET | 0.1 | 0.097332 | 0.10196 | 0.10084 | 0.10032 | 0.10059 | 0.099455 | 0.10179 | 0.10273 | 0.10052
| Refrigerated Vending Machine_Com, E - Refr | Food Service | Refrigeration | NC | 1 | 0.93833 | 0.90372 | 0.87456 | 0.82735 | 0.82156 | 0.82043 | 0.7985 | 0.79589 | 0.78609
| Refrigerated Vending Machine_Com, E - Refr | Food Service | Refrigeration | REPL | 1 | 0.97332 | 1.0196 | 1.0084 | 1.0032 | 1.0059 | 0.99455 | 1.0179 | 1.0273 | 1.0052
| Walk In Refrigeration_Com, E - Refr | Food Service | Refrigeration | NC | 0.7 | 0.65683 | 0.6326 | 0.61219 | 0.57915 | 0.57509 | 0.5743 | 0.55895 | 0.55712 | 0.55027
| Refrigeration Tune Up_Com, E - Refr | Food Service | Refrigeration | RET | 0.1 | 0.097332 | 0.10196 | 0.10084 | 0.10032 | 0.10059 | 0.099455 | 0.10179 | 0.10273 | 0.10052
| ES Ice Machine_Com, E - Refr | Food Service | Refrigeration | NC | 1 | 0.93833 | 0.90372 | 0.87456 | 0.82735 | 0.82156 | 0.82043 | 0.7985 | 0.79589 | 0.78609
| ES Ice Machine_Com, E - Refr | Food Service | Refrigeration | REPL | 1 | 0.97332 | 1.0196 | 1.0084 | 1.0032 | 1.0059 | 0.99455 | 1.0179 | 1.0273 | 1.0052
| Walk In Cooler Retroft_Com, E - Refr | Food Service | Refrigeration | RET | 0.07 | 0.068132 | 0.071373 | 0.070588 | 0.070224 | 0.070412 | 0.069618 | 0.071252 | 0.071911 | 0.070362
| HE Built Up Refrig_Com, E - Refr | Food Service | Refrigeration | NC | 0.7 | 0.65683 | 0.6326 | 0.61219 | 0.57915 | 0.57509 | 0.5743 | 0.55895 | 0.55712 | 0.55027
| HE Built Up Refrig_Com, E - Refr | Food Service | Refrigeration | RET | 0.07 | 0.068132 | 0.071373 | 0.070588 | 0.070224 | 0.070412 | 0.069618 | 0.071252 | 0.071911 | 0.070362
| Door Gasket Replacement_Com, E - Refr | Food Service | Refrigeration | RET | 0.1 | 0.097332 | 0.10196 | 0.10084 | 0.10032 | 0.10059 | 0.099455 | 0.10179 | 0.10273 | 0.10052
| EnergyStar Dehumidifier_Com, E - Appl | Food Service | Appliances | NC | 1 | 0.93833 | 0.90372 | 0.87456 | 0.82735 | 0.82156 | 0.82043 | 0.7985 | 0.79589 | 0.78609
| EnergyStar Dehumidifier_Com, E - Appl | Food Service | Appliances | REPL | 1 | 0.97332 | 1.0196 | 1.0084 | 1.0032 | 1.0059 | 0.99455 | 1.0179 | 1.0273 | 1.0052
| Clothes Washer Elec WH_Com, E - Appl [unit w/ elec dry - Washer] | Food Service | Appliances | NC | 1 | 0.93833 | 0.90372 | 0.87456 | 0.82735 | 0.82156 | 0.82043 | 0.80656 | 0.81205 | 0.81016
| Clothes Washer Elec WH_Com, E - Appl [unit w/ elec dry - Washer] | Food Service | Appliances | REPL | 1 | 0.97332 | 1.0196 | 1.0084 | 1.0032 | 1.0059 | 0.99455 | 1.0179 | 1.0273 | 1.0052
| Clothes Washer Elec WH_Com, E - Appl [unit w/ elec dry - Dryer] | Food Service | Appliances | NC | 1 | 0.93833 | 0.90372 | 0.87456 | 0.82735 | 0.82156 | 0.82043 | 0.80656 | 0.81205 | 0.81016
| Clothes Washer Elec WH_Com, E - Appl [unit w/ elec dry - Dryer] | Food Service | Appliances | REPL | 1 | 0.97332 | 1.0196 | 1.0084 | 1.0032 | 1.0059 | 0.99455 | 1.0179 | 1.0273 | 1.0052
| Clothes Washer Elec WH_Com, E - HWat [unit w/ elec dry - Water Heater] | Food Service | Water Heating | NC | 1 | 0.93833 | 0.90372 | 0.87456 | 0.82735 | 0.82156 | 0.82043 | 0.80656 | 0.81205 | 0.81016
| Clothes Washer Elec WH_Com, E - HWat [unit w/ elec dry - Water Heater] | Food Service | Water Heating | REPL | 1 | 0.97332 | 1.0196 | 1.0084 | 1.0032 | 1.0059 | 0.99455 | 1.0179 | 1.0273 | 1.0052
| Clothes Washer Elec WH_Com, E - Appl [unit w/ gas dry - Washer] | Food Service | Appliances | NC | 1 | 0.93833 | 0.90372 | 0.87456 | 0.82735 | 0.82156 | 0.82043 | 0.80656 | 0.81205 | 0.81016
| Clothes Washer Elec WH_Com, E - Appl [unit w/ gas dry - Washer] | Food Service | Appliances | REPL | 1 | 0.97332 | 1.0196 | 1.0084 | 1.0032 | 1.0059 | 0.99455 | 1.0179 | 1.0273 | 1.0052
| Clothes Washer Elec WH_Com, G - Oth [unit w/ gas dry - Dryer] | Food Service |  | NC | 1 | 0.94759 | 0.91754 | 0.87973 | 0.83964 | 0.81496 | 0.80903 | 0.81578 | 0.82522 | 0.83079
| Clothes Washer Elec WH_Com, G - Oth [unit w/ gas dry - Dryer] | Food Service |  | REPL | 1 | 0.99873 | 0.99896 | 0.99218 | 0.99015 | 0.99059 | 0.99362 | 0.99739 | 1.0032 | 1.0082
| Clothes Washer Elec WH_Com, E - HWat [unit w/ gas dry - Water Heater] | Food Service | Water Heating | NC | 1 | 0.93833 | 0.90372 | 0.87456 | 0.82735 | 0.82156 | 0.82043 | 0.80656 | 0.81205 | 0.81016
| Clothes Washer Elec WH_Com, E - HWat [unit w/ gas dry - Water Heater] | Food Service | Water Heating | REPL | 1 | 0.97332 | 1.0196 | 1.0084 | 1.0032 | 1.0059 | 0.99455 | 1.0179 | 1.0273 | 1.0052
| Clothes Washer Elec WH_Com, E - Appl [unit w/ propane dry - Washer] | Food Service | Appliances | NC | 1 | 0.93833 | 0.90372 | 0.87456 | 0.82735 | 0.82156 | 0.82043 | 0.80656 | 0.81205 | 0.81016
| Clothes Washer Elec WH_Com, E - Appl [unit w/ propane dry - Washer] | Food Service | Appliances | REPL | 1 | 0.97332 | 1.0196 | 1.0084 | 1.0032 | 1.0059 | 0.99455 | 1.0179 | 1.0273 | 1.0052
| Clothes Washer Elec WH_Com, P - Oth [unit w/ propane dry - Dryer] | Food Service |  | NC | 1 | 0.93756 | 0.90356 | 0.86352 | 0.81845 | 0.7872 | 0.77324 | 0.7706 | 0.76883 | 0.76359
| Clothes Washer Elec WH_Com, P - Oth [unit w/ propane dry - Dryer] | Food Service |  | REPL | 1 | 0.98815 | 0.98374 | 0.9739 | 0.96516 | 0.95684 | 0.94967 | 0.94216 | 0.93466 | 0.92665
| Clothes Washer Elec WH_Com, E - HWat [unit w/ propane dry - Water Heater] | Food Service | Water Heating | NC | 1 | 0.93833 | 0.90372 | 0.87456 | 0.82735 | 0.82156 | 0.82043 | 0.80656 | 0.81205 | 0.81016
| Clothes Washer Elec WH_Com, E - HWat [unit w/ propane dry - Water Heater] | Food Service | Water Heating | REPL | 1 | 0.97332 | 1.0196 | 1.0084 | 1.0032 | 1.0059 | 0.99455 | 1.0179 | 1.0273 | 1.0052
| Clothes Washer Gas WH_Com, E - Appl [unit w/ elec dry - Washer] | Food Service | Appliances | NC | 1 | 0.93833 | 0.90372 | 0.87456 | 0.82735 | 0.82156 | 0.82043 | 0.80656 | 0.81205 | 0.81016
| Clothes Washer Gas WH_Com, E - Appl [unit w/ elec dry - Washer] | Food Service | Appliances | REPL | 1 | 0.97332 | 1.0196 | 1.0084 | 1.0032 | 1.0059 | 0.99455 | 1.0179 | 1.0273 | 1.0052
| Clothes Washer Gas WH_Com, E - Appl [unit w/ elec dry - Dryer] | Food Service | Appliances | NC | 1 | 0.93833 | 0.90372 | 0.87456 | 0.82735 | 0.82156 | 0.82043 | 0.80656 | 0.81205 | 0.81016
| Clothes Washer Gas WH_Com, E - Appl [unit w/ elec dry - Dryer] | Food Service | Appliances | REPL | 1 | 0.97332 | 1.0196 | 1.0084 | 1.0032 | 1.0059 | 0.99455 | 1.0179 | 1.0273 | 1.0052
| Clothes Washer Gas WH_Com, G - HWat [unit w/ elec dry - Water Heater] | Food Service |  | NC | 1 | 0.94759 | 0.91754 | 0.87973 | 0.83964 | 0.81496 | 0.80903 | 0.81578 | 0.82522 | 0.83079
| Clothes Washer Gas WH_Com, G - HWat [unit w/ elec dry - Water Heater] | Food Service |  | REPL | 1 | 0.99873 | 0.99896 | 0.99218 | 0.99015 | 0.99059 | 0.99362 | 0.99739 | 1.0032 | 1.0082
| Clothes Washer Gas WH_Com, E - Appl [unit w/ gas dry - Washer] | Food Service | Appliances | NC | 1 | 0.93833 | 0.90372 | 0.87456 | 0.82735 | 0.82156 | 0.82043 | 0.80656 | 0.81205 | 0.81016
| Clothes Washer Gas WH_Com, E - Appl [unit w/ gas dry - Washer] | Food Service | Appliances | REPL | 1 | 0.97332 | 1.0196 | 1.0084 | 1.0032 | 1.0059 | 0.99455 | 1.0179 | 1.0273 | 1.0052
| Clothes Washer Gas WH_Com, G - Oth [unit w/ gas dry - Dryer] | Food Service |  | NC | 1 | 0.94759 | 0.91754 | 0.87973 | 0.83964 | 0.81496 | 0.80903 | 0.81578 | 0.82522 | 0.83079
| Clothes Washer Gas WH_Com, G - Oth [unit w/ gas dry - Dryer] | Food Service |  | REPL | 1 | 0.99873 | 0.99896 | 0.99218 | 0.99015 | 0.99059 | 0.99362 | 0.99739 | 1.0032 | 1.0082
| Clothes Washer Gas WH_Com, G - HWat [unit w/ gas dry - Water Heater] | Food Service |  | NC | 1 | 0.94759 | 0.91754 | 0.87973 | 0.83964 | 0.81496 | 0.80903 | 0.81578 | 0.82522 | 0.83079
| Clothes Washer Gas WH_Com, G - HWat [unit w/ gas dry - Water Heater] | Food Service |  | REPL | 1 | 0.99873 | 0.99896 | 0.99218 | 0.99015 | 0.99059 | 0.99362 | 0.99739 | 1.0032 | 1.0082
| Clothes Washer Gas WH_Com, E - Appl [unit w/ propane dry - Washer] | Food Service | Appliances | NC | 1 | 0.93833 | 0.90372 | 0.87456 | 0.82735 | 0.82156 | 0.82043 | 0.80656 | 0.81205 | 0.81016
| Clothes Washer Gas WH_Com, E - Appl [unit w/ propane dry - Washer] | Food Service | Appliances | REPL | 1 | 0.97332 | 1.0196 | 1.0084 | 1.0032 | 1.0059 | 0.99455 | 1.0179 | 1.0273 | 1.0052
| Clothes Washer Gas WH_Com, P - Oth [unit w/ propane dry - Dryer] | Food Service |  | NC | 1 | 0.93756 | 0.90356 | 0.86352 | 0.81845 | 0.7872 | 0.77324 | 0.7706 | 0.76883 | 0.76359
| Clothes Washer Gas WH_Com, P - Oth [unit w/ propane dry - Dryer] | Food Service |  | REPL | 1 | 0.98815 | 0.98374 | 0.9739 | 0.96516 | 0.95684 | 0.94967 | 0.94216 | 0.93466 | 0.92665
| Clothes Washer Gas WH_Com, G - HWat [unit w/ propane dry - Water Heater] | Food Service |  | NC | 1 | 0.94759 | 0.91754 | 0.87973 | 0.83964 | 0.81496 | 0.80903 | 0.81578 | 0.82522 | 0.83079
| Clothes Washer Gas WH_Com, G - HWat [unit w/ propane dry - Water Heater] | Food Service |  | REPL | 1 | 0.99873 | 0.99896 | 0.99218 | 0.99015 | 0.99059 | 0.99362 | 0.99739 | 1.0032 | 1.0082
| Clothes Washer Oil WH_Com, E - Appl [unit w/ elec dry - Washer] | Food Service | Appliances | NC | 1 | 0.93833 | 0.90372 | 0.87456 | 0.82735 | 0.82156 | 0.82043 | 0.80656 | 0.81205 | 0.81016
| Clothes Washer Oil WH_Com, E - Appl [unit w/ elec dry - Washer] | Food Service | Appliances | REPL | 1 | 0.97332 | 1.0196 | 1.0084 | 1.0032 | 1.0059 | 0.99455 | 1.0179 | 1.0273 | 1.0052
| Clothes Washer Oil WH_Com, E - Appl [unit w/ elec dry - Dryer] | Food Service | Appliances | NC | 1 | 0.93833 | 0.90372 | 0.87456 | 0.82735 | 0.82156 | 0.82043 | 0.80656 | 0.81205 | 0.81016
| Clothes Washer Oil WH_Com, E - Appl [unit w/ elec dry - Dryer] | Food Service | Appliances | REPL | 1 | 0.97332 | 1.0196 | 1.0084 | 1.0032 | 1.0059 | 0.99455 | 1.0179 | 1.0273 | 1.0052
| Clothes Washer Oil WH_Com, O - HWat [unit w/ elec dry - Water Heater] | Food Service |  | NC | 1 | 0.93756 | 0.90356 | 0.86352 | 0.81845 | 0.7872 | 0.77324 | 0.7706 | 0.76883 | 0.76359
| Clothes Washer Oil WH_Com, O - HWat [unit w/ elec dry - Water Heater] | Food Service |  | REPL | 1 | 0.98815 | 0.98374 | 0.9739 | 0.96516 | 0.95684 | 0.94967 | 0.94216 | 0.93466 | 0.92665
| Clothes Washer Oil WH_Com, E - Appl [unit w/ gas dry - Washer] | Food Service | Appliances | NC | 1 | 0.93833 | 0.90372 | 0.87456 | 0.82735 | 0.82156 | 0.82043 | 0.80656 | 0.81205 | 0.81016
| Clothes Washer Oil WH_Com, E - Appl [unit w/ gas dry - Washer] | Food Service | Appliances | REPL | 1 | 0.97332 | 1.0196 | 1.0084 | 1.0032 | 1.0059 | 0.99455 | 1.0179 | 1.0273 | 1.0052
| Clothes Washer Oil WH_Com, G - Oth [unit w/ gas dry - Dryer] | Food Service |  | NC | 1 | 0.94759 | 0.91754 | 0.87973 | 0.83964 | 0.81496 | 0.80903 | 0.81578 | 0.82522 | 0.83079
| Clothes Washer Oil WH_Com, G - Oth [unit w/ gas dry - Dryer] | Food Service |  | REPL | 1 | 0.99873 | 0.99896 | 0.99218 | 0.99015 | 0.99059 | 0.99362 | 0.99739 | 1.0032 | 1.0082
| Clothes Washer Oil WH_Com, O - HWat [unit w/ gas dry - Water Heater] | Food Service |  | NC | 1 | 0.93756 | 0.90356 | 0.86352 | 0.81845 | 0.7872 | 0.77324 | 0.7706 | 0.76883 | 0.76359
| Clothes Washer Oil WH_Com, O - HWat [unit w/ gas dry - Water Heater] | Food Service |  | REPL | 1 | 0.98815 | 0.98374 | 0.9739 | 0.96516 | 0.95684 | 0.94967 | 0.94216 | 0.93466 | 0.92665
| Clothes Washer Oil WH_Com, E - Appl [unit w/ propane dry - Washer] | Food Service | Appliances | NC | 1 | 0.93833 | 0.90372 | 0.87456 | 0.82735 | 0.82156 | 0.82043 | 0.80656 | 0.81205 | 0.81016
| Clothes Washer Oil WH_Com, E - Appl [unit w/ propane dry - Washer] | Food Service | Appliances | REPL | 1 | 0.97332 | 1.0196 | 1.0084 | 1.0032 | 1.0059 | 0.99455 | 1.0179 | 1.0273 | 1.0052
| Clothes Washer Oil WH_Com, P - Oth [unit w/ propane dry - Dryer] | Food Service |  | NC | 1 | 0.93756 | 0.90356 | 0.86352 | 0.81845 | 0.7872 | 0.77324 | 0.7706 | 0.76883 | 0.76359
| Clothes Washer Oil WH_Com, P - Oth [unit w/ propane dry - Dryer] | Food Service |  | REPL | 1 | 0.98815 | 0.98374 | 0.9739 | 0.96516 | 0.95684 | 0.94967 | 0.94216 | 0.93466 | 0.92665
| Clothes Washer Oil WH_Com, O - HWat [unit w/ propane dry - Water Heater] | Food Service |  | NC | 1 | 0.93756 | 0.90356 | 0.86352 | 0.81845 | 0.7872 | 0.77324 | 0.7706 | 0.76883 | 0.76359
| Clothes Washer Oil WH_Com, O - HWat [unit w/ propane dry - Water Heater] | Food Service |  | REPL | 1 | 0.98815 | 0.98374 | 0.9739 | 0.96516 | 0.95684 | 0.94967 | 0.94216 | 0.93466 | 0.92665
| Clothes Washer Propane WH_Com, E - Appl [unit w/ elec dry - Washer] | Food Service | Appliances | NC | 1 | 0.93833 | 0.90372 | 0.87456 | 0.82735 | 0.82156 | 0.82043 | 0.80656 | 0.81205 | 0.81016
| Clothes Washer Propane WH_Com, E - Appl [unit w/ elec dry - Washer] | Food Service | Appliances | REPL | 1 | 0.97332 | 1.0196 | 1.0084 | 1.0032 | 1.0059 | 0.99455 | 1.0179 | 1.0273 | 1.0052
| Clothes Washer Propane WH_Com, E - Appl [unit w/ elec dry - Dryer] | Food Service | Appliances | NC | 1 | 0.93833 | 0.90372 | 0.87456 | 0.82735 | 0.82156 | 0.82043 | 0.80656 | 0.81205 | 0.81016
| Clothes Washer Propane WH_Com, E - Appl [unit w/ elec dry - Dryer] | Food Service | Appliances | REPL | 1 | 0.97332 | 1.0196 | 1.0084 | 1.0032 | 1.0059 | 0.99455 | 1.0179 | 1.0273 | 1.0052
| Clothes Washer Propane WH_Com, P - HWat [unit w/ elec dry - Water Heater] | Food Service |  | NC | 1 | 0.93756 | 0.90356 | 0.86352 | 0.81845 | 0.7872 | 0.77324 | 0.7706 | 0.76883 | 0.76359
| Clothes Washer Propane WH_Com, P - HWat [unit w/ elec dry - Water Heater] | Food Service |  | REPL | 1 | 0.98815 | 0.98374 | 0.9739 | 0.96516 | 0.95684 | 0.94967 | 0.94216 | 0.93466 | 0.92665
| Clothes Washer Propane WH_Com, E - Appl [unit w/ gas dry - Washer] | Food Service | Appliances | NC | 1 | 0.93833 | 0.90372 | 0.87456 | 0.82735 | 0.82156 | 0.82043 | 0.80656 | 0.81205 | 0.81016
| Clothes Washer Propane WH_Com, E - Appl [unit w/ gas dry - Washer] | Food Service | Appliances | REPL | 1 | 0.97332 | 1.0196 | 1.0084 | 1.0032 | 1.0059 | 0.99455 | 1.0179 | 1.0273 | 1.0052
| Clothes Washer Propane WH_Com, G - Oth [unit w/ gas dry - Dryer] | Food Service |  | NC | 1 | 0.94759 | 0.91754 | 0.87973 | 0.83964 | 0.81496 | 0.80903 | 0.81578 | 0.82522 | 0.83079
| Clothes Washer Propane WH_Com, G - Oth [unit w/ gas dry - Dryer] | Food Service |  | REPL | 1 | 0.99873 | 0.99896 | 0.99218 | 0.99015 | 0.99059 | 0.99362 | 0.99739 | 1.0032 | 1.0082
| Clothes Washer Propane WH_Com, P - HWat [unit w/ gas dry - Water Heater] | Food Service |  | NC | 1 | 0.93756 | 0.90356 | 0.86352 | 0.81845 | 0.7872 | 0.77324 | 0.7706 | 0.76883 | 0.76359
| Clothes Washer Propane WH_Com, P - HWat [unit w/ gas dry - Water Heater] | Food Service |  | REPL | 1 | 0.98815 | 0.98374 | 0.9739 | 0.96516 | 0.95684 | 0.94967 | 0.94216 | 0.93466 | 0.92665
| Clothes Washer Propane WH_Com, E - Appl [unit w/ propane dry - Washer] | Food Service | Appliances | NC | 1 | 0.93833 | 0.90372 | 0.87456 | 0.82735 | 0.82156 | 0.82043 | 0.80656 | 0.81205 | 0.81016
| Clothes Washer Propane WH_Com, E - Appl [unit w/ propane dry - Washer] | Food Service | Appliances | REPL | 1 | 0.97332 | 1.0196 | 1.0084 | 1.0032 | 1.0059 | 0.99455 | 1.0179 | 1.0273 | 1.0052
| Clothes Washer Propane WH_Com, P - Oth [unit w/ propane dry - Dryer] | Food Service |  | NC | 1 | 0.93756 | 0.90356 | 0.86352 | 0.81845 | 0.7872 | 0.77324 | 0.7706 | 0.76883 | 0.76359
| Clothes Washer Propane WH_Com, P - Oth [unit w/ propane dry - Dryer] | Food Service |  | REPL | 1 | 0.98815 | 0.98374 | 0.9739 | 0.96516 | 0.95684 | 0.94967 | 0.94216 | 0.93466 | 0.92665
| Clothes Washer Propane WH_Com, P - HWat [unit w/ propane dry - Water Heater] | Food Service |  | NC | 1 | 0.93756 | 0.90356 | 0.86352 | 0.81845 | 0.7872 | 0.77324 | 0.7706 | 0.76883 | 0.76359
| Clothes Washer Propane WH_Com, P - HWat [unit w/ propane dry - Water Heater] | Food Service |  | REPL | 1 | 0.98815 | 0.98374 | 0.9739 | 0.96516 | 0.95684 | 0.94967 | 0.94216 | 0.93466 | 0.92665
| Dishwasher_Com, E - Appl [Building w elec WH] | Food Service | Appliances | NC | 1 | 0.93833 | 0.90372 | 0.87456 | 0.82735 | 0.82156 | 0.82043 | 0.7985 | 0.79589 | 0.78609
| Dishwasher_Com, E - Appl [Building w elec WH] | Food Service | Appliances | REPL | 1 | 0.97332 | 1.0196 | 1.0084 | 1.0032 | 1.0059 | 0.99455 | 1.0179 | 1.0273 | 1.0052
| Dishwasher_Com, E - HWat [Building w elec WH] | Food Service | Water Heating | NC | 1 | 0.93833 | 0.90372 | 0.87456 | 0.82735 | 0.82156 | 0.82043 | 0.7985 | 0.79589 | 0.78609
| Dishwasher_Com, E - HWat [Building w elec WH] | Food Service | Water Heating | REPL | 1 | 0.97332 | 1.0196 | 1.0084 | 1.0032 | 1.0059 | 0.99455 | 1.0179 | 1.0273 | 1.0052
| Dishwasher_Com, E - Appl [Building w gas WH] | Food Service | Appliances | NC | 1 | 0.93833 | 0.90372 | 0.87456 | 0.82735 | 0.82156 | 0.82043 | 0.7985 | 0.79589 | 0.78609
| Dishwasher_Com, E - Appl [Building w gas WH] | Food Service | Appliances | REPL | 1 | 0.97332 | 1.0196 | 1.0084 | 1.0032 | 1.0059 | 0.99455 | 1.0179 | 1.0273 | 1.0052
| Dishwasher_Com, G - HWat [Building w gas WH] | Food Service |  | NC | 1 | 0.94759 | 0.91754 | 0.87973 | 0.83964 | 0.81496 | 0.80903 | 0.80762 | 0.8088 | 0.80611
| Dishwasher_Com, G - HWat [Building w gas WH] | Food Service |  | REPL | 1 | 0.99873 | 0.99896 | 0.99218 | 0.99015 | 0.99059 | 0.99362 | 0.99739 | 1.0032 | 1.0082
| Dishwasher_Com, E - Appl [Building w oil WH] | Food Service | Appliances | NC | 1 | 0.93833 | 0.90372 | 0.87456 | 0.82735 | 0.82156 | 0.82043 | 0.7985 | 0.79589 | 0.78609
| Dishwasher_Com, E - Appl [Building w oil WH] | Food Service | Appliances | REPL | 1 | 0.97332 | 1.0196 | 1.0084 | 1.0032 | 1.0059 | 0.99455 | 1.0179 | 1.0273 | 1.0052
| Dishwasher_Com, O - HWat [Building w oil WH] | Food Service |  | NC | 1 | 0.93756 | 0.90356 | 0.86352 | 0.81845 | 0.7872 | 0.77324 | 0.7629 | 0.75353 | 0.74091
| Dishwasher_Com, O - HWat [Building w oil WH] | Food Service |  | REPL | 1 | 0.98815 | 0.98374 | 0.9739 | 0.96516 | 0.95684 | 0.94967 | 0.94216 | 0.93466 | 0.92665
| Dishwasher_Com, E - Appl [Building w propane WH] | Food Service | Appliances | NC | 1 | 0.93833 | 0.90372 | 0.87456 | 0.82735 | 0.82156 | 0.82043 | 0.7985 | 0.79589 | 0.78609
| Dishwasher_Com, E - Appl [Building w propane WH] | Food Service | Appliances | REPL | 1 | 0.97332 | 1.0196 | 1.0084 | 1.0032 | 1.0059 | 0.99455 | 1.0179 | 1.0273 | 1.0052
| Dishwasher_Com, P - HWat [Building w propane WH] | Food Service |  | NC | 1 | 0.93756 | 0.90356 | 0.86352 | 0.81845 | 0.7872 | 0.77324 | 0.7629 | 0.75353 | 0.74091
| Dishwasher_Com, P - HWat [Building w propane WH] | Food Service |  | REPL | 1 | 0.98815 | 0.98374 | 0.9739 | 0.96516 | 0.95684 | 0.94967 | 0.94216 | 0.93466 | 0.92665
| Faucet Aerator_Com, E - HWat | Food Service | Water Heating | RET | 0.1 | 0.097332 | 0.10196 | 0.10084 | 0.10032 | 0.10059 | 0.099455 | 0.10179 | 0.10273 | 0.10052
| Faucet Aerator_Com, G - HWat | Food Service |  | RET | 0.1 | 0.099873 | 0.099896 | 0.099218 | 0.099015 | 0.099059 | 0.099362 | 0.099739 | 0.10032 | 0.10082
| Faucet Aerator_Com, O - HWat | Food Service |  | RET | 0.1 | 0.098815 | 0.098374 | 0.09739 | 0.096516 | 0.095684 | 0.094967 | 0.094216 | 0.093466 | 0.092665
| Faucet Aerator_Com, P - HWat | Food Service |  | RET | 0.1 | 0.098815 | 0.098374 | 0.09739 | 0.096516 | 0.095684 | 0.094967 | 0.094216 | 0.093466 | 0.092665
| Pre Rinse Sprayers_Com, E - HWat | Food Service | Water Heating | RET | 0.1 | 0.097332 | 0.10196 | 0.10084 | 0.10032 | 0.10059 | 0.099455 | 0.10179 | 0.10273 | 0.10052
| Pre Rinse Sprayers_Com, G - HWat | Food Service |  | RET | 0.1 | 0.099873 | 0.099896 | 0.099218 | 0.099015 | 0.099059 | 0.099362 | 0.099739 | 0.10032 | 0.10082
| Pre Rinse Sprayers_Com, O - HWat | Food Service |  | RET | 0.1 | 0.098815 | 0.098374 | 0.09739 | 0.096516 | 0.095684 | 0.094967 | 0.094216 | 0.093466 | 0.092665
| Pre Rinse Sprayers_Com, P - HWat | Food Service |  | RET | 0.1 | 0.098815 | 0.098374 | 0.09739 | 0.096516 | 0.095684 | 0.094967 | 0.094216 | 0.093466 | 0.092665
| Heat Pump Water Heater_Com, E - HWat | Food Service | Water Heating | NC | 0.9 | 0.8445 | 0.81335 | 0.7871 | 0.74462 | 0.73941 | 0.73839 | 0.71865 | 0.7163 | 0.70748
| Heat Pump Water Heater_Com, E - HWat | Food Service | Water Heating | RET | 0.09 | 0.079102 | 0.074826 | 0.066825 | 0.060032 | 0.055259 | 0.050231 | 0.04734 | 0.044068 | 0.039841
| Heat Pump Water Heater_Com, E - HWat | Food Service | Water Heating | REPL | 0.9 | 0.70079 | 0.64235 | 0.54454 | 0.45144 | 0.37117 | 0.28643 | 0.2107 | 0.12944 | 0.045233
| FF Storage Water Heater_Com, G - HWat | Food Service |  | NC | 1 | 0.94759 | 0.91754 | 0.87973 | 0.83964 | 0.81496 | 0.80903 | 0.80762 | 0.8088 | 0.80611
| FF Storage Water Heater_Com, G - HWat | Food Service |  | RET | 0.1 | 0.093051 | 0.086716 | 0.080245 | 0.074611 | 0.069546 | 0.064994 | 0.06781 | 0.070615 | 0.07322
| FF Storage Water Heater_Com, G - HWat | Food Service |  | REPL | 1 | 0.79898 | 0.69928 | 0.59531 | 0.49508 | 0.39624 | 0.29809 | 0.26974 | 0.24166 | 0.21306
| FF Storage Water Heater_Com, O - HWat | Food Service |  | NC | 1 | 0.93756 | 0.90356 | 0.86352 | 0.81845 | 0.7872 | 0.77324 | 0.7629 | 0.75353 | 0.74091
| FF Storage Water Heater_Com, O - HWat | Food Service |  | RET | 0.1 | 0.092066 | 0.085395 | 0.078766 | 0.072728 | 0.067176 | 0.062119 | 0.064055 | 0.065789 | 0.067297
| FF Storage Water Heater_Com, O - HWat | Food Service |  | REPL | 1 | 0.79052 | 0.68862 | 0.58434 | 0.48258 | 0.38274 | 0.2849 | 0.2548 | 0.22514 | 0.19582
| FF Storage Water Heater_Com, P - HWat | Food Service |  | NC | 1 | 0.93756 | 0.90356 | 0.86352 | 0.81845 | 0.7872 | 0.77324 | 0.7629 | 0.75353 | 0.74091
| FF Storage Water Heater_Com, P - HWat | Food Service |  | RET | 0.1 | 0.092066 | 0.085395 | 0.078766 | 0.072728 | 0.067176 | 0.062119 | 0.064055 | 0.065789 | 0.067297
| FF Storage Water Heater_Com, P - HWat | Food Service |  | REPL | 1 | 0.79052 | 0.68862 | 0.58434 | 0.48258 | 0.38274 | 0.2849 | 0.2548 | 0.22514 | 0.19582
| FF Instantaneous Water Heater_Com, G - HWat | Food Service |  | NC | 1 | 0.94759 | 0.91754 | 0.87973 | 0.83964 | 0.81496 | 0.80903 | 0.80762 | 0.8088 | 0.80611
| FF Instantaneous Water Heater_Com, G - HWat | Food Service |  | RET | 0.1 | 0.093051 | 0.086716 | 0.080245 | 0.074611 | 0.069546 | 0.064994 | 0.060785 | 0.056964 | 0.053336
| FF Instantaneous Water Heater_Com, G - HWat | Food Service |  | REPL | 1 | 0.79898 | 0.69928 | 0.59531 | 0.49508 | 0.39624 | 0.29809 | 0.19948 | 0.10032 | 1.3992e-16
| FF Instantaneous Water Heater_Com, O - HWat | Food Service |  | NC | 1 | 0.93756 | 0.90356 | 0.86352 | 0.81845 | 0.7872 | 0.77324 | 0.7629 | 0.75353 | 0.74091
| FF Instantaneous Water Heater_Com, O - HWat | Food Service |  | RET | 0.1 | 0.092066 | 0.085395 | 0.078766 | 0.072728 | 0.067176 | 0.062119 | 0.057418 | 0.053071 | 0.049022
| FF Instantaneous Water Heater_Com, O - HWat | Food Service |  | REPL | 1 | 0.79052 | 0.68862 | 0.58434 | 0.48258 | 0.38274 | 0.2849 | 0.18843 | 0.093466 | 1.286e-16
| FF Instantaneous Water Heater_Com, P - HWat | Food Service |  | NC | 1 | 0.93756 | 0.90356 | 0.86352 | 0.81845 | 0.7872 | 0.77324 | 0.7629 | 0.75353 | 0.74091
| FF Instantaneous Water Heater_Com, P - HWat | Food Service |  | RET | 0.1 | 0.092066 | 0.085395 | 0.078766 | 0.072728 | 0.067176 | 0.062119 | 0.057418 | 0.053071 | 0.049022
| FF Instantaneous Water Heater_Com, P - HWat | Food Service |  | REPL | 1 | 0.79052 | 0.68862 | 0.58434 | 0.48258 | 0.38274 | 0.2849 | 0.18843 | 0.093466 | 1.286e-16
| Clothes Dryer_Com, E - Appl | Food Service | Appliances | NC | 1 | 0.93833 | 0.90372 | 0.87456 | 0.82735 | 0.82156 | 0.82043 | 0.7985 | 0.79589 | 0.78609
| Clothes Dryer_Com, E - Appl | Food Service | Appliances | RET | 0.1 | 0.08807 | 0.08348 | 0.074706 | 0.067249 | 0.061013 | 0.054585 | 0.051725 | 0.048421 | 0.044029
| Clothes Dryer_Com, E - Appl | Food Service | Appliances | REPL | 1 | 0.77865 | 0.71373 | 0.60504 | 0.5016 | 0.40235 | 0.29836 | 0.21532 | 0.12643 | 0.03479
| Clothes Dryer_Com, G - Oth | Food Service |  | NC | 1 | 0.94759 | 0.91754 | 0.87973 | 0.83964 | 0.81496 | 0.80903 | 0.80762 | 0.8088 | 0.80611
| Clothes Dryer_Com, G - Oth | Food Service |  | RET | 0.1 | 0.090369 | 0.08179 | 0.073504 | 0.066374 | 0.060085 | 0.054534 | 0.050683 | 0.047286 | 0.044161
| Clothes Dryer_Com, G - Oth | Food Service |  | REPL | 1 | 0.79898 | 0.69928 | 0.59531 | 0.49508 | 0.39624 | 0.29809 | 0.21099 | 0.12347 | 0.034894
| Clothes Dryer_Com, P - Oth | Food Service |  | NC | 1 | 0.93756 | 0.90356 | 0.86352 | 0.81845 | 0.7872 | 0.77324 | 0.7629 | 0.75353 | 0.74091
| Clothes Dryer_Com, P - Oth | Food Service |  | RET | 0.1 | 0.089412 | 0.080543 | 0.07215 | 0.064699 | 0.058038 | 0.052122 | 0.047876 | 0.044054 | 0.040589
| Clothes Dryer_Com, P - Oth | Food Service |  | REPL | 1 | 0.79052 | 0.68862 | 0.58434 | 0.48258 | 0.38274 | 0.2849 | 0.1993 | 0.11503 | 0.032072
| Pnemautic to DDC_Com, E - TotE [Building w Elec Heat] | Food Service | Total Electric | RET | 0.1 | 0.097332 | 0.10196 | 0.10084 | 0.10032 | 0.10059 | 0.099455 | 0.10179 | 0.10273 | 0.10052
| Pnemautic to DDC_Com, E - TotE [Building w Gas Heat] | Food Service | Total Electric | RET | 0.1 | 0.097332 | 0.10196 | 0.10084 | 0.10032 | 0.10059 | 0.099455 | 0.10179 | 0.10273 | 0.10052
| Pnemautic to DDC_Com, G - TotF [Building w Gas Heat] | Food Service |  | RET | 0.1 | 0.099873 | 0.099896 | 0.099218 | 0.099015 | 0.099059 | 0.099362 | 0.099739 | 0.10032 | 0.10082
| Pnemautic to DDC_Com, E - TotE [Building w Oil Heat] | Food Service | Total Electric | RET | 0.1 | 0.097332 | 0.10196 | 0.10084 | 0.10032 | 0.10059 | 0.099455 | 0.10179 | 0.10273 | 0.10052
| Pnemautic to DDC_Com, O - TotF [Building w Oil Heat] | Food Service |  | RET | 0.1 | 0.098815 | 0.098374 | 0.09739 | 0.096516 | 0.095684 | 0.094967 | 0.094216 | 0.093466 | 0.092665
| Pnemautic to DDC_Com, E - TotE [Building w Propane Heat] | Food Service | Total Electric | RET | 0.1 | 0.097332 | 0.10196 | 0.10084 | 0.10032 | 0.10059 | 0.099455 | 0.10179 | 0.10273 | 0.10052
| Pnemautic to DDC_Com, P - TotF [Building w Propane Heat] | Food Service |  | RET | 0.1 | 0.098815 | 0.098374 | 0.09739 | 0.096516 | 0.095684 | 0.094967 | 0.094216 | 0.093466 | 0.092665
| RCx_Com, E - TotE [Building w Elec Heat] | Food Service | Total Electric | RET | 0.05 | 0.048666 | 0.05098 | 0.05042 | 0.05016 | 0.050294 | 0.049727 | 0.050895 | 0.051365 | 0.050259
| RCx_Com, E - TotE [Building w Gas Heat] | Food Service | Total Electric | RET | 0.05 | 0.048666 | 0.05098 | 0.05042 | 0.05016 | 0.050294 | 0.049727 | 0.050895 | 0.051365 | 0.050259
| RCx_Com, G - TotF [Building w Gas Heat] | Food Service |  | RET | 0.05 | 0.049936 | 0.049948 | 0.049609 | 0.049508 | 0.04953 | 0.049681 | 0.04987 | 0.050161 | 0.05041
| RCx_Com, E - TotE [Building w Oil Heat] | Food Service | Total Electric | RET | 0.05 | 0.048666 | 0.05098 | 0.05042 | 0.05016 | 0.050294 | 0.049727 | 0.050895 | 0.051365 | 0.050259
| RCx_Com, O - TotF [Building w Oil Heat] | Food Service |  | RET | 0.05 | 0.049408 | 0.049187 | 0.048695 | 0.048258 | 0.047842 | 0.047483 | 0.047108 | 0.046733 | 0.046332
| RCx_Com, E - TotE [Building w Propane Heat] | Food Service | Total Electric | RET | 0.05 | 0.048666 | 0.05098 | 0.05042 | 0.05016 | 0.050294 | 0.049727 | 0.050895 | 0.051365 | 0.050259
| RCx_Com, P - TotF [Building w Propane Heat] | Food Service |  | RET | 0.05 | 0.049408 | 0.049187 | 0.048695 | 0.048258 | 0.047842 | 0.047483 | 0.047108 | 0.046733 | 0.046332
| Commissioning_Com, E - TotE [Building w Elec Heat] | Food Service | Total Electric | NC | 0 | 0 | 0 | 0 | 0 | 0 | 0 | 0 | 0 | 0
| Commissioning_Com, E - TotE [Building w Gas Heat] | Food Service | Total Electric | NC | 0 | 0 | 0 | 0 | 0 | 0 | 0 | 0 | 0 | 0
| Commissioning_Com, G - TotF [Building w Gas Heat] | Food Service |  | NC | 0 | 0 | 0 | 0 | 0 | 0 | 0 | 0 | 0 | 0
| Commissioning_Com, E - TotE [Building w Oil Heat] | Food Service | Total Electric | NC | 0 | 0 | 0 | 0 | 0 | 0 | 0 | 0 | 0 | 0
| Commissioning_Com, O - TotF [Building w Oil Heat] | Food Service |  | NC | 0 | 0 | 0 | 0 | 0 | 0 | 0 | 0 | 0 | 0
| Commissioning_Com, E - TotE [Building w Propane Heat] | Food Service | Total Electric | NC | 0 | 0 | 0 | 0 | 0 | 0 | 0 | 0 | 0 | 0
| Commissioning_Com, P - TotF [Building w Propane Heat] | Food Service |  | NC | 0 | 0 | 0 | 0 | 0 | 0 | 0 | 0 | 0 | 0
| Integrated Building Design_Com, E - TotE [Building w Elec Heat] | Food Service | Total Electric | NC | 0.1 | 0.093833 | 0.090372 | 0.087456 | 0.082735 | 0.082156 | 0.082043 | 0.07985 | 0.079589 | 0.078609
| Integrated Building Design_Com, E - TotE [Building w Gas Heat] | Food Service | Total Electric | NC | 0.1 | 0.093833 | 0.090372 | 0.087456 | 0.082735 | 0.082156 | 0.082043 | 0.07985 | 0.079589 | 0.078609
| Integrated Building Design_Com, G - TotF [Building w Gas Heat] | Food Service |  | NC | 0.1 | 0.094759 | 0.091754 | 0.087973 | 0.083964 | 0.081496 | 0.080903 | 0.080762 | 0.08088 | 0.080611
| Integrated Building Design_Com, E - TotE [Building w Oil Heat] | Food Service | Total Electric | NC | 0.1 | 0.093833 | 0.090372 | 0.087456 | 0.082735 | 0.082156 | 0.082043 | 0.07985 | 0.079589 | 0.078609
| Integrated Building Design_Com, O - TotF [Building w Oil Heat] | Food Service |  | NC | 0.1 | 0.093756 | 0.090356 | 0.086352 | 0.081845 | 0.07872 | 0.077324 | 0.07629 | 0.075353 | 0.074091
| Integrated Building Design_Com, E - TotE [Building w Propane Heat] | Food Service | Total Electric | NC | 0.1 | 0.093833 | 0.090372 | 0.087456 | 0.082735 | 0.082156 | 0.082043 | 0.07985 | 0.079589 | 0.078609
| Integrated Building Design_Com, P - TotF [Building w Propane Heat] | Food Service |  | NC | 0.1 | 0.093756 | 0.090356 | 0.086352 | 0.081845 | 0.07872 | 0.077324 | 0.07629 | 0.075353 | 0.074091
| Deep Energy Retrofit_Com, E - TotE [Building w Elec Heat] | Food Service | Total Electric | RET | 0.01 | 0.0097332 | 0.010196 | 0.010084 | 0.010032 | 0.010059 | 0.0099455 | 0.010179 | 0.010273 | 0.010052
| Deep Energy Retrofit_Com, E - TotE [Building w Gas Heat] | Food Service | Total Electric | RET | 0.01 | 0.0097332 | 0.010196 | 0.010084 | 0.010032 | 0.010059 | 0.0099455 | 0.010179 | 0.010273 | 0.010052
| Deep Energy Retrofit_Com, G - TotF [Building w Gas Heat] | Food Service |  | RET | 0.01 | 0.0099873 | 0.0099896 | 0.0099218 | 0.0099015 | 0.0099059 | 0.0099362 | 0.0099739 | 0.010032 | 0.010082
| Deep Energy Retrofit_Com, E - TotE [Building w Oil Heat] | Food Service | Total Electric | RET | 0.01 | 0.0097332 | 0.010196 | 0.010084 | 0.010032 | 0.010059 | 0.0099455 | 0.010179 | 0.010273 | 0.010052
| Deep Energy Retrofit_Com, O - TotF [Building w Oil Heat] | Food Service |  | RET | 0.01 | 0.0098815 | 0.0098374 | 0.009739 | 0.0096516 | 0.0095684 | 0.0094967 | 0.0094216 | 0.0093466 | 0.0092665
| Deep Energy Retrofit_Com, E - TotE [Building w Propane Heat] | Food Service | Total Electric | RET | 0.01 | 0.0097332 | 0.010196 | 0.010084 | 0.010032 | 0.010059 | 0.0099455 | 0.010179 | 0.010273 | 0.010052
| Deep Energy Retrofit_Com, P - TotF [Building w Propane Heat] | Food Service |  | RET | 0.01 | 0.0098815 | 0.0098374 | 0.009739 | 0.0096516 | 0.0095684 | 0.0094967 | 0.0094216 | 0.0093466 | 0.0092665
| EMS_Com, E - TotE [Building w Elec Heat] | Food Service | Total Electric | NC | 0.35 | 0.32842 | 0.3163 | 0.3061 | 0.28957 | 0.28755 | 0.28715 | 0.27947 | 0.27856 | 0.27513
| EMS_Com, E - TotE [Building w Elec Heat] | Food Service | Total Electric | RET | 0.035 | 0.034066 | 0.035686 | 0.035294 | 0.035112 | 0.035206 | 0.034809 | 0.035626 | 0.035956 | 0.035181
| EMS_Com, E - TotE [Building w Gas Heat] | Food Service | Total Electric | NC | 0.35 | 0.32842 | 0.3163 | 0.3061 | 0.28957 | 0.28755 | 0.28715 | 0.27947 | 0.27856 | 0.27513
| EMS_Com, E - TotE [Building w Gas Heat] | Food Service | Total Electric | RET | 0.035 | 0.034066 | 0.035686 | 0.035294 | 0.035112 | 0.035206 | 0.034809 | 0.035626 | 0.035956 | 0.035181
| EMS_Com, G - TotF [Building w Gas Heat] | Food Service |  | NC | 0.35 | 0.33166 | 0.32114 | 0.3079 | 0.29387 | 0.28524 | 0.28316 | 0.28267 | 0.28308 | 0.28214
| EMS_Com, G - TotF [Building w Gas Heat] | Food Service |  | RET | 0.035 | 0.034955 | 0.034964 | 0.034726 | 0.034655 | 0.034671 | 0.034777 | 0.034909 | 0.035113 | 0.035287
| EMS_Com, E - TotE [Building w Oil Heat] | Food Service | Total Electric | NC | 0.35 | 0.32842 | 0.3163 | 0.3061 | 0.28957 | 0.28755 | 0.28715 | 0.27947 | 0.27856 | 0.27513
| EMS_Com, E - TotE [Building w Oil Heat] | Food Service | Total Electric | RET | 0.035 | 0.034066 | 0.035686 | 0.035294 | 0.035112 | 0.035206 | 0.034809 | 0.035626 | 0.035956 | 0.035181
| EMS_Com, O - TotF [Building w Oil Heat] | Food Service |  | NC | 0.35 | 0.32815 | 0.31625 | 0.30223 | 0.28646 | 0.27552 | 0.27063 | 0.26701 | 0.26373 | 0.25932
| EMS_Com, O - TotF [Building w Oil Heat] | Food Service |  | RET | 0.035 | 0.034585 | 0.034431 | 0.034086 | 0.033781 | 0.033489 | 0.033238 | 0.032976 | 0.032713 | 0.032433
| EMS_Com, E - TotE [Building w Propane Heat] | Food Service | Total Electric | NC | 0.35 | 0.32842 | 0.3163 | 0.3061 | 0.28957 | 0.28755 | 0.28715 | 0.27947 | 0.27856 | 0.27513
| EMS_Com, E - TotE [Building w Propane Heat] | Food Service | Total Electric | RET | 0.035 | 0.034066 | 0.035686 | 0.035294 | 0.035112 | 0.035206 | 0.034809 | 0.035626 | 0.035956 | 0.035181
| EMS_Com, P - TotF [Building w Propane Heat] | Food Service |  | NC | 0.35 | 0.32815 | 0.31625 | 0.30223 | 0.28646 | 0.27552 | 0.27063 | 0.26701 | 0.26373 | 0.25932
| EMS_Com, P - TotF [Building w Propane Heat] | Food Service |  | RET | 0.035 | 0.034585 | 0.034431 | 0.034086 | 0.033781 | 0.033489 | 0.033238 | 0.032976 | 0.032713 | 0.032433
| VFDs on HVAC Pumps_Com, E - Oth | Food Service | Other | RET | 0.1 | 0.097332 | 0.10196 | 0.10084 | 0.10032 | 0.10059 | 0.099455 | 0.10179 | 0.10273 | 0.10052
| ECM Circulators_Com, E - Oth | Food Service | Other | RET | 0.1 | 0.097332 | 0.10196 | 0.10084 | 0.10032 | 0.10059 | 0.099455 | 0.10179 | 0.10273 | 0.10052
| Motors_Com, E - Oth | Food Service | Other | NC | 1 | 0.93833 | 0.90372 | 0.87456 | 0.82735 | 0.82156 | 0.82043 | 0.7985 | 0.79589 | 0.78609
| Motors_Com, E - Oth | Food Service | Other | RET | 0.1 | 0.087696 | 0.082772 | 0.073758 | 0.066113 | 0.059727 | 0.053208 | 0.049292 | 0.045051 | 0.03994
| Motors_Com, E - Oth | Food Service | Other | REPL | 1 | 0.77865 | 0.71373 | 0.60504 | 0.5016 | 0.40235 | 0.29836 | 0.20584 | 0.1073 | 0.0067012
| Ext Area Ltg_Com, E - ExtL | Food Service | Exterior Lighting | NC | 0.5 | 0.46917 | 0.45186 | 0.43728 | 0.41368 | 0.41078 | 0.41022 | 0.39925 | 0.39795 | 0.39305
| Ext Area Ltg_Com, E - ExtL | Food Service | Exterior Lighting | RET | 0.05 | 0.046233 | 0.04601 | 0.043229 | 0.040856 | 0.046537 | 0.049727 | 0.050895 | 0.051365 | 0.050259
| Ext Area Ltg_Com, E - ExtL | Food Service | Exterior Lighting | REPL | 0.5 | 0.38933 | 0.35686 | 0.30252 | 0.2508 | 0.27738 | 0.29987 | 0.33313 | 0.36267 | 0.38075
| Street Ltg_Com, E - ExtL | Food Service | Exterior Lighting | NC | 1 | 0.93833 | 0.90372 | 0.87456 | 0.82735 | 0.82156 | 0.82043 | 0.7985 | 0.79589 | 0.78609
| Street Ltg_Com, E - ExtL | Food Service | Exterior Lighting | RET | 0.1 | 0.092465 | 0.09202 | 0.086458 | 0.081711 | 0.093074 | 0.099455 | 0.10179 | 0.10273 | 0.10052
| Street Ltg_Com, E - ExtL | Food Service | Exterior Lighting | REPL | 1 | 0.77865 | 0.71373 | 0.60504 | 0.5016 | 0.55476 | 0.59974 | 0.66626 | 0.72534 | 0.7615
| Ext Ltg Ctrls_Com, E - ExtL | Food Service | Exterior Lighting | RET | 0.1 | 0.097332 | 0.10196 | 0.10084 | 0.10032 | 0.10059 | 0.099455 | 0.10179 | 0.10273 | 0.10052
| Ext Ltg Dsgn_Com, E - ExtL | Food Service | Exterior Lighting | NC | 0.1 | 0.093833 | 0.090372 | 0.087456 | 0.082735 | 0.082156 | 0.082043 | 0.07985 | 0.079589 | 0.078609
| Ext Ltg Dsgn_Com, E - ExtL | Food Service | Exterior Lighting | REPL | 0.1 | 0.097332 | 0.10196 | 0.10084 | 0.10032 | 0.10059 | 0.099455 | 0.10179 | 0.10273 | 0.10052
| Int Ltg Ctrls_Com, E - IntL [No Heat] | Food Service | Interior Lighting | RET | 0.1 | 0.097332 | 0.10196 | 0.10084 | 0.10032 | 0.10059 | 0.099455 | 0.10179 | 0.10273 | 0.10052
| Int Ltg Ctrls_Com, E - IntL [Electric Heat] | Food Service | Interior Lighting | RET | 0.1 | 0.097332 | 0.10196 | 0.10084 | 0.10032 | 0.10059 | 0.099455 | 0.10179 | 0.10273 | 0.10052
| Int Ltg Ctrls_Com, E/G - IntL | Food Service | Interior Lighting | RET | 0.1 | 0.097332 | 0.10196 | 0.10084 | 0.10032 | 0.10059 | 0.099455 | 0.10179 | 0.10273 | 0.10052
| Int Ltg Ctrls_Com, E/O - IntL | Food Service | Interior Lighting | RET | 0.1 | 0.097332 | 0.10196 | 0.10084 | 0.10032 | 0.10059 | 0.099455 | 0.10179 | 0.10273 | 0.10052
| Int Ltg Ctrls_Com, E/P - IntL | Food Service | Interior Lighting | RET | 0.1 | 0.097332 | 0.10196 | 0.10084 | 0.10032 | 0.10059 | 0.099455 | 0.10179 | 0.10273 | 0.10052
| Exit Sign RetFit_Com, E - IntL [No Heat] | Food Service | Interior Lighting | RET | 0.1 | 0.097332 | 0.10196 | 0.10084 | 0.10032 | 0.10059 | 0.099455 | 0.10179 | 0.10273 | 0.10052
| Exit Sign RetFit_Com, E - IntL [Electric Heat] | Food Service | Interior Lighting | RET | 0.1 | 0.097332 | 0.10196 | 0.10084 | 0.10032 | 0.10059 | 0.099455 | 0.10179 | 0.10273 | 0.10052
| Exit Sign RetFit_Com, E/G - IntL | Food Service | Interior Lighting | RET | 0.1 | 0.097332 | 0.10196 | 0.10084 | 0.10032 | 0.10059 | 0.099455 | 0.10179 | 0.10273 | 0.10052
| Exit Sign RetFit_Com, E/O - IntL | Food Service | Interior Lighting | RET | 0.1 | 0.097332 | 0.10196 | 0.10084 | 0.10032 | 0.10059 | 0.099455 | 0.10179 | 0.10273 | 0.10052
| Exit Sign RetFit_Com, E/P - IntL | Food Service | Interior Lighting | RET | 0.1 | 0.097332 | 0.10196 | 0.10084 | 0.10032 | 0.10059 | 0.099455 | 0.10179 | 0.10273 | 0.10052
| LED HiLo Bay_Com, E - IntL [No Heat] | Food Service | Interior Lighting | NC | 1 | 0.93833 | 0.90372 | 0.87456 | 0.82735 | 0.82156 | 0.82043 | 0.7985 | 0.79589 | 0.78609
| LED HiLo Bay_Com, E - IntL [No Heat] | Food Service | Interior Lighting | RET | 0.1 | 0.090778 | 0.088692 | 0.08181 | 0.075908 | 0.070986 | 0.06546 | 0.062485 | 0.058816 | 0.059434
| LED HiLo Bay_Com, E - IntL [No Heat] | Food Service | Interior Lighting | REPL | 1 | 0.77865 | 0.71373 | 0.60504 | 0.5016 | 0.40235 | 0.29836 | 0.20358 | 0.10273 | 0.0576
| LED HiLo Bay_Com, E - IntL [Electric Heat] | Food Service | Interior Lighting | NC | 1 | 0.93833 | 0.90372 | 0.87456 | 0.82735 | 0.82156 | 0.82043 | 0.7985 | 0.79589 | 0.78609
| LED HiLo Bay_Com, E - IntL [Electric Heat] | Food Service | Interior Lighting | RET | 0.1 | 0.090778 | 0.088692 | 0.08181 | 0.075908 | 0.070986 | 0.06546 | 0.062485 | 0.058816 | 0.059434
| LED HiLo Bay_Com, E - IntL [Electric Heat] | Food Service | Interior Lighting | REPL | 1 | 0.77865 | 0.71373 | 0.60504 | 0.5016 | 0.40235 | 0.29836 | 0.20358 | 0.10273 | 0.0576
| LED HiLo Bay_Com, E/G - IntL | Food Service | Interior Lighting | NC | 1 | 0.93833 | 0.90372 | 0.87456 | 0.82735 | 0.82156 | 0.82043 | 0.7985 | 0.79589 | 0.78609
| LED HiLo Bay_Com, E/G - IntL | Food Service | Interior Lighting | RET | 0.1 | 0.090778 | 0.088692 | 0.08181 | 0.075908 | 0.070986 | 0.06546 | 0.062485 | 0.058816 | 0.059434
| LED HiLo Bay_Com, E/G - IntL | Food Service | Interior Lighting | REPL | 1 | 0.77865 | 0.71373 | 0.60504 | 0.5016 | 0.40235 | 0.29836 | 0.20358 | 0.10273 | 0.0576
| LED HiLo Bay_Com, E/O - IntL | Food Service | Interior Lighting | NC | 1 | 0.93833 | 0.90372 | 0.87456 | 0.82735 | 0.82156 | 0.82043 | 0.7985 | 0.79589 | 0.78609
| LED HiLo Bay_Com, E/O - IntL | Food Service | Interior Lighting | RET | 0.1 | 0.090778 | 0.088692 | 0.08181 | 0.075908 | 0.070986 | 0.06546 | 0.062485 | 0.058816 | 0.059434
| LED HiLo Bay_Com, E/O - IntL | Food Service | Interior Lighting | REPL | 1 | 0.77865 | 0.71373 | 0.60504 | 0.5016 | 0.40235 | 0.29836 | 0.20358 | 0.10273 | 0.0576
| LED HiLo Bay_Com, E/P - IntL | Food Service | Interior Lighting | NC | 1 | 0.93833 | 0.90372 | 0.87456 | 0.82735 | 0.82156 | 0.82043 | 0.7985 | 0.79589 | 0.78609
| LED HiLo Bay_Com, E/P - IntL | Food Service | Interior Lighting | RET | 0.1 | 0.090778 | 0.088692 | 0.08181 | 0.075908 | 0.070986 | 0.06546 | 0.062485 | 0.058816 | 0.059434
| LED HiLo Bay_Com, E/P - IntL | Food Service | Interior Lighting | REPL | 1 | 0.77865 | 0.71373 | 0.60504 | 0.5016 | 0.40235 | 0.29836 | 0.20358 | 0.10273 | 0.0576
| Repl Scre_Com, E - IntL [No Heat] | Food Service | Interior Lighting | NC | 1 | 0.93833 | 0 | 0 | 0 | 0 | 0 | 0 | 0 | 0
| Repl Scre_Com, E - IntL [No Heat] | Food Service | Interior Lighting | RET | 0.1 | 0.097332 | 0 | 0 | 0 | 0 | 0 | 0 | 0 | 0
| Repl Scre_Com, E - IntL [No Heat] | Food Service | Interior Lighting | REPL | 1 | 0.97332 | 0 | 0 | 0 | 0 | 0 | 0 | 0 | 0
| Repl Scre_Com, E - IntL [Electric Heat] | Food Service | Interior Lighting | NC | 1 | 0.93833 | 0 | 0 | 0 | 0 | 0 | 0 | 0 | 0
| Repl Scre_Com, E - IntL [Electric Heat] | Food Service | Interior Lighting | RET | 0.1 | 0.097332 | 0 | 0 | 0 | 0 | 0 | 0 | 0 | 0
| Repl Scre_Com, E - IntL [Electric Heat] | Food Service | Interior Lighting | REPL | 1 | 0.97332 | 0 | 0 | 0 | 0 | 0 | 0 | 0 | 0
| Repl Scre_Com, E/G - IntL | Food Service | Interior Lighting | NC | 1 | 0.93833 | 0 | 0 | 0 | 0 | 0 | 0 | 0 | 0
| Repl Scre_Com, E/G - IntL | Food Service | Interior Lighting | RET | 0.1 | 0.097332 | 0 | 0 | 0 | 0 | 0 | 0 | 0 | 0
| Repl Scre_Com, E/G - IntL | Food Service | Interior Lighting | REPL | 1 | 0.97332 | 0 | 0 | 0 | 0 | 0 | 0 | 0 | 0
| Repl Scre_Com, E/O - IntL | Food Service | Interior Lighting | NC | 1 | 0.93833 | 0 | 0 | 0 | 0 | 0 | 0 | 0 | 0
| Repl Scre_Com, E/O - IntL | Food Service | Interior Lighting | RET | 0.1 | 0.097332 | 0 | 0 | 0 | 0 | 0 | 0 | 0 | 0
| Repl Scre_Com, E/O - IntL | Food Service | Interior Lighting | REPL | 1 | 0.97332 | 0 | 0 | 0 | 0 | 0 | 0 | 0 | 0
| Repl Scre_Com, E/P - IntL | Food Service | Interior Lighting | NC | 1 | 0.93833 | 0 | 0 | 0 | 0 | 0 | 0 | 0 | 0
| Repl Scre_Com, E/P - IntL | Food Service | Interior Lighting | RET | 0.1 | 0.097332 | 0 | 0 | 0 | 0 | 0 | 0 | 0 | 0
| Repl Scre_Com, E/P - IntL | Food Service | Interior Lighting | REPL | 1 | 0.97332 | 0 | 0 | 0 | 0 | 0 | 0 | 0 | 0
| Lin LED Fixture_Com, E - IntL [No Heat] | Food Service | Interior Lighting | NC | 0.15 | 0.14075 | 0.13556 | 0.13118 | 0.1241 | 0.12323 | 0.12306 | 0.11977 | 0.11938 | 0.11791
| Lin LED Fixture_Com, E - IntL [No Heat] | Food Service | Interior Lighting | RET | 0.015 | 0.013459 | 0.012997 | 0.011849 | 0.010867 | 0.010044 | 0.0091545 | 0.0086371 | 0.0086953 | 0.0084885
| Lin LED Fixture_Com, E - IntL [No Heat] | Food Service | Interior Lighting | REPL | 0.15 | 0.1168 | 0.10706 | 0.090756 | 0.07524 | 0.060353 | 0.044755 | 0.030537 | 0.022007 | 0.012911
| Lin LED Fixture_Com, E - IntL [Electric Heat] | Food Service | Interior Lighting | NC | 0.15 | 0.14075 | 0.13556 | 0.13118 | 0.1241 | 0.12323 | 0.12306 | 0.11977 | 0.11938 | 0.11791
| Lin LED Fixture_Com, E - IntL [Electric Heat] | Food Service | Interior Lighting | RET | 0.015 | 0.013459 | 0.012997 | 0.011849 | 0.010867 | 0.010044 | 0.0091545 | 0.0086371 | 0.0086953 | 0.0084885
| Lin LED Fixture_Com, E - IntL [Electric Heat] | Food Service | Interior Lighting | REPL | 0.15 | 0.1168 | 0.10706 | 0.090756 | 0.07524 | 0.060353 | 0.044755 | 0.030537 | 0.022007 | 0.012911
| Lin LED Fixture_Com, E/G - IntL | Food Service | Interior Lighting | NC | 0.15 | 0.14075 | 0.13556 | 0.13118 | 0.1241 | 0.12323 | 0.12306 | 0.11977 | 0.11938 | 0.11791
| Lin LED Fixture_Com, E/G - IntL | Food Service | Interior Lighting | RET | 0.015 | 0.013459 | 0.012997 | 0.011849 | 0.010867 | 0.010044 | 0.0091545 | 0.0086371 | 0.0086953 | 0.0084885
| Lin LED Fixture_Com, E/G - IntL | Food Service | Interior Lighting | REPL | 0.15 | 0.1168 | 0.10706 | 0.090756 | 0.07524 | 0.060353 | 0.044755 | 0.030537 | 0.022007 | 0.012911
| Lin LED Fixture_Com, E/O - IntL | Food Service | Interior Lighting | NC | 0.15 | 0.14075 | 0.13556 | 0.13118 | 0.1241 | 0.12323 | 0.12306 | 0.11977 | 0.11938 | 0.11791
| Lin LED Fixture_Com, E/O - IntL | Food Service | Interior Lighting | RET | 0.015 | 0.013459 | 0.012997 | 0.011849 | 0.010867 | 0.010044 | 0.0091545 | 0.0086371 | 0.0086953 | 0.0084885
| Lin LED Fixture_Com, E/O - IntL | Food Service | Interior Lighting | REPL | 0.15 | 0.1168 | 0.10706 | 0.090756 | 0.07524 | 0.060353 | 0.044755 | 0.030537 | 0.022007 | 0.012911
| Lin LED Fixture_Com, E/P - IntL | Food Service | Interior Lighting | NC | 0.15 | 0.14075 | 0.13556 | 0.13118 | 0.1241 | 0.12323 | 0.12306 | 0.11977 | 0.11938 | 0.11791
| Lin LED Fixture_Com, E/P - IntL | Food Service | Interior Lighting | RET | 0.015 | 0.013459 | 0.012997 | 0.011849 | 0.010867 | 0.010044 | 0.0091545 | 0.0086371 | 0.0086953 | 0.0084885
| Lin LED Fixture_Com, E/P - IntL | Food Service | Interior Lighting | REPL | 0.15 | 0.1168 | 0.10706 | 0.090756 | 0.07524 | 0.060353 | 0.044755 | 0.030537 | 0.022007 | 0.012911
| LED Tube Repl_Com, E - IntL [No Heat] | Food Service | Interior Lighting | RET | 0.085 | 0.076265 | 0.073648 | 0.067145 | 0.061577 | 0.062573 | 0.062626 | 0.064811 | 0.066075 | 0.065252
| LED Tube Repl_Com, E - IntL [No Heat] | Food Service | Interior Lighting | REPL | 0.85 | 0.66186 | 0.60667 | 0.51428 | 0.42636 | 0.39857 | 0.36548 | 0.34479 | 0.31843 | 0.28267
| LED Tube Repl_Com, E - IntL [Electric Heat] | Food Service | Interior Lighting | RET | 0.085 | 0.076265 | 0.073648 | 0.067145 | 0.061577 | 0.062573 | 0.062626 | 0.064811 | 0.066075 | 0.065252
| LED Tube Repl_Com, E - IntL [Electric Heat] | Food Service | Interior Lighting | REPL | 0.85 | 0.66186 | 0.60667 | 0.51428 | 0.42636 | 0.39857 | 0.36548 | 0.34479 | 0.31843 | 0.28267
| LED Tube Repl_Com, E/G - IntL | Food Service | Interior Lighting | RET | 0.085 | 0.076265 | 0.073648 | 0.067145 | 0.061577 | 0.062573 | 0.062626 | 0.064811 | 0.066075 | 0.065252
| LED Tube Repl_Com, E/G - IntL | Food Service | Interior Lighting | REPL | 0.85 | 0.66186 | 0.60667 | 0.51428 | 0.42636 | 0.39857 | 0.36548 | 0.34479 | 0.31843 | 0.28267
| LED Tube Repl_Com, E/O - IntL | Food Service | Interior Lighting | RET | 0.085 | 0.076265 | 0.073648 | 0.067145 | 0.061577 | 0.062573 | 0.062626 | 0.064811 | 0.066075 | 0.065252
| LED Tube Repl_Com, E/O - IntL | Food Service | Interior Lighting | REPL | 0.85 | 0.66186 | 0.60667 | 0.51428 | 0.42636 | 0.39857 | 0.36548 | 0.34479 | 0.31843 | 0.28267
| LED Tube Repl_Com, E/P - IntL | Food Service | Interior Lighting | RET | 0.085 | 0.076265 | 0.073648 | 0.067145 | 0.061577 | 0.062573 | 0.062626 | 0.064811 | 0.066075 | 0.065252
| LED Tube Repl_Com, E/P - IntL | Food Service | Interior Lighting | REPL | 0.85 | 0.66186 | 0.60667 | 0.51428 | 0.42636 | 0.39857 | 0.36548 | 0.34479 | 0.31843 | 0.28267
| Repl pin CFL wLED_Com, E - IntL [No Heat] | Food Service | Interior Lighting | RET | 0.1 | 0.091111 | 0.089343 | 0.082713 | 0.077027 | 0.083295 | 0.087967 | 0.095407 | 0.10137 | 0.10052
| Repl pin CFL wLED_Com, E - IntL [No Heat] | Food Service | Interior Lighting | REPL | 1 | 0.77865 | 0.71373 | 0.60504 | 0.5016 | 0.51234 | 0.51585 | 0.53747 | 0.55204 | 0.54954
| Repl pin CFL wLED_Com, E - IntL [Electric Heat] | Food Service | Interior Lighting | RET | 0.1 | 0.091111 | 0.089343 | 0.082713 | 0.077027 | 0.083295 | 0.087967 | 0.095407 | 0.10137 | 0.10052
| Repl pin CFL wLED_Com, E - IntL [Electric Heat] | Food Service | Interior Lighting | REPL | 1 | 0.77865 | 0.71373 | 0.60504 | 0.5016 | 0.51234 | 0.51585 | 0.53747 | 0.55204 | 0.54954
| Repl pin CFL wLED_Com, E/G - IntL | Food Service | Interior Lighting | RET | 0.1 | 0.091111 | 0.089343 | 0.082713 | 0.077027 | 0.083295 | 0.087967 | 0.095407 | 0.10137 | 0.10052
| Repl pin CFL wLED_Com, E/G - IntL | Food Service | Interior Lighting | REPL | 1 | 0.77865 | 0.71373 | 0.60504 | 0.5016 | 0.51234 | 0.51585 | 0.53747 | 0.55204 | 0.54954
| Repl pin CFL wLED_Com, E/O - IntL | Food Service | Interior Lighting | RET | 0.1 | 0.091111 | 0.089343 | 0.082713 | 0.077027 | 0.083295 | 0.087967 | 0.095407 | 0.10137 | 0.10052
| Repl pin CFL wLED_Com, E/O - IntL | Food Service | Interior Lighting | REPL | 1 | 0.77865 | 0.71373 | 0.60504 | 0.5016 | 0.51234 | 0.51585 | 0.53747 | 0.55204 | 0.54954
| Repl pin CFL wLED_Com, E/P - IntL | Food Service | Interior Lighting | RET | 0.1 | 0.091111 | 0.089343 | 0.082713 | 0.077027 | 0.083295 | 0.087967 | 0.095407 | 0.10137 | 0.10052
| Repl pin CFL wLED_Com, E/P - IntL | Food Service | Interior Lighting | REPL | 1 | 0.77865 | 0.71373 | 0.60504 | 0.5016 | 0.51234 | 0.51585 | 0.53747 | 0.55204 | 0.54954
| Refrig Case LED_Com, E - IntL | Food Service | Interior Lighting | NC | 1 | 0.93833 | 0.90372 | 0.87456 | 0.82735 | 0.82156 | 0.82043 | 0.7985 | 0.79589 | 0.78609
| Refrig Case LED_Com, E - IntL | Food Service | Interior Lighting | RET | 0.1 | 0.092465 | 0.09202 | 0.086458 | 0.081711 | 0.077833 | 0.073108 | 0.071083 | 0.078855 | 0.083769
| Refrig Case LED_Com, E - IntL | Food Service | Interior Lighting | REPL | 1 | 0.77865 | 0.71373 | 0.60504 | 0.5016 | 0.40235 | 0.29836 | 0.20358 | 0.20974 | 0.20941
| Refrig Case Ctrls_Com, E - IntL | Food Service | Interior Lighting | RET | 0.1 | 0.097332 | 0.10196 | 0.10084 | 0.10032 | 0.10059 | 0.099455 | 0.10179 | 0.10273 | 0.10052
| Stair Occ Sensor_Com, E - IntL [No Heat] | Food Service | Interior Lighting | NC | 1 | 0.93833 | 0.90372 | 0.87456 | 0.82735 | 0.82156 | 0.82043 | 0.7985 | 0.79589 | 0.78609
| Stair Occ Sensor_Com, E - IntL [No Heat] | Food Service | Interior Lighting | RET | 0.1 | 0.097332 | 0.10196 | 0.10084 | 0.10032 | 0.10059 | 0.099455 | 0.10179 | 0.10273 | 0.10052
| Stair Occ Sensor_Com, E - IntL [Electric Heat] | Food Service | Interior Lighting | NC | 1 | 0.93833 | 0.90372 | 0.87456 | 0.82735 | 0.82156 | 0.82043 | 0.7985 | 0.79589 | 0.78609
| Stair Occ Sensor_Com, E - IntL [Electric Heat] | Food Service | Interior Lighting | RET | 0.1 | 0.097332 | 0.10196 | 0.10084 | 0.10032 | 0.10059 | 0.099455 | 0.10179 | 0.10273 | 0.10052
| Stair Occ Sensor_Com, E/G - IntL | Food Service | Interior Lighting | NC | 1 | 0.93833 | 0.90372 | 0.87456 | 0.82735 | 0.82156 | 0.82043 | 0.7985 | 0.79589 | 0.78609
| Stair Occ Sensor_Com, E/G - IntL | Food Service | Interior Lighting | RET | 0.1 | 0.097332 | 0.10196 | 0.10084 | 0.10032 | 0.10059 | 0.099455 | 0.10179 | 0.10273 | 0.10052
| Stair Occ Sensor_Com, E/O - IntL | Food Service | Interior Lighting | NC | 1 | 0.93833 | 0.90372 | 0.87456 | 0.82735 | 0.82156 | 0.82043 | 0.7985 | 0.79589 | 0.78609
| Stair Occ Sensor_Com, E/O - IntL | Food Service | Interior Lighting | RET | 0.1 | 0.097332 | 0.10196 | 0.10084 | 0.10032 | 0.10059 | 0.099455 | 0.10179 | 0.10273 | 0.10052
| Stair Occ Sensor_Com, E/P - IntL | Food Service | Interior Lighting | NC | 1 | 0.93833 | 0.90372 | 0.87456 | 0.82735 | 0.82156 | 0.82043 | 0.7985 | 0.79589 | 0.78609
| Stair Occ Sensor_Com, E/P - IntL | Food Service | Interior Lighting | RET | 0.1 | 0.097332 | 0.10196 | 0.10084 | 0.10032 | 0.10059 | 0.099455 | 0.10179 | 0.10273 | 0.10052
| Int Delamping_Com, E - IntL [No Heat] | Food Service | Interior Lighting | RET | 0.04 | 0.038933 | 0.040784 | 0.040336 | 0.040128 | 0.040235 | 0.039782 | 0.040716 | 0.041092 | 0.040207
| Int Delamping_Com, E - IntL [Electric Heat] | Food Service | Interior Lighting | RET | 0.04 | 0.038933 | 0.040784 | 0.040336 | 0.040128 | 0.040235 | 0.039782 | 0.040716 | 0.041092 | 0.040207
| Int Delamping_Com, E/G - IntL | Food Service | Interior Lighting | RET | 0.04 | 0.038933 | 0.040784 | 0.040336 | 0.040128 | 0.040235 | 0.039782 | 0.040716 | 0.041092 | 0.040207
| Int Delamping_Com, E/O - IntL | Food Service | Interior Lighting | RET | 0.04 | 0.038933 | 0.040784 | 0.040336 | 0.040128 | 0.040235 | 0.039782 | 0.040716 | 0.041092 | 0.040207
| Int Delamping_Com, E/P - IntL | Food Service | Interior Lighting | RET | 0.04 | 0.038933 | 0.040784 | 0.040336 | 0.040128 | 0.040235 | 0.039782 | 0.040716 | 0.041092 | 0.040207
| Int Ltg Dsgn_Com, E - IntL [No Heat] | Food Service | Interior Lighting | NC | 0.1 | 0.093833 | 0.090372 | 0.087456 | 0.082735 | 0.082156 | 0.082043 | 0.07985 | 0.079589 | 0.078609
| Int Ltg Dsgn_Com, E - IntL [Electric Heat] | Food Service | Interior Lighting | NC | 0.1 | 0.093833 | 0.090372 | 0.087456 | 0.082735 | 0.082156 | 0.082043 | 0.07985 | 0.079589 | 0.078609
| Int Ltg Dsgn_Com, E/G - IntL | Food Service | Interior Lighting | NC | 0.1 | 0.093833 | 0.090372 | 0.087456 | 0.082735 | 0.082156 | 0.082043 | 0.07985 | 0.079589 | 0.078609
| Int Ltg Dsgn_Com, E/O - IntL | Food Service | Interior Lighting | NC | 0.1 | 0.093833 | 0.090372 | 0.087456 | 0.082735 | 0.082156 | 0.082043 | 0.07985 | 0.079589 | 0.078609
| Int Ltg Dsgn_Com, E/P - IntL | Food Service | Interior Lighting | NC | 0.1 | 0.093833 | 0.090372 | 0.087456 | 0.082735 | 0.082156 | 0.082043 | 0.07985 | 0.079589 | 0.078609
| Room Air Conditioner_Com, E - Cool | Health Service | Cooling | NC | 0 | 0 | 0 | 0 | 0 | 0 | 0 | 0 | 0 | 0
| Room Air Conditioner_Com, E - Cool | Health Service | Cooling | RET | 0 | 0 | 0 | 0 | 0 | 0 | 0 | 0 | 0 | 0
| Room Air Conditioner_Com, E - Cool | Health Service | Cooling | REPL | 0 | 0 | 0 | 0 | 0 | 0 | 0 | 0 | 0 | 0
| Chiller Systems_Com, E - Cool | Health Service | Cooling | NC | 1 | 0.93833 | 0.90372 | 0.87456 | 0.82735 | 0.82156 | 0.82043 | 0.7985 | 0.79589 | 0.78609
| Chiller Systems_Com, E - Cool | Health Service | Cooling | RET | 0.1 | 0.094654 | 0.096429 | 0.092745 | 0.089729 | 0.087494 | 0.084129 | 0.083735 | 0.082185 | 0.078202
| Chiller Systems_Com, E - Cool | Health Service | Cooling | REPL | 1 | 0.77865 | 0.71373 | 0.60504 | 0.5016 | 0.40235 | 0.29836 | 0.20358 | 0.10273 | 1.395e-16
| Chiller Tuneup_Com, E - Cool | Health Service | Cooling | RET | 0.1 | 0.097332 | 0.10196 | 0.10084 | 0.10032 | 0.10059 | 0.099455 | 0.10179 | 0.10273 | 0.10052
| Computer Room Air Conditioner_Com, E - Cool | Health Service | Cooling | NC | 1 | 0.93833 | 0.90372 | 0.87456 | 0.82735 | 0.82156 | 0.82043 | 0.7985 | 0.79589 | 0.78609
| Computer Room Air Conditioner_Com, E - Cool | Health Service | Cooling | REPL | 1 | 0.97332 | 1.0196 | 1.0084 | 1.0032 | 1.0059 | 0.99455 | 1.0179 | 1.0273 | 1.0052
| Mini Split Ductless AC_Com, E - Cool | Health Service | Cooling | NC | 0 | 0 | 0 | 0 | 0 | 0 | 0 | 0 | 0 | 0
| Mini Split Ductless AC_Com, E - Cool | Health Service | Cooling | RET | 0 | 0 | 0 | 0 | 0 | 0 | 0 | 0 | 0 | 0
| Mini Split Ductless AC_Com, E - Cool | Health Service | Cooling | REPL | 0 | 0 | 0 | 0 | 0 | 0 | 0 | 0 | 0 | 0
| Eff Unitary AC_Com, E - Cool | Health Service | Cooling | NC | 1 | 0.93833 | 0.90372 | 0.87456 | 0.82735 | 0.82156 | 0.82043 | 0.7985 | 0.79589 | 0.78609
| Eff Unitary AC_Com, E - Cool | Health Service | Cooling | RET | 0.1 | 0.092807 | 0.092702 | 0.087421 | 0.082927 | 0.079284 | 0.074746 | 0.07804 | 0.080242 | 0.079895
| Eff Unitary AC_Com, E - Cool | Health Service | Cooling | REPL | 1 | 0.85652 | 0.83608 | 0.76638 | 0.70224 | 0.64376 | 0.57684 | 0.58025 | 0.5754 | 0.55301
| PTAC_Com, E - Cool | Health Service | Cooling | NC | 0 | 0 | 0 | 0 | 0 | 0 | 0 | 0 | 0 | 0
| PTAC_Com, E - Cool | Health Service | Cooling | RET | 0 | 0 | 0 | 0 | 0 | 0 | 0 | 0 | 0 | 0
| PTAC_Com, E - Cool | Health Service | Cooling | REPL | 0 | 0 | 0 | 0 | 0 | 0 | 0 | 0 | 0 | 0
| Unitary Equipment Economizer_Com, E - Cool | Health Service | Cooling | RET | 0.1 | 0.097332 | 0.10196 | 0.10084 | 0.10032 | 0.10059 | 0.099455 | 0.10179 | 0.10273 | 0.10052
| AC Tuneup_Com, E - Cool [ASHP] | Health Service | Cooling | RET | 0.1 | 0.097332 | 0.10196 | 0.10084 | 0.10032 | 0.10059 | 0.099455 | 0.10179 | 0.10273 | 0.10052
| AC Tuneup_Com, E - Heat [ASHP] | Health Service | Space Heating | RET | 0.1 | 0.097332 | 0.10196 | 0.10084 | 0.10032 | 0.10059 | 0.099455 | 0.10179 | 0.10273 | 0.10052
| AC Tuneup_Com, E - Cool [Unitary AC] | Health Service | Cooling | RET | 0.1 | 0.097332 | 0.10196 | 0.10084 | 0.10032 | 0.10059 | 0.099455 | 0.10179 | 0.10273 | 0.10052
| DCV_Com, E - Cool [Building w Elec Heat] | Health Service | Cooling | RET | 0.1 | 0.097332 | 0.10196 | 0.10084 | 0.10032 | 0.10059 | 0.099455 | 0.10179 | 0.10273 | 0.10052
| DCV_Com, E - Heat [Building w Elec Heat] | Health Service | Space Heating | RET | 0.1 | 0.097332 | 0.10196 | 0.10084 | 0.10032 | 0.10059 | 0.099455 | 0.10179 | 0.10273 | 0.10052
| DCV_Com, E - Vent [Building w Elec Heat] | Health Service | Ventilation | RET | 0.1 | 0.097332 | 0.10196 | 0.10084 | 0.10032 | 0.10059 | 0.099455 | 0.10179 | 0.10273 | 0.10052
| DCV_Com, E - Cool [Building w Gas Heat] | Health Service | Cooling | RET | 0.1 | 0.097332 | 0.10196 | 0.10084 | 0.10032 | 0.10059 | 0.099455 | 0.10179 | 0.10273 | 0.10052
| DCV_Com, G - Heat [Building w Gas Heat] | Health Service |  | RET | 0.1 | 0.099873 | 0.099896 | 0.099218 | 0.099015 | 0.099059 | 0.099362 | 0.099739 | 0.10032 | 0.10082
| DCV_Com, E - Vent [Building w Gas Heat] | Health Service | Ventilation | RET | 0.1 | 0.097332 | 0.10196 | 0.10084 | 0.10032 | 0.10059 | 0.099455 | 0.10179 | 0.10273 | 0.10052
| DCV_Com, E - Cool [Building w Oil Heat] | Health Service | Cooling | RET | 0.1 | 0.097332 | 0.10196 | 0.10084 | 0.10032 | 0.10059 | 0.099455 | 0.10179 | 0.10273 | 0.10052
| DCV_Com, O - Heat [Building w Oil Heat] | Health Service |  | RET | 0.1 | 0.098815 | 0.098374 | 0.09739 | 0.096516 | 0.095684 | 0.094967 | 0.094216 | 0.093466 | 0.092665
| DCV_Com, E - Vent [Building w Oil Heat] | Health Service | Ventilation | RET | 0.1 | 0.097332 | 0.10196 | 0.10084 | 0.10032 | 0.10059 | 0.099455 | 0.10179 | 0.10273 | 0.10052
| DCV_Com, E - Cool [Building w Propane Heat] | Health Service | Cooling | RET | 0.1 | 0.097332 | 0.10196 | 0.10084 | 0.10032 | 0.10059 | 0.099455 | 0.10179 | 0.10273 | 0.10052
| DCV_Com, P - Heat [Building w Propane Heat] | Health Service |  | RET | 0.1 | 0.098815 | 0.098374 | 0.09739 | 0.096516 | 0.095684 | 0.094967 | 0.094216 | 0.093466 | 0.092665
| DCV_Com, E - Vent [Building w Propane Heat] | Health Service | Ventilation | RET | 0.1 | 0.097332 | 0.10196 | 0.10084 | 0.10032 | 0.10059 | 0.099455 | 0.10179 | 0.10273 | 0.10052
| Controls for Unitary AC_Com, E - Cool | Health Service | Cooling | RET | 0.1 | 0.097332 | 0.10196 | 0.10084 | 0.10032 | 0.10059 | 0.099455 | 0.10179 | 0.10273 | 0.10052
| Optimized Unitary AC Sys_Com, E - Cool [Building w Elec Heat] | Health Service | Cooling | NC | 1 | 0.93833 | 0.90372 | 0.87456 | 0.82735 | 0.82156 | 0.82043 | 0.7985 | 0.79589 | 0.78609
| Optimized Unitary AC Sys_Com, E - Heat [Building w Elec Heat] | Health Service | Space Heating | NC | 1 | 0.93833 | 0.90372 | 0.87456 | 0.82735 | 0.82156 | 0.82043 | 0.7985 | 0.79589 | 0.78609
| Optimized Unitary AC Sys_Com, E - Cool [Building w Gas Heat] | Health Service | Cooling | NC | 1 | 0.93833 | 0.90372 | 0.87456 | 0.82735 | 0.82156 | 0.82043 | 0.7985 | 0.79589 | 0.78609
| Optimized Unitary AC Sys_Com, G - Heat [Building w Gas Heat] | Health Service |  | NC | 1 | 0.94759 | 0.91754 | 0.87973 | 0.83964 | 0.81496 | 0.80903 | 0.80762 | 0.8088 | 0.80611
| Optimized Unitary AC Sys_Com, E - Cool [Building w Oil Heat] | Health Service | Cooling | NC | 1 | 0.93833 | 0.90372 | 0.87456 | 0.82735 | 0.82156 | 0.82043 | 0.7985 | 0.79589 | 0.78609
| Optimized Unitary AC Sys_Com, O - Heat [Building w Oil Heat] | Health Service |  | NC | 1 | 0.93756 | 0.90356 | 0.86352 | 0.81845 | 0.7872 | 0.77324 | 0.7629 | 0.75353 | 0.74091
| Optimized Unitary AC Sys_Com, E - Cool [Building w Propane Heat] | Health Service | Cooling | NC | 1 | 0.93833 | 0.90372 | 0.87456 | 0.82735 | 0.82156 | 0.82043 | 0.7985 | 0.79589 | 0.78609
| Optimized Unitary AC Sys_Com, P - Heat [Building w Propane Heat] | Health Service |  | NC | 1 | 0.93756 | 0.90356 | 0.86352 | 0.81845 | 0.7872 | 0.77324 | 0.7629 | 0.75353 | 0.74091
| Optimized Chiller Sys_Com, E - Cool | Health Service | Cooling | NC | 1 | 0.93833 | 0.90372 | 0.87456 | 0.82735 | 0.82156 | 0.82043 | 0.7985 | 0.79589 | 0.78609
| Cool Roof_Com, E - Cool [Building w Elec Heat] | Health Service | Cooling | NC | 1 | 0.93833 | 0.90372 | 0.87456 | 0.82735 | 0.82156 | 0.82043 | 0.7985 | 0.79589 | 0.78609
| Cool Roof_Com, E - Cool [Building w Elec Heat] | Health Service | Cooling | RET | 0.1 | 0.097332 | 0.10196 | 0.10084 | 0.10032 | 0.10059 | 0.099455 | 0.10179 | 0.10273 | 0.10052
| Cool Roof_Com, E - Heat [Building w Elec Heat] | Health Service | Space Heating | NC | 1 | 0.93833 | 0.90372 | 0.87456 | 0.82735 | 0.82156 | 0.82043 | 0.7985 | 0.79589 | 0.78609
| Cool Roof_Com, E - Heat [Building w Elec Heat] | Health Service | Space Heating | RET | 0.1 | 0.097332 | 0.10196 | 0.10084 | 0.10032 | 0.10059 | 0.099455 | 0.10179 | 0.10273 | 0.10052
| Cool Roof_Com, E - Cool [Building w Gas Heat] | Health Service | Cooling | NC | 1 | 0.93833 | 0.90372 | 0.87456 | 0.82735 | 0.82156 | 0.82043 | 0.7985 | 0.79589 | 0.78609
| Cool Roof_Com, E - Cool [Building w Gas Heat] | Health Service | Cooling | RET | 0.1 | 0.097332 | 0.10196 | 0.10084 | 0.10032 | 0.10059 | 0.099455 | 0.10179 | 0.10273 | 0.10052
| Cool Roof_Com, G - Heat [Building w Gas Heat] | Health Service |  | NC | 1 | 0.94759 | 0.91754 | 0.87973 | 0.83964 | 0.81496 | 0.80903 | 0.80762 | 0.8088 | 0.80611
| Cool Roof_Com, G - Heat [Building w Gas Heat] | Health Service |  | RET | 0.1 | 0.099873 | 0.099896 | 0.099218 | 0.099015 | 0.099059 | 0.099362 | 0.099739 | 0.10032 | 0.10082
| Cool Roof_Com, E - Cool [Building w Oil Heat] | Health Service | Cooling | NC | 1 | 0.93833 | 0.90372 | 0.87456 | 0.82735 | 0.82156 | 0.82043 | 0.7985 | 0.79589 | 0.78609
| Cool Roof_Com, E - Cool [Building w Oil Heat] | Health Service | Cooling | RET | 0.1 | 0.097332 | 0.10196 | 0.10084 | 0.10032 | 0.10059 | 0.099455 | 0.10179 | 0.10273 | 0.10052
| Cool Roof_Com, O - Heat [Building w Oil Heat] | Health Service |  | NC | 1 | 0.93756 | 0.90356 | 0.86352 | 0.81845 | 0.7872 | 0.77324 | 0.7629 | 0.75353 | 0.74091
| Cool Roof_Com, O - Heat [Building w Oil Heat] | Health Service |  | RET | 0.1 | 0.098815 | 0.098374 | 0.09739 | 0.096516 | 0.095684 | 0.094967 | 0.094216 | 0.093466 | 0.092665
| Cool Roof_Com, E - Cool [Building w Propane Heat] | Health Service | Cooling | NC | 1 | 0.93833 | 0.90372 | 0.87456 | 0.82735 | 0.82156 | 0.82043 | 0.7985 | 0.79589 | 0.78609
| Cool Roof_Com, E - Cool [Building w Propane Heat] | Health Service | Cooling | RET | 0.1 | 0.097332 | 0.10196 | 0.10084 | 0.10032 | 0.10059 | 0.099455 | 0.10179 | 0.10273 | 0.10052
| Cool Roof_Com, P - Heat [Building w Propane Heat] | Health Service |  | NC | 1 | 0.93756 | 0.90356 | 0.86352 | 0.81845 | 0.7872 | 0.77324 | 0.7629 | 0.75353 | 0.74091
| Cool Roof_Com, P - Heat [Building w Propane Heat] | Health Service |  | RET | 0.1 | 0.098815 | 0.098374 | 0.09739 | 0.096516 | 0.095684 | 0.094967 | 0.094216 | 0.093466 | 0.092665
| GSHP_Com, E - Cool | Health Service | Cooling | RET | 0.1 | 0.087647 | 0.08268 | 0.073635 | 0.065966 | 0.059562 | 0.053031 | 0.048875 | 0.044419 | 0.039138
| GSHP_Com, E - Cool | Health Service | Cooling | REPL | 1 | 0.77865 | 0.71373 | 0.60504 | 0.5016 | 0.40235 | 0.29836 | 0.20358 | 0.10273 | 1.395e-16
| GSHP_Com, E - Heat | Health Service | Space Heating | RET | 0.1 | 0.087647 | 0.08268 | 0.073635 | 0.065966 | 0.059562 | 0.053031 | 0.048875 | 0.044419 | 0.039138
| GSHP_Com, E - Heat | Health Service | Space Heating | REPL | 1 | 0.77865 | 0.71373 | 0.60504 | 0.5016 | 0.40235 | 0.29836 | 0.20358 | 0.10273 | 1.395e-16
| Unitary HP_Com, E - Cool | Health Service | Cooling | NC | 1 | 0.93833 | 0.90372 | 0.87456 | 0.82735 | 0.82156 | 0.82043 | 0.7985 | 0.79589 | 0.78609
| Unitary HP_Com, E - Cool | Health Service | Cooling | RET | 0.1 | 0.092646 | 0.09238 | 0.086966 | 0.082352 | 0.078598 | 0.07397 | 0.083793 | 0.092335 | 0.09758
| Unitary HP_Com, E - Cool | Health Service | Cooling | REPL | 1 | 0.77865 | 0.71373 | 0.60504 | 0.5016 | 0.40235 | 0.29836 | 0.32088 | 0.33951 | 0.34751
| Unitary HP_Com, E - Heat | Health Service | Space Heating | NC | 1 | 0.93833 | 0.90372 | 0.87456 | 0.82735 | 0.82156 | 0.82043 | 0.7985 | 0.79589 | 0.78609
| Unitary HP_Com, E - Heat | Health Service | Space Heating | RET | 0.1 | 0.092646 | 0.09238 | 0.086966 | 0.082352 | 0.078598 | 0.07397 | 0.083793 | 0.092335 | 0.09758
| Unitary HP_Com, E - Heat | Health Service | Space Heating | REPL | 1 | 0.77865 | 0.71373 | 0.60504 | 0.5016 | 0.40235 | 0.29836 | 0.32088 | 0.33951 | 0.34751
| PTHP_Com, E - Cool | Health Service | Cooling | NC | 0 | 0 | 0 | 0 | 0 | 0 | 0 | 0 | 0 | 0
| PTHP_Com, E - Cool | Health Service | Cooling | RET | 0 | 0 | 0 | 0 | 0 | 0 | 0 | 0 | 0 | 0
| PTHP_Com, E - Cool | Health Service | Cooling | REPL | 0 | 0 | 0 | 0 | 0 | 0 | 0 | 0 | 0 | 0
| PTHP_Com, E - Heat | Health Service | Space Heating | NC | 0 | 0 | 0 | 0 | 0 | 0 | 0 | 0 | 0 | 0
| PTHP_Com, E - Heat | Health Service | Space Heating | RET | 0 | 0 | 0 | 0 | 0 | 0 | 0 | 0 | 0 | 0
| PTHP_Com, E - Heat | Health Service | Space Heating | REPL | 0 | 0 | 0 | 0 | 0 | 0 | 0 | 0 | 0 | 0
| Minisplit Ductless HP_Com, E - Cool | Health Service | Cooling | RET | 0.1 | 0.088491 | 0.084279 | 0.075782 | 0.068543 | 0.062484 | 0.056168 | 0.054338 | 0.051952 | 0.048264
| Minisplit Ductless HP_Com, E - Cool | Health Service | Cooling | REPL | 1 | 0.77865 | 0.71373 | 0.60504 | 0.5016 | 0.40235 | 0.29836 | 0.22432 | 0.14459 | 0.061433
| Minisplit Ductless HP_Com, E - Heat | Health Service | Space Heating | RET | 0.1 | 0.088491 | 0.084279 | 0.075782 | 0.068543 | 0.062484 | 0.056168 | 0.054338 | 0.051952 | 0.048264
| Minisplit Ductless HP_Com, E - Heat | Health Service | Space Heating | REPL | 1 | 0.77865 | 0.71373 | 0.60504 | 0.5016 | 0.40235 | 0.29836 | 0.22432 | 0.14459 | 0.061433
| Programmable TStat_Com, E - Cool [Building w Elec Heat] | Health Service | Cooling | NC | 0 | 0 | 0 | 0 | 0 | 0 | 0 | 0 | 0 | 0
| Programmable TStat_Com, E - Heat [Building w Elec Heat] | Health Service | Space Heating | NC | 0 | 0 | 0 | 0 | 0 | 0 | 0 | 0 | 0 | 0
| Programmable TStat_Com, E - Cool [Building w Gas Heat] | Health Service | Cooling | NC | 0 | 0 | 0 | 0 | 0 | 0 | 0 | 0 | 0 | 0
| Programmable TStat_Com, E - Cool [Building w Gas Heat] | Health Service | Cooling | RET | 0 | 0 | 0 | 0 | 0 | 0 | 0 | 0 | 0 | 0
| Programmable TStat_Com, G - Heat [Building w Gas Heat] | Health Service |  | NC | 0 | 0 | 0 | 0 | 0 | 0 | 0 | 0 | 0 | 0
| Programmable TStat_Com, G - Heat [Building w Gas Heat] | Health Service |  | RET | 0 | 0 | 0 | 0 | 0 | 0 | 0 | 0 | 0 | 0
| Programmable TStat_Com, E - Cool [Building w Propane Heat] | Health Service | Cooling | NC | 0 | 0 | 0 | 0 | 0 | 0 | 0 | 0 | 0 | 0
| Programmable TStat_Com, E - Cool [Building w Propane Heat] | Health Service | Cooling | RET | 0 | 0 | 0 | 0 | 0 | 0 | 0 | 0 | 0 | 0
| Programmable TStat_Com, P - Heat [Building w Propane Heat] | Health Service |  | NC | 0 | 0 | 0 | 0 | 0 | 0 | 0 | 0 | 0 | 0
| Programmable TStat_Com, P - Heat [Building w Propane Heat] | Health Service |  | RET | 0 | 0 | 0 | 0 | 0 | 0 | 0 | 0 | 0 | 0
| Programmable TStat_Com, E - Cool [Building w Oil Heat] | Health Service | Cooling | NC | 0 | 0 | 0 | 0 | 0 | 0 | 0 | 0 | 0 | 0
| Programmable TStat_Com, E - Cool [Building w Oil Heat] | Health Service | Cooling | RET | 0 | 0 | 0 | 0 | 0 | 0 | 0 | 0 | 0 | 0
| Programmable TStat_Com, O - Heat [Building w Oil Heat] | Health Service |  | NC | 0 | 0 | 0 | 0 | 0 | 0 | 0 | 0 | 0 | 0
| Programmable TStat_Com, O - Heat [Building w Oil Heat] | Health Service |  | RET | 0 | 0 | 0 | 0 | 0 | 0 | 0 | 0 | 0 | 0
| Smart TStat_Com, E - Cool [Building w Elec Heat] | Health Service | Cooling | NC | 1 | 0.93833 | 0.90372 | 0.87456 | 0.82735 | 0.82156 | 0.82043 | 0.7985 | 0.79589 | 0.78609
| Smart TStat_Com, E - Cool [Building w Elec Heat] | Health Service | Cooling | RET | 0.1 | 0.097332 | 0.10196 | 0.10084 | 0.10032 | 0.10059 | 0.099455 | 0.10179 | 0.10273 | 0.10052
| Smart TStat_Com, E - Heat [Building w Elec Heat] | Health Service | Space Heating | NC | 1 | 0.93833 | 0.90372 | 0.87456 | 0.82735 | 0.82156 | 0.82043 | 0.7985 | 0.79589 | 0.78609
| Smart TStat_Com, E - Heat [Building w Elec Heat] | Health Service | Space Heating | RET | 0.1 | 0.097332 | 0.10196 | 0.10084 | 0.10032 | 0.10059 | 0.099455 | 0.10179 | 0.10273 | 0.10052
| Smart TStat_Com, E - Cool [Building w Gas Heat] | Health Service | Cooling | NC | 1 | 0.93833 | 0.90372 | 0.87456 | 0.82735 | 0.82156 | 0.82043 | 0.7985 | 0.79589 | 0.78609
| Smart TStat_Com, E - Cool [Building w Gas Heat] | Health Service | Cooling | RET | 0.1 | 0.097332 | 0.10196 | 0.10084 | 0.10032 | 0.10059 | 0.099455 | 0.10179 | 0.10273 | 0.10052
| Smart TStat_Com, G - Heat [Building w Gas Heat] | Health Service |  | NC | 1 | 0.94759 | 0.91754 | 0.87973 | 0.83964 | 0.81496 | 0.80903 | 0.80762 | 0.8088 | 0.80611
| Smart TStat_Com, G - Heat [Building w Gas Heat] | Health Service |  | RET | 0.1 | 0.099873 | 0.099896 | 0.099218 | 0.099015 | 0.099059 | 0.099362 | 0.099739 | 0.10032 | 0.10082
| Smart TStat_Com, E - Cool [Building w Propane Heat] | Health Service | Cooling | NC | 1 | 0.93833 | 0.90372 | 0.87456 | 0.82735 | 0.82156 | 0.82043 | 0.7985 | 0.79589 | 0.78609
| Smart TStat_Com, E - Cool [Building w Propane Heat] | Health Service | Cooling | RET | 0.1 | 0.097332 | 0.10196 | 0.10084 | 0.10032 | 0.10059 | 0.099455 | 0.10179 | 0.10273 | 0.10052
| Smart TStat_Com, P - Heat [Building w Propane Heat] | Health Service |  | NC | 1 | 0.93756 | 0.90356 | 0.86352 | 0.81845 | 0.7872 | 0.77324 | 0.7629 | 0.75353 | 0.74091
| Smart TStat_Com, P - Heat [Building w Propane Heat] | Health Service |  | RET | 0.1 | 0.098815 | 0.098374 | 0.09739 | 0.096516 | 0.095684 | 0.094967 | 0.094216 | 0.093466 | 0.092665
| Smart TStat_Com, E - Cool [Building w Oil Heat] | Health Service | Cooling | NC | 1 | 0.93833 | 0.90372 | 0.87456 | 0.82735 | 0.82156 | 0.82043 | 0.7985 | 0.79589 | 0.78609
| Smart TStat_Com, E - Cool [Building w Oil Heat] | Health Service | Cooling | RET | 0.1 | 0.097332 | 0.10196 | 0.10084 | 0.10032 | 0.10059 | 0.099455 | 0.10179 | 0.10273 | 0.10052
| Smart TStat_Com, O - Heat [Building w Oil Heat] | Health Service |  | NC | 1 | 0.93756 | 0.90356 | 0.86352 | 0.81845 | 0.7872 | 0.77324 | 0.7629 | 0.75353 | 0.74091
| Smart TStat_Com, O - Heat [Building w Oil Heat] | Health Service |  | RET | 0.1 | 0.098815 | 0.098374 | 0.09739 | 0.096516 | 0.095684 | 0.094967 | 0.094216 | 0.093466 | 0.092665
| Boiler Blowdown Controls_Com, G - Heat | Health Service |  | RET | 0.1 | 0.099873 | 0.099896 | 0.099218 | 0.099015 | 0.099059 | 0.099362 | 0.099739 | 0.10032 | 0.10082
| Boiler Blowdown Controls_Com, O - Heat | Health Service |  | RET | 0.1 | 0.098815 | 0.098374 | 0.09739 | 0.096516 | 0.095684 | 0.094967 | 0.094216 | 0.093466 | 0.092665
| Boiler Blowdown Controls_Com, P - Heat | Health Service |  | RET | 0.1 | 0.098815 | 0.098374 | 0.09739 | 0.096516 | 0.095684 | 0.094967 | 0.094216 | 0.093466 | 0.092665
| Boiler Modifications_Com, G - Heat | Health Service |  | RET | 0.1 | 0.099873 | 0.099896 | 0.099218 | 0.099015 | 0.099059 | 0.099362 | 0.099739 | 0.10032 | 0.10082
| Boiler Modifications_Com, O - Heat | Health Service |  | RET | 0.1 | 0.098815 | 0.098374 | 0.09739 | 0.096516 | 0.095684 | 0.094967 | 0.094216 | 0.093466 | 0.092665
| Boiler Modifications_Com, P - Heat | Health Service |  | RET | 0.1 | 0.098815 | 0.098374 | 0.09739 | 0.096516 | 0.095684 | 0.094967 | 0.094216 | 0.093466 | 0.092665
| Boilers_Com, G - Heat | Health Service |  | NC | 1 | 0.94759 | 0.91754 | 0.87973 | 0.83964 | 0.81496 | 0.80903 | 0.80762 | 0.8088 | 0.80611
| Boilers_Com, G - Heat | Health Service |  | RET | 0.1 | 0.092555 | 0.085793 | 0.078967 | 0.073031 | 0.06771 | 0.062941 | 0.05855 | 0.054577 | 0.050829
| Boilers_Com, G - Heat | Health Service |  | REPL | 1 | 0.79898 | 0.69928 | 0.59531 | 0.49508 | 0.39624 | 0.29809 | 0.19948 | 0.10032 | 1.3992e-16
| Boilers_Com, O - Heat | Health Service |  | NC | 1 | 0.93756 | 0.90356 | 0.86352 | 0.81845 | 0.7872 | 0.77324 | 0.7629 | 0.75353 | 0.74091
| Boilers_Com, O - Heat | Health Service |  | RET | 0.1 | 0.090915 | 0.083274 | 0.07585 | 0.06916 | 0.063082 | 0.057604 | 0.05258 | 0.047991 | 0.043776
| Boilers_Com, O - Heat | Health Service |  | REPL | 1 | 0.79052 | 0.68862 | 0.58434 | 0.48258 | 0.38274 | 0.2849 | 0.18843 | 0.093466 | 1.286e-16
| Boilers_Com, P - Heat | Health Service |  | NC | 1 | 0.93756 | 0.90356 | 0.86352 | 0.81845 | 0.7872 | 0.77324 | 0.7629 | 0.75353 | 0.74091
| Boilers_Com, P - Heat | Health Service |  | RET | 0.1 | 0.091245 | 0.083879 | 0.076678 | 0.070169 | 0.064234 | 0.058869 | 0.053929 | 0.049401 | 0.045226
| Boilers_Com, P - Heat | Health Service |  | REPL | 1 | 0.79052 | 0.68862 | 0.58434 | 0.48258 | 0.38274 | 0.2849 | 0.18843 | 0.093466 | 1.286e-16
| Furnace_Com, G - Heat | Health Service |  | NC | 1 | 0.94759 | 0.91754 | 0.87973 | 0.83964 | 0.81496 | 0.80903 | 0.80762 | 0.8088 | 0.80611
| Furnace_Com, G - Heat | Health Service |  | RET | 0.1 | 0.093815 | 0.088145 | 0.082235 | 0.077089 | 0.072445 | 0.068259 | 0.064361 | 0.060811 | 0.057405
| Furnace_Com, G - Heat | Health Service |  | REPL | 1 | 0.79898 | 0.69928 | 0.59531 | 0.49508 | 0.39624 | 0.29809 | 0.19948 | 0.10032 | 1.3992e-16
| Furnace_Com, O - Heat | Health Service |  | NC | 1 | 0.93756 | 0.90356 | 0.86352 | 0.81845 | 0.7872 | 0.77324 | 0.7629 | 0.75353 | 0.74091
| Furnace_Com, O - Heat | Health Service |  | RET | 0.1 | 0.08992 | 0.081461 | 0.073386 | 0.066182 | 0.059705 | 0.053923 | 0.048681 | 0.043947 | 0.039648
| Furnace_Com, O - Heat | Health Service |  | REPL | 1 | 0.79052 | 0.68862 | 0.58434 | 0.48258 | 0.38274 | 0.2849 | 0.18843 | 0.093466 | 1.286e-16
| Furnace_Com, P - Heat | Health Service |  | NC | 1 | 0.93756 | 0.90356 | 0.86352 | 0.81845 | 0.7872 | 0.77324 | 0.7629 | 0.75353 | 0.74091
| Furnace_Com, P - Heat | Health Service |  | RET | 0.1 | 0.091371 | 0.08411 | 0.076995 | 0.070556 | 0.064678 | 0.059357 | 0.054451 | 0.049948 | 0.045789
| Furnace_Com, P - Heat | Health Service |  | REPL | 1 | 0.79052 | 0.68862 | 0.58434 | 0.48258 | 0.38274 | 0.2849 | 0.18843 | 0.093466 | 1.286e-16
| Unit Heater_Com, G - Heat | Health Service |  | NC | 1 | 0.94759 | 0.91754 | 0.87973 | 0.83964 | 0.81496 | 0.80903 | 0.80762 | 0.8088 | 0.80611
| Unit Heater_Com, G - Heat | Health Service |  | RET | 0.1 | 0.091973 | 0.084718 | 0.077486 | 0.071211 | 0.065608 | 0.060603 | 0.056021 | 0.056002 | 0.055959
| Unit Heater_Com, G - Heat | Health Service |  | REPL | 1 | 0.79898 | 0.69928 | 0.59531 | 0.49508 | 0.39624 | 0.29809 | 0.19948 | 0.14143 | 0.082627
| Energy Recovery Ventilator_Com, G - Heat | Health Service |  | NC | 0.8 | 0.75807 | 0.73403 | 0.70378 | 0.67171 | 0.65197 | 0.64722 | 0.6461 | 0.64704 | 0.64489
| Energy Recovery Ventilator_Com, G - Heat | Health Service |  | RET | 0.08 | 0.073107 | 0.066909 | 0.060806 | 0.055523 | 0.050827 | 0.046649 | 0.045505 | 0.044556 | 0.043659
| Energy Recovery Ventilator_Com, G - Heat | Health Service |  | REPL | 0.8 | 0.63919 | 0.55942 | 0.47625 | 0.39606 | 0.31699 | 0.23847 | 0.18618 | 0.13376 | 0.080656
| Energy Recovery Ventilator_Com, O - Heat | Health Service |  | NC | 0.8 | 0.75005 | 0.72285 | 0.69081 | 0.65476 | 0.62976 | 0.61859 | 0.61032 | 0.60282 | 0.59273
| Energy Recovery Ventilator_Com, O - Heat | Health Service |  | RET | 0.08 | 0.072333 | 0.065889 | 0.059685 | 0.054122 | 0.049095 | 0.044585 | 0.042985 | 0.041511 | 0.040128
| Energy Recovery Ventilator_Com, O - Heat | Health Service |  | REPL | 0.8 | 0.63242 | 0.5509 | 0.46747 | 0.38607 | 0.30619 | 0.22792 | 0.17587 | 0.12462 | 0.074132
| Energy Recovery Ventilator_Com, P - Heat | Health Service |  | NC | 0.8 | 0.75005 | 0.72285 | 0.69081 | 0.65476 | 0.62976 | 0.61859 | 0.61032 | 0.60282 | 0.59273
| Energy Recovery Ventilator_Com, P - Heat | Health Service |  | RET | 0.08 | 0.072333 | 0.065889 | 0.059685 | 0.054122 | 0.049095 | 0.044585 | 0.042985 | 0.041511 | 0.040128
| Energy Recovery Ventilator_Com, P - Heat | Health Service |  | REPL | 0.8 | 0.63242 | 0.5509 | 0.46747 | 0.38607 | 0.30619 | 0.22792 | 0.17587 | 0.12462 | 0.074132
| Forced Air Heating Maintenance_Com, G - Heat | Health Service |  | RET | 0.1 | 0.099873 | 0.099896 | 0.099218 | 0.099015 | 0.099059 | 0.099362 | 0.099739 | 0.10032 | 0.10082
| Forced Air Heating Maintenance_Com, O - Heat | Health Service |  | RET | 0.1 | 0.098815 | 0.098374 | 0.09739 | 0.096516 | 0.095684 | 0.094967 | 0.094216 | 0.093466 | 0.092665
| Forced Air Heating Maintenance_Com, P - Heat | Health Service |  | RET | 0.1 | 0.098815 | 0.098374 | 0.09739 | 0.096516 | 0.095684 | 0.094967 | 0.094216 | 0.093466 | 0.092665
| Infrared Heater_Com, G - Heat | Health Service |  | NC | 1 | 0.94759 | 0.91754 | 0.87973 | 0.83964 | 0.81496 | 0.80903 | 0.80762 | 0.8088 | 0.80611
| Infrared Heater_Com, G - Heat | Health Service |  | RET | 0.1 | 0.09901 | 0.098178 | 0.096669 | 0.095639 | 0.094855 | 0.094323 | 0.093864 | 0.10032 | 0.10082
| Infrared Heater_Com, G - Heat | Health Service |  | REPL | 1 | 0.79898 | 0.69928 | 0.59531 | 0.49508 | 0.39624 | 0.29809 | 0.19948 | 0.28004 | 0.36123
| Infrared Heater_Com, P - Heat | Health Service |  | NC | 1 | 0.93756 | 0.90356 | 0.86352 | 0.81845 | 0.7872 | 0.77324 | 0.7629 | 0.75353 | 0.74091
| Infrared Heater_Com, P - Heat | Health Service |  | RET | 0.1 | 0.097962 | 0.096682 | 0.094888 | 0.093225 | 0.091623 | 0.090151 | 0.088666 | 0.093466 | 0.092665
| Infrared Heater_Com, P - Heat | Health Service |  | REPL | 1 | 0.79052 | 0.68862 | 0.58434 | 0.48258 | 0.38274 | 0.2849 | 0.18843 | 0.26091 | 0.33201
| Steam Trap Maintenance_Com, G - Heat | Health Service |  | RET | 0.1 | 0.099873 | 0.099896 | 0.099218 | 0.099015 | 0.099059 | 0.099362 | 0.099739 | 0.10032 | 0.10082
| Steam Trap Maintenance_Com, O - Heat | Health Service |  | RET | 0.1 | 0.098815 | 0.098374 | 0.09739 | 0.096516 | 0.095684 | 0.094967 | 0.094216 | 0.093466 | 0.092665
| Windows_Com, E - Cool [Building w Elec Heat] | Health Service | Cooling | NC | 1 | 0.93833 | 0.90372 | 0.87456 | 0.82735 | 0.82156 | 0.82043 | 0.7985 | 0.79589 | 0.78609
| Windows_Com, E - Heat [Building w Elec Heat] | Health Service | Space Heating | NC | 1 | 0.93833 | 0.90372 | 0.87456 | 0.82735 | 0.82156 | 0.82043 | 0.7985 | 0.79589 | 0.78609
| Windows_Com, E - Cool [Building w Gas Heat] | Health Service | Cooling | NC | 1 | 0.93833 | 0.90372 | 0.87456 | 0.82735 | 0.82156 | 0.82043 | 0.7985 | 0.79589 | 0.78609
| Windows_Com, G - Heat [Building w Gas Heat] | Health Service |  | NC | 1 | 0.94759 | 0.91754 | 0.87973 | 0.83964 | 0.81496 | 0.80903 | 0.80762 | 0.8088 | 0.80611
| Windows_Com, E - Cool [Building w Oil Heat] | Health Service | Cooling | NC | 1 | 0.93833 | 0.90372 | 0.87456 | 0.82735 | 0.82156 | 0.82043 | 0.7985 | 0.79589 | 0.78609
| Windows_Com, O - Heat [Building w Oil Heat] | Health Service |  | NC | 1 | 0.93756 | 0.90356 | 0.86352 | 0.81845 | 0.7872 | 0.77324 | 0.7629 | 0.75353 | 0.74091
| Windows_Com, E - Cool [Building w Propane Heat] | Health Service | Cooling | NC | 1 | 0.93833 | 0.90372 | 0.87456 | 0.82735 | 0.82156 | 0.82043 | 0.7985 | 0.79589 | 0.78609
| Windows_Com, P - Heat [Building w Propane Heat] | Health Service |  | NC | 1 | 0.93756 | 0.90356 | 0.86352 | 0.81845 | 0.7872 | 0.77324 | 0.7629 | 0.75353 | 0.74091
| Window Film_Com, E - Cool [Building w Elec Heat] | Health Service | Cooling | RET | 0 | 0 | 0 | 0 | 0 | 0 | 0 | 0 | 0 | 0
| Window Film_Com, E - Heat [Building w Elec Heat] | Health Service | Space Heating | RET | 0 | 0 | 0 | 0 | 0 | 0 | 0 | 0 | 0 | 0
| Window Film_Com, E - Cool [Building w Gas Heat] | Health Service | Cooling | RET | 0 | 0 | 0 | 0 | 0 | 0 | 0 | 0 | 0 | 0
| Window Film_Com, G - Heat [Building w Gas Heat] | Health Service |  | RET | 0 | 0 | 0 | 0 | 0 | 0 | 0 | 0 | 0 | 0
| Window Film_Com, E - Cool [Building w Oil Heat] | Health Service | Cooling | RET | 0 | 0 | 0 | 0 | 0 | 0 | 0 | 0 | 0 | 0
| Window Film_Com, O - Heat [Building w Oil Heat] | Health Service |  | RET | 0 | 0 | 0 | 0 | 0 | 0 | 0 | 0 | 0 | 0
| Window Film_Com, E - Cool [Building w Propane Heat] | Health Service | Cooling | RET | 0 | 0 | 0 | 0 | 0 | 0 | 0 | 0 | 0 | 0
| Window Film_Com, P - Heat [Building w Propane Heat] | Health Service |  | RET | 0 | 0 | 0 | 0 | 0 | 0 | 0 | 0 | 0 | 0
| Motors and Fans_Com, E - Vent | Health Service | Ventilation | NC | 1 | 0.93833 | 0.90372 | 0.87456 | 0.82735 | 0.82156 | 0.82043 | 0.7985 | 0.79589 | 0.78609
| Motors and Fans_Com, E - Vent | Health Service | Ventilation | RET | 0.1 | 0.087696 | 0.082772 | 0.073758 | 0.066113 | 0.059727 | 0.053208 | 0.049292 | 0.045051 | 0.03994
| Motors and Fans_Com, E - Vent | Health Service | Ventilation | REPL | 1 | 0.77865 | 0.71373 | 0.60504 | 0.5016 | 0.40235 | 0.29836 | 0.20584 | 0.1073 | 0.0067012
| ECM Furnace Motors_Com, E - Vent | Health Service | Ventilation | RET | 0.1 | 0.097332 | 0.10196 | 0.10084 | 0.10032 | 0.10059 | 0.099455 | 0.10179 | 0.10273 | 0.10052
| VFD on HVAC System_Com, E - Vent | Health Service | Ventilation | RET | 0.1 | 0.097332 | 0.10196 | 0.10084 | 0.10032 | 0.10059 | 0.099455 | 0.10179 | 0.10273 | 0.10052
| Kitchen DCV_Com, E - Vent [Building w Elec Heat] | Health Service | Ventilation | NC | 1 | 0.93833 | 0.90372 | 0.87456 | 0.82735 | 0.82156 | 0.82043 | 0.7985 | 0.79589 | 0.78609
| Kitchen DCV_Com, E - Vent [Building w Elec Heat] | Health Service | Ventilation | RET | 0.1 | 0.08828 | 0.083878 | 0.075241 | 0.067892 | 0.061742 | 0.055369 | 0.052982 | 0.050097 | 0.046023
| Kitchen DCV_Com, E - Vent [Building w Elec Heat] | Health Service | Ventilation | REPL | 1 | 0.77865 | 0.71373 | 0.60504 | 0.5016 | 0.40235 | 0.29836 | 0.21941 | 0.13469 | 0.046908
| Kitchen DCV_Com, E - Heat [Building w Elec Heat] | Health Service | Space Heating | NC | 1 | 0.93833 | 0.90372 | 0.87456 | 0.82735 | 0.82156 | 0.82043 | 0.7985 | 0.79589 | 0.78609
| Kitchen DCV_Com, E - Heat [Building w Elec Heat] | Health Service | Space Heating | RET | 0.1 | 0.08828 | 0.083878 | 0.075241 | 0.067892 | 0.061742 | 0.055369 | 0.052982 | 0.050097 | 0.046023
| Kitchen DCV_Com, E - Heat [Building w Elec Heat] | Health Service | Space Heating | REPL | 1 | 0.77865 | 0.71373 | 0.60504 | 0.5016 | 0.40235 | 0.29836 | 0.21941 | 0.13469 | 0.046908
| Kitchen DCV_Com, E - Vent [Building w Gas Heat] | Health Service | Ventilation | NC | 1 | 0.93833 | 0.90372 | 0.87456 | 0.82735 | 0.82156 | 0.82043 | 0.7985 | 0.79589 | 0.78609
| Kitchen DCV_Com, E - Vent [Building w Gas Heat] | Health Service | Ventilation | RET | 0.1 | 0.08828 | 0.083878 | 0.075241 | 0.067892 | 0.061742 | 0.055369 | 0.052982 | 0.050097 | 0.046023
| Kitchen DCV_Com, E - Vent [Building w Gas Heat] | Health Service | Ventilation | REPL | 1 | 0.77865 | 0.71373 | 0.60504 | 0.5016 | 0.40235 | 0.29836 | 0.21941 | 0.13469 | 0.046908
| Kitchen DCV_Com, G - Heat [Building w Gas Heat] | Health Service |  | NC | 1 | 0.94759 | 0.91754 | 0.87973 | 0.83964 | 0.81496 | 0.80903 | 0.80762 | 0.8088 | 0.80611
| Kitchen DCV_Com, G - Heat [Building w Gas Heat] | Health Service |  | RET | 0.1 | 0.090585 | 0.08218 | 0.074031 | 0.067009 | 0.060804 | 0.055318 | 0.051915 | 0.048923 | 0.046161
| Kitchen DCV_Com, G - Heat [Building w Gas Heat] | Health Service |  | REPL | 1 | 0.79898 | 0.69928 | 0.59531 | 0.49508 | 0.39624 | 0.29809 | 0.21499 | 0.13153 | 0.047049
| Kitchen DCV_Com, E - Vent [Building w Oil Heat] | Health Service | Ventilation | NC | 1 | 0.93833 | 0.90372 | 0.87456 | 0.82735 | 0.82156 | 0.82043 | 0.7985 | 0.79589 | 0.78609
| Kitchen DCV_Com, E - Vent [Building w Oil Heat] | Health Service | Ventilation | RET | 0.1 | 0.08828 | 0.083878 | 0.075241 | 0.067892 | 0.061742 | 0.055369 | 0.052982 | 0.050097 | 0.046023
| Kitchen DCV_Com, E - Vent [Building w Oil Heat] | Health Service | Ventilation | REPL | 1 | 0.77865 | 0.71373 | 0.60504 | 0.5016 | 0.40235 | 0.29836 | 0.21941 | 0.13469 | 0.046908
| Kitchen DCV_Com, O - Heat [Building w Oil Heat] | Health Service |  | NC | 1 | 0.93756 | 0.90356 | 0.86352 | 0.81845 | 0.7872 | 0.77324 | 0.7629 | 0.75353 | 0.74091
| Kitchen DCV_Com, O - Heat [Building w Oil Heat] | Health Service |  | RET | 0.1 | 0.089625 | 0.080927 | 0.072666 | 0.065318 | 0.058732 | 0.052871 | 0.04904 | 0.045579 | 0.042427
| Kitchen DCV_Com, O - Heat [Building w Oil Heat] | Health Service |  | REPL | 1 | 0.79052 | 0.68862 | 0.58434 | 0.48258 | 0.38274 | 0.2849 | 0.20309 | 0.12254 | 0.043244
| Kitchen DCV_Com, E - Vent [Building w Oil Heat] | Health Service | Ventilation | NC | 1 | 0.93833 | 0.90372 | 0.87456 | 0.82735 | 0.82156 | 0.82043 | 0.7985 | 0.79589 | 0.78609
| Kitchen DCV_Com, E - Vent [Building w Oil Heat] | Health Service | Ventilation | RET | 0.1 | 0.08828 | 0.083878 | 0.075241 | 0.067892 | 0.061742 | 0.055369 | 0.052982 | 0.050097 | 0.046023
| Kitchen DCV_Com, E - Vent [Building w Oil Heat] | Health Service | Ventilation | REPL | 1 | 0.77865 | 0.71373 | 0.60504 | 0.5016 | 0.40235 | 0.29836 | 0.21941 | 0.13469 | 0.046908
| Kitchen DCV_Com, P - Heat [Building w Propane Heat] | Health Service |  | NC | 1 | 0.93756 | 0.90356 | 0.86352 | 0.81845 | 0.7872 | 0.77324 | 0.7629 | 0.75353 | 0.74091
| Kitchen DCV_Com, P - Heat [Building w Propane Heat] | Health Service |  | RET | 0.1 | 0.089625 | 0.080927 | 0.072666 | 0.065318 | 0.058732 | 0.052871 | 0.04904 | 0.045579 | 0.042427
| Kitchen DCV_Com, P - Heat [Building w Propane Heat] | Health Service |  | REPL | 1 | 0.79052 | 0.68862 | 0.58434 | 0.48258 | 0.38274 | 0.2849 | 0.20309 | 0.12254 | 0.043244
| Duct Sealing Regulated_Com, E - Vent [Building w Elec Heat] | Health Service | Ventilation | RET | 0.1 | 0.097332 | 0.10196 | 0.10084 | 0.10032 | 0.10059 | 0.099455 | 0.10179 | 0.10273 | 0.10052
| Duct Sealing Regulated_Com, E - Heat [Building w Elec Heat] | Health Service | Space Heating | RET | 0.1 | 0.097332 | 0.10196 | 0.10084 | 0.10032 | 0.10059 | 0.099455 | 0.10179 | 0.10273 | 0.10052
| Duct Sealing Regulated_Com, E - Cool [Building w Elec Heat] | Health Service | Cooling | RET | 0.1 | 0.097332 | 0.10196 | 0.10084 | 0.10032 | 0.10059 | 0.099455 | 0.10179 | 0.10273 | 0.10052
| Duct Sealing Regulated_Com, E - Vent [Building w Gas Heat] | Health Service | Ventilation | RET | 0.1 | 0.097332 | 0.10196 | 0.10084 | 0.10032 | 0.10059 | 0.099455 | 0.10179 | 0.10273 | 0.10052
| Duct Sealing Regulated_Com, G - Heat [Building w Gas Heat] | Health Service |  | RET | 0.1 | 0.099873 | 0.099896 | 0.099218 | 0.099015 | 0.099059 | 0.099362 | 0.099739 | 0.10032 | 0.10082
| Duct Sealing Regulated_Com, E - Cool [Building w Gas Heat] | Health Service | Cooling | RET | 0.1 | 0.097332 | 0.10196 | 0.10084 | 0.10032 | 0.10059 | 0.099455 | 0.10179 | 0.10273 | 0.10052
| Duct Sealing Non Regulated_Com, E - Vent [Building w Oil Heat] | Health Service | Ventilation | RET | 0.1 | 0.097332 | 0.10196 | 0.10084 | 0.10032 | 0.10059 | 0.099455 | 0.10179 | 0.10273 | 0.10052
| Duct Sealing Non Regulated_Com, O - Heat [Building w Oil Heat] | Health Service |  | RET | 0.1 | 0.098815 | 0.098374 | 0.09739 | 0.096516 | 0.095684 | 0.094967 | 0.094216 | 0.093466 | 0.092665
| Duct Sealing Non Regulated_Com, E - Cool [Building w Oil Heat] | Health Service | Cooling | RET | 0.1 | 0.097332 | 0.10196 | 0.10084 | 0.10032 | 0.10059 | 0.099455 | 0.10179 | 0.10273 | 0.10052
| Duct Sealing Non Regulated_Com, E - Vent [Building w Propane Heat] | Health Service | Ventilation | RET | 0.1 | 0.097332 | 0.10196 | 0.10084 | 0.10032 | 0.10059 | 0.099455 | 0.10179 | 0.10273 | 0.10052
| Duct Sealing Non Regulated_Com, P - Heat [Building w Propane Heat] | Health Service |  | RET | 0.1 | 0.098815 | 0.098374 | 0.09739 | 0.096516 | 0.095684 | 0.094967 | 0.094216 | 0.093466 | 0.092665
| Duct Sealing Non Regulated_Com, E - Cool [Building w Propane Heat] | Health Service | Cooling | RET | 0.1 | 0.097332 | 0.10196 | 0.10084 | 0.10032 | 0.10059 | 0.099455 | 0.10179 | 0.10273 | 0.10052
| Power Strip_Com, E - Plug [Tier 1] | Health Service | Plug Loads | NC | 0 | 0 | 0 | 0 | 0 | 0 | 0 | 0 | 0 | 0
| Power Strip_Com, E - Plug [Tier 1] | Health Service | Plug Loads | RET | 0 | 0 | 0 | 0 | 0 | 0 | 0 | 0 | 0 | 0
| Power Strip_Com, E - Plug [Tier 1] | Health Service | Plug Loads | REPL | 0 | 0 | 0 | 0 | 0 | 0 | 0 | 0 | 0 | 0
| Power Strip_Com, E - Plug [Tier 2] | Health Service | Plug Loads | NC | 1 | 0.93833 | 0.90372 | 0.87456 | 0.82735 | 0.82156 | 0.82043 | 0.7985 | 0.80393 | 0.80206
| Power Strip_Com, E - Plug [Tier 2] | Health Service | Plug Loads | RET | 0.1 | 0.08796 | 0.083271 | 0.074426 | 0.068466 | 0.063596 | 0.058364 | 0.055557 | 0.072045 | 0.084618
| Power Strip_Com, E - Plug [Tier 2] | Health Service | Plug Loads | REPL | 1 | 0.77865 | 0.71373 | 0.60504 | 0.51712 | 0.43349 | 0.34454 | 0.26659 | 0.38005 | 0.48047
| Computer Power Management_Com, E - Plug | Health Service | Plug Loads | RET | 0.1 | 0.097332 | 0.10196 | 0.10084 | 0.10032 | 0.10059 | 0.099455 | 0.10179 | 0.10273 | 0.10052
| Vending Machine Controls_Com, E - Plug [Non-Refrigerated] | Health Service | Plug Loads | RET | 0.1 | 0.097332 | 0.10196 | 0.10084 | 0.10032 | 0.10059 | 0.099455 | 0.10179 | 0.10273 | 0.10052
| Vending Machine Controls_Com, E - Plug [Refrigerated] | Health Service | Plug Loads | RET | 0.1 | 0.097332 | 0.10196 | 0.10084 | 0.10032 | 0.10059 | 0.099455 | 0.10179 | 0.10273 | 0.10052
| ES Refrigerator and Freezer_Com, E - Refr | Health Service | Refrigeration | NC | 1 | 0.93833 | 0.90372 | 0.87456 | 0.82735 | 0.82156 | 0.82043 | 0.7985 | 0.79589 | 0.78609
| ES Refrigerator and Freezer_Com, E - Refr | Health Service | Refrigeration | REPL | 1 | 0.97332 | 1.0196 | 1.0084 | 1.0032 | 1.0059 | 0.99455 | 1.0179 | 1.0273 | 1.0052
| Anti Sweat Heat Control_Com, E - Refr | Health Service | Refrigeration | NC | 1 | 0.93833 | 0.90372 | 0.87456 | 0.82735 | 0.82156 | 0.82043 | 0.7985 | 0.79589 | 0.78609
| Anti Sweat Heat Control_Com, E - Refr | Health Service | Refrigeration | RET | 0.1 | 0.097332 | 0.10196 | 0.10084 | 0.10032 | 0.10059 | 0.099455 | 0.10179 | 0.10273 | 0.10052
| Case Night Covers_Com, E - Refr | Health Service | Refrigeration | RET | 0.1 | 0.097332 | 0.10196 | 0.10084 | 0.10032 | 0.10059 | 0.099455 | 0.10179 | 0.10273 | 0.10052
| Loading Dock Pit Seals_Com, E - Refr | Health Service | Refrigeration | NC | 1 | 0.93833 | 0.90372 | 0.87456 | 0.82735 | 0.82156 | 0.82043 | 0.7985 | 0.79589 | 0.78609
| Loading Dock Pit Seals_Com, E - Refr | Health Service | Refrigeration | RET | 0.1 | 0.097332 | 0.10196 | 0.10084 | 0.10032 | 0.10059 | 0.099455 | 0.10179 | 0.10273 | 0.10052
| ECM Comp Cond Fan Motor_Com, E - Refr | Health Service | Refrigeration | NC | 1 | 0.93833 | 0.90372 | 0.87456 | 0.82735 | 0.82156 | 0.82043 | 0.7985 | 0.79589 | 0.78609
| ECM Comp Cond Fan Motor_Com, E - Refr | Health Service | Refrigeration | RET | 0.1 | 0.094236 | 0.095577 | 0.09152 | 0.088151 | 0.085575 | 0.081919 | 0.0966 | 0.10273 | 0.10052
| ECM Comp Cond Fan Motor_Com, E - Refr | Health Service | Refrigeration | REPL | 1 | 0.77865 | 0.71373 | 0.60504 | 0.5016 | 0.40235 | 0.29836 | 0.35782 | 0.41407 | 0.45695
| Evap Fan Motor Replacement_Com, E - Refr | Health Service | Refrigeration | NC | 1 | 0.93833 | 0.90372 | 0.87456 | 0.82735 | 0.82156 | 0.82043 | 0.7985 | 0.79589 | 0.78609
| Evap Fan Motor Replacement_Com, E - Refr | Health Service | Refrigeration | RET | 0.1 | 0.088171 | 0.083672 | 0.074964 | 0.067558 | 0.061364 | 0.054962 | 0.052289 | 0.049149 | 0.044878
| Evap Fan Motor Replacement_Com, E - Refr | Health Service | Refrigeration | REPL | 1 | 0.77865 | 0.71373 | 0.60504 | 0.5016 | 0.40235 | 0.29836 | 0.21689 | 0.1296 | 0.03943
| Evap Fan Speed Controls_Com, E - Refr | Health Service | Refrigeration | NC | 1 | 0.93833 | 0.90372 | 0.87456 | 0.82735 | 0.82156 | 0.82043 | 0.7985 | 0.79589 | 0.78609
| Evap Fan Speed Controls_Com, E - Refr | Health Service | Refrigeration | RET | 0.1 | 0.097332 | 0.10196 | 0.10084 | 0.10032 | 0.10059 | 0.099455 | 0.10179 | 0.10273 | 0.10052
| LowHeat NoHeat Doors_Com, E - Refr | Health Service | Refrigeration | NC | 1 | 0.93833 | 0.90372 | 0.87456 | 0.82735 | 0.82156 | 0.82043 | 0.7985 | 0.79589 | 0.78609
| LowHeat NoHeat Doors_Com, E - Refr | Health Service | Refrigeration | RET | 0.1 | 0.097332 | 0.10196 | 0.10084 | 0.10032 | 0.10059 | 0.099455 | 0.10179 | 0.10273 | 0.10052
| Refrigerated Vending Machine_Com, E - Refr | Health Service | Refrigeration | NC | 1 | 0.93833 | 0.90372 | 0.87456 | 0.82735 | 0.82156 | 0.82043 | 0.7985 | 0.79589 | 0.78609
| Refrigerated Vending Machine_Com, E - Refr | Health Service | Refrigeration | REPL | 1 | 0.97332 | 1.0196 | 1.0084 | 1.0032 | 1.0059 | 0.99455 | 1.0179 | 1.0273 | 1.0052
| Walk In Refrigeration_Com, E - Refr | Health Service | Refrigeration | NC | 0.7 | 0.65683 | 0.6326 | 0.61219 | 0.57915 | 0.57509 | 0.5743 | 0.55895 | 0.55712 | 0.55027
| Refrigeration Tune Up_Com, E - Refr | Health Service | Refrigeration | RET | 0.1 | 0.097332 | 0.10196 | 0.10084 | 0.10032 | 0.10059 | 0.099455 | 0.10179 | 0.10273 | 0.10052
| ES Ice Machine_Com, E - Refr | Health Service | Refrigeration | NC | 1 | 0.93833 | 0.90372 | 0.87456 | 0.82735 | 0.82156 | 0.82043 | 0.7985 | 0.79589 | 0.78609
| ES Ice Machine_Com, E - Refr | Health Service | Refrigeration | REPL | 1 | 0.97332 | 1.0196 | 1.0084 | 1.0032 | 1.0059 | 0.99455 | 1.0179 | 1.0273 | 1.0052
| Walk In Cooler Retroft_Com, E - Refr | Health Service | Refrigeration | RET | 0.07 | 0.068132 | 0.071373 | 0.070588 | 0.070224 | 0.070412 | 0.069618 | 0.071252 | 0.071911 | 0.070362
| HE Built Up Refrig_Com, E - Refr | Health Service | Refrigeration | NC | 0.7 | 0.65683 | 0.6326 | 0.61219 | 0.57915 | 0.57509 | 0.5743 | 0.55895 | 0.55712 | 0.55027
| HE Built Up Refrig_Com, E - Refr | Health Service | Refrigeration | RET | 0.07 | 0.068132 | 0.071373 | 0.070588 | 0.070224 | 0.070412 | 0.069618 | 0.071252 | 0.071911 | 0.070362
| Door Gasket Replacement_Com, E - Refr | Health Service | Refrigeration | RET | 0.1 | 0.097332 | 0.10196 | 0.10084 | 0.10032 | 0.10059 | 0.099455 | 0.10179 | 0.10273 | 0.10052
| EnergyStar Dehumidifier_Com, E - Appl | Health Service | Appliances | NC | 1 | 0.93833 | 0.90372 | 0.87456 | 0.82735 | 0.82156 | 0.82043 | 0.7985 | 0.79589 | 0.78609
| EnergyStar Dehumidifier_Com, E - Appl | Health Service | Appliances | REPL | 1 | 0.97332 | 1.0196 | 1.0084 | 1.0032 | 1.0059 | 0.99455 | 1.0179 | 1.0273 | 1.0052
| Clothes Washer Elec WH_Com, E - Appl [unit w/ elec dry - Washer] | Health Service | Appliances | NC | 1 | 0.93833 | 0.90372 | 0.87456 | 0.82735 | 0.82156 | 0.82043 | 0.80656 | 0.81205 | 0.81016
| Clothes Washer Elec WH_Com, E - Appl [unit w/ elec dry - Washer] | Health Service | Appliances | REPL | 1 | 0.97332 | 1.0196 | 1.0084 | 1.0032 | 1.0059 | 0.99455 | 1.0179 | 1.0273 | 1.0052
| Clothes Washer Elec WH_Com, E - Appl [unit w/ elec dry - Dryer] | Health Service | Appliances | NC | 1 | 0.93833 | 0.90372 | 0.87456 | 0.82735 | 0.82156 | 0.82043 | 0.80656 | 0.81205 | 0.81016
| Clothes Washer Elec WH_Com, E - Appl [unit w/ elec dry - Dryer] | Health Service | Appliances | REPL | 1 | 0.97332 | 1.0196 | 1.0084 | 1.0032 | 1.0059 | 0.99455 | 1.0179 | 1.0273 | 1.0052
| Clothes Washer Elec WH_Com, E - Appl [unit w/ gas dry - Washer] | Health Service | Appliances | NC | 1 | 0.93833 | 0.90372 | 0.87456 | 0.82735 | 0.82156 | 0.82043 | 0.80656 | 0.81205 | 0.81016
| Clothes Washer Elec WH_Com, E - Appl [unit w/ gas dry - Washer] | Health Service | Appliances | REPL | 1 | 0.97332 | 1.0196 | 1.0084 | 1.0032 | 1.0059 | 0.99455 | 1.0179 | 1.0273 | 1.0052
| Clothes Washer Elec WH_Com, E - Appl [unit w/ propane dry - Washer] | Health Service | Appliances | NC | 1 | 0.93833 | 0.90372 | 0.87456 | 0.82735 | 0.82156 | 0.82043 | 0.80656 | 0.81205 | 0.81016
| Clothes Washer Elec WH_Com, E - Appl [unit w/ propane dry - Washer] | Health Service | Appliances | REPL | 1 | 0.97332 | 1.0196 | 1.0084 | 1.0032 | 1.0059 | 0.99455 | 1.0179 | 1.0273 | 1.0052
| Clothes Washer Elec WH_Com, P - Oth [unit w/ propane dry - Dryer] | Health Service |  | NC | 1 | 0.93756 | 0.90356 | 0.86352 | 0.81845 | 0.7872 | 0.77324 | 0.7706 | 0.76883 | 0.76359
| Clothes Washer Elec WH_Com, P - Oth [unit w/ propane dry - Dryer] | Health Service |  | REPL | 1 | 0.98815 | 0.98374 | 0.9739 | 0.96516 | 0.95684 | 0.94967 | 0.94216 | 0.93466 | 0.92665
| Clothes Washer Gas WH_Com, E - Appl [unit w/ elec dry - Washer] | Health Service | Appliances | NC | 1 | 0.93833 | 0.90372 | 0.87456 | 0.82735 | 0.82156 | 0.82043 | 0.80656 | 0.81205 | 0.81016
| Clothes Washer Gas WH_Com, E - Appl [unit w/ elec dry - Washer] | Health Service | Appliances | REPL | 1 | 0.97332 | 1.0196 | 1.0084 | 1.0032 | 1.0059 | 0.99455 | 1.0179 | 1.0273 | 1.0052
| Clothes Washer Gas WH_Com, E - Appl [unit w/ elec dry - Dryer] | Health Service | Appliances | NC | 1 | 0.93833 | 0.90372 | 0.87456 | 0.82735 | 0.82156 | 0.82043 | 0.80656 | 0.81205 | 0.81016
| Clothes Washer Gas WH_Com, E - Appl [unit w/ elec dry - Dryer] | Health Service | Appliances | REPL | 1 | 0.97332 | 1.0196 | 1.0084 | 1.0032 | 1.0059 | 0.99455 | 1.0179 | 1.0273 | 1.0052
| Clothes Washer Gas WH_Com, G - HWat [unit w/ elec dry - Water Heater] | Health Service |  | NC | 1 | 0.94759 | 0.91754 | 0.87973 | 0.83964 | 0.81496 | 0.80903 | 0.81578 | 0.82522 | 0.83079
| Clothes Washer Gas WH_Com, G - HWat [unit w/ elec dry - Water Heater] | Health Service |  | REPL | 1 | 0.99873 | 0.99896 | 0.99218 | 0.99015 | 0.99059 | 0.99362 | 0.99739 | 1.0032 | 1.0082
| Clothes Washer Gas WH_Com, E - Appl [unit w/ gas dry - Washer] | Health Service | Appliances | NC | 1 | 0.93833 | 0.90372 | 0.87456 | 0.82735 | 0.82156 | 0.82043 | 0.80656 | 0.81205 | 0.81016
| Clothes Washer Gas WH_Com, E - Appl [unit w/ gas dry - Washer] | Health Service | Appliances | REPL | 1 | 0.97332 | 1.0196 | 1.0084 | 1.0032 | 1.0059 | 0.99455 | 1.0179 | 1.0273 | 1.0052
| Clothes Washer Gas WH_Com, G - HWat [unit w/ gas dry - Water Heater] | Health Service |  | NC | 1 | 0.94759 | 0.91754 | 0.87973 | 0.83964 | 0.81496 | 0.80903 | 0.81578 | 0.82522 | 0.83079
| Clothes Washer Gas WH_Com, G - HWat [unit w/ gas dry - Water Heater] | Health Service |  | REPL | 1 | 0.99873 | 0.99896 | 0.99218 | 0.99015 | 0.99059 | 0.99362 | 0.99739 | 1.0032 | 1.0082
| Clothes Washer Gas WH_Com, E - Appl [unit w/ propane dry - Washer] | Health Service | Appliances | NC | 1 | 0.93833 | 0.90372 | 0.87456 | 0.82735 | 0.82156 | 0.82043 | 0.80656 | 0.81205 | 0.81016
| Clothes Washer Gas WH_Com, E - Appl [unit w/ propane dry - Washer] | Health Service | Appliances | REPL | 1 | 0.97332 | 1.0196 | 1.0084 | 1.0032 | 1.0059 | 0.99455 | 1.0179 | 1.0273 | 1.0052
| Clothes Washer Gas WH_Com, P - Oth [unit w/ propane dry - Dryer] | Health Service |  | NC | 1 | 0.93756 | 0.90356 | 0.86352 | 0.81845 | 0.7872 | 0.77324 | 0.7706 | 0.76883 | 0.76359
| Clothes Washer Gas WH_Com, P - Oth [unit w/ propane dry - Dryer] | Health Service |  | REPL | 1 | 0.98815 | 0.98374 | 0.9739 | 0.96516 | 0.95684 | 0.94967 | 0.94216 | 0.93466 | 0.92665
| Clothes Washer Gas WH_Com, G - HWat [unit w/ propane dry - Water Heater] | Health Service |  | NC | 1 | 0.94759 | 0.91754 | 0.87973 | 0.83964 | 0.81496 | 0.80903 | 0.81578 | 0.82522 | 0.83079
| Clothes Washer Gas WH_Com, G - HWat [unit w/ propane dry - Water Heater] | Health Service |  | REPL | 1 | 0.99873 | 0.99896 | 0.99218 | 0.99015 | 0.99059 | 0.99362 | 0.99739 | 1.0032 | 1.0082
| Clothes Washer Oil WH_Com, E - Appl [unit w/ elec dry - Washer] | Health Service | Appliances | NC | 1 | 0.93833 | 0.90372 | 0.87456 | 0.82735 | 0.82156 | 0.82043 | 0.80656 | 0.81205 | 0.81016
| Clothes Washer Oil WH_Com, E - Appl [unit w/ elec dry - Washer] | Health Service | Appliances | REPL | 1 | 0.97332 | 1.0196 | 1.0084 | 1.0032 | 1.0059 | 0.99455 | 1.0179 | 1.0273 | 1.0052
| Clothes Washer Oil WH_Com, E - Appl [unit w/ elec dry - Dryer] | Health Service | Appliances | NC | 1 | 0.93833 | 0.90372 | 0.87456 | 0.82735 | 0.82156 | 0.82043 | 0.80656 | 0.81205 | 0.81016
| Clothes Washer Oil WH_Com, E - Appl [unit w/ elec dry - Dryer] | Health Service | Appliances | REPL | 1 | 0.97332 | 1.0196 | 1.0084 | 1.0032 | 1.0059 | 0.99455 | 1.0179 | 1.0273 | 1.0052
| Clothes Washer Oil WH_Com, O - HWat [unit w/ elec dry - Water Heater] | Health Service |  | NC | 1 | 0.93756 | 0.90356 | 0.86352 | 0.81845 | 0.7872 | 0.77324 | 0.7706 | 0.76883 | 0.76359
| Clothes Washer Oil WH_Com, O - HWat [unit w/ elec dry - Water Heater] | Health Service |  | REPL | 1 | 0.98815 | 0.98374 | 0.9739 | 0.96516 | 0.95684 | 0.94967 | 0.94216 | 0.93466 | 0.92665
| Clothes Washer Oil WH_Com, E - Appl [unit w/ gas dry - Washer] | Health Service | Appliances | NC | 1 | 0.93833 | 0.90372 | 0.87456 | 0.82735 | 0.82156 | 0.82043 | 0.80656 | 0.81205 | 0.81016
| Clothes Washer Oil WH_Com, E - Appl [unit w/ gas dry - Washer] | Health Service | Appliances | REPL | 1 | 0.97332 | 1.0196 | 1.0084 | 1.0032 | 1.0059 | 0.99455 | 1.0179 | 1.0273 | 1.0052
| Clothes Washer Oil WH_Com, O - HWat [unit w/ gas dry - Water Heater] | Health Service |  | NC | 1 | 0.93756 | 0.90356 | 0.86352 | 0.81845 | 0.7872 | 0.77324 | 0.7706 | 0.76883 | 0.76359
| Clothes Washer Oil WH_Com, O - HWat [unit w/ gas dry - Water Heater] | Health Service |  | REPL | 1 | 0.98815 | 0.98374 | 0.9739 | 0.96516 | 0.95684 | 0.94967 | 0.94216 | 0.93466 | 0.92665
| Clothes Washer Oil WH_Com, E - Appl [unit w/ propane dry - Washer] | Health Service | Appliances | NC | 1 | 0.93833 | 0.90372 | 0.87456 | 0.82735 | 0.82156 | 0.82043 | 0.80656 | 0.81205 | 0.81016
| Clothes Washer Oil WH_Com, E - Appl [unit w/ propane dry - Washer] | Health Service | Appliances | REPL | 1 | 0.97332 | 1.0196 | 1.0084 | 1.0032 | 1.0059 | 0.99455 | 1.0179 | 1.0273 | 1.0052
| Clothes Washer Oil WH_Com, P - Oth [unit w/ propane dry - Dryer] | Health Service |  | NC | 1 | 0.93756 | 0.90356 | 0.86352 | 0.81845 | 0.7872 | 0.77324 | 0.7706 | 0.76883 | 0.76359
| Clothes Washer Oil WH_Com, P - Oth [unit w/ propane dry - Dryer] | Health Service |  | REPL | 1 | 0.98815 | 0.98374 | 0.9739 | 0.96516 | 0.95684 | 0.94967 | 0.94216 | 0.93466 | 0.92665
| Clothes Washer Oil WH_Com, O - HWat [unit w/ propane dry - Water Heater] | Health Service |  | NC | 1 | 0.93756 | 0.90356 | 0.86352 | 0.81845 | 0.7872 | 0.77324 | 0.7706 | 0.76883 | 0.76359
| Clothes Washer Oil WH_Com, O - HWat [unit w/ propane dry - Water Heater] | Health Service |  | REPL | 1 | 0.98815 | 0.98374 | 0.9739 | 0.96516 | 0.95684 | 0.94967 | 0.94216 | 0.93466 | 0.92665
| Clothes Washer Propane WH_Com, E - Appl [unit w/ elec dry - Washer] | Health Service | Appliances | NC | 1 | 0.93833 | 0.90372 | 0.87456 | 0.82735 | 0.82156 | 0.82043 | 0.80656 | 0.81205 | 0.81016
| Clothes Washer Propane WH_Com, E - Appl [unit w/ elec dry - Washer] | Health Service | Appliances | REPL | 1 | 0.97332 | 1.0196 | 1.0084 | 1.0032 | 1.0059 | 0.99455 | 1.0179 | 1.0273 | 1.0052
| Clothes Washer Propane WH_Com, E - Appl [unit w/ elec dry - Dryer] | Health Service | Appliances | NC | 1 | 0.93833 | 0.90372 | 0.87456 | 0.82735 | 0.82156 | 0.82043 | 0.80656 | 0.81205 | 0.81016
| Clothes Washer Propane WH_Com, E - Appl [unit w/ elec dry - Dryer] | Health Service | Appliances | REPL | 1 | 0.97332 | 1.0196 | 1.0084 | 1.0032 | 1.0059 | 0.99455 | 1.0179 | 1.0273 | 1.0052
| Clothes Washer Propane WH_Com, P - HWat [unit w/ elec dry - Water Heater] | Health Service |  | NC | 1 | 0.93756 | 0.90356 | 0.86352 | 0.81845 | 0.7872 | 0.77324 | 0.7706 | 0.76883 | 0.76359
| Clothes Washer Propane WH_Com, P - HWat [unit w/ elec dry - Water Heater] | Health Service |  | REPL | 1 | 0.98815 | 0.98374 | 0.9739 | 0.96516 | 0.95684 | 0.94967 | 0.94216 | 0.93466 | 0.92665
| Clothes Washer Propane WH_Com, E - Appl [unit w/ gas dry - Washer] | Health Service | Appliances | NC | 1 | 0.93833 | 0.90372 | 0.87456 | 0.82735 | 0.82156 | 0.82043 | 0.80656 | 0.81205 | 0.81016
| Clothes Washer Propane WH_Com, E - Appl [unit w/ gas dry - Washer] | Health Service | Appliances | REPL | 1 | 0.97332 | 1.0196 | 1.0084 | 1.0032 | 1.0059 | 0.99455 | 1.0179 | 1.0273 | 1.0052
| Clothes Washer Propane WH_Com, P - HWat [unit w/ gas dry - Water Heater] | Health Service |  | NC | 1 | 0.93756 | 0.90356 | 0.86352 | 0.81845 | 0.7872 | 0.77324 | 0.7706 | 0.76883 | 0.76359
| Clothes Washer Propane WH_Com, P - HWat [unit w/ gas dry - Water Heater] | Health Service |  | REPL | 1 | 0.98815 | 0.98374 | 0.9739 | 0.96516 | 0.95684 | 0.94967 | 0.94216 | 0.93466 | 0.92665
| Clothes Washer Propane WH_Com, E - Appl [unit w/ propane dry - Washer] | Health Service | Appliances | NC | 1 | 0.93833 | 0.90372 | 0.87456 | 0.82735 | 0.82156 | 0.82043 | 0.80656 | 0.81205 | 0.81016
| Clothes Washer Propane WH_Com, E - Appl [unit w/ propane dry - Washer] | Health Service | Appliances | REPL | 1 | 0.97332 | 1.0196 | 1.0084 | 1.0032 | 1.0059 | 0.99455 | 1.0179 | 1.0273 | 1.0052
| Clothes Washer Propane WH_Com, P - Oth [unit w/ propane dry - Dryer] | Health Service |  | NC | 1 | 0.93756 | 0.90356 | 0.86352 | 0.81845 | 0.7872 | 0.77324 | 0.7706 | 0.76883 | 0.76359
| Clothes Washer Propane WH_Com, P - Oth [unit w/ propane dry - Dryer] | Health Service |  | REPL | 1 | 0.98815 | 0.98374 | 0.9739 | 0.96516 | 0.95684 | 0.94967 | 0.94216 | 0.93466 | 0.92665
| Clothes Washer Propane WH_Com, P - HWat [unit w/ propane dry - Water Heater] | Health Service |  | NC | 1 | 0.93756 | 0.90356 | 0.86352 | 0.81845 | 0.7872 | 0.77324 | 0.7706 | 0.76883 | 0.76359
| Clothes Washer Propane WH_Com, P - HWat [unit w/ propane dry - Water Heater] | Health Service |  | REPL | 1 | 0.98815 | 0.98374 | 0.9739 | 0.96516 | 0.95684 | 0.94967 | 0.94216 | 0.93466 | 0.92665
| Dishwasher_Com, E - Appl [Building w elec WH] | Health Service | Appliances | NC | 1 | 0.93833 | 0.90372 | 0.87456 | 0.82735 | 0.82156 | 0.82043 | 0.7985 | 0.79589 | 0.78609
| Dishwasher_Com, E - Appl [Building w elec WH] | Health Service | Appliances | REPL | 1 | 0.97332 | 1.0196 | 1.0084 | 1.0032 | 1.0059 | 0.99455 | 1.0179 | 1.0273 | 1.0052
| Dishwasher_Com, E - Appl [Building w gas WH] | Health Service | Appliances | NC | 1 | 0.93833 | 0.90372 | 0.87456 | 0.82735 | 0.82156 | 0.82043 | 0.7985 | 0.79589 | 0.78609
| Dishwasher_Com, E - Appl [Building w gas WH] | Health Service | Appliances | REPL | 1 | 0.97332 | 1.0196 | 1.0084 | 1.0032 | 1.0059 | 0.99455 | 1.0179 | 1.0273 | 1.0052
| Dishwasher_Com, G - HWat [Building w gas WH] | Health Service |  | NC | 1 | 0.94759 | 0.91754 | 0.87973 | 0.83964 | 0.81496 | 0.80903 | 0.80762 | 0.8088 | 0.80611
| Dishwasher_Com, G - HWat [Building w gas WH] | Health Service |  | REPL | 1 | 0.99873 | 0.99896 | 0.99218 | 0.99015 | 0.99059 | 0.99362 | 0.99739 | 1.0032 | 1.0082
| Dishwasher_Com, E - Appl [Building w oil WH] | Health Service | Appliances | NC | 1 | 0.93833 | 0.90372 | 0.87456 | 0.82735 | 0.82156 | 0.82043 | 0.7985 | 0.79589 | 0.78609
| Dishwasher_Com, E - Appl [Building w oil WH] | Health Service | Appliances | REPL | 1 | 0.97332 | 1.0196 | 1.0084 | 1.0032 | 1.0059 | 0.99455 | 1.0179 | 1.0273 | 1.0052
| Dishwasher_Com, O - HWat [Building w oil WH] | Health Service |  | NC | 1 | 0.93756 | 0.90356 | 0.86352 | 0.81845 | 0.7872 | 0.77324 | 0.7629 | 0.75353 | 0.74091
| Dishwasher_Com, O - HWat [Building w oil WH] | Health Service |  | REPL | 1 | 0.98815 | 0.98374 | 0.9739 | 0.96516 | 0.95684 | 0.94967 | 0.94216 | 0.93466 | 0.92665
| Dishwasher_Com, E - Appl [Building w propane WH] | Health Service | Appliances | NC | 1 | 0.93833 | 0.90372 | 0.87456 | 0.82735 | 0.82156 | 0.82043 | 0.7985 | 0.79589 | 0.78609
| Dishwasher_Com, E - Appl [Building w propane WH] | Health Service | Appliances | REPL | 1 | 0.97332 | 1.0196 | 1.0084 | 1.0032 | 1.0059 | 0.99455 | 1.0179 | 1.0273 | 1.0052
| Dishwasher_Com, P - HWat [Building w propane WH] | Health Service |  | NC | 1 | 0.93756 | 0.90356 | 0.86352 | 0.81845 | 0.7872 | 0.77324 | 0.7629 | 0.75353 | 0.74091
| Dishwasher_Com, P - HWat [Building w propane WH] | Health Service |  | REPL | 1 | 0.98815 | 0.98374 | 0.9739 | 0.96516 | 0.95684 | 0.94967 | 0.94216 | 0.93466 | 0.92665
| Faucet Aerator_Com, G - HWat | Health Service |  | RET | 0.1 | 0.099873 | 0.099896 | 0.099218 | 0.099015 | 0.099059 | 0.099362 | 0.099739 | 0.10032 | 0.10082
| Faucet Aerator_Com, O - HWat | Health Service |  | RET | 0.1 | 0.098815 | 0.098374 | 0.09739 | 0.096516 | 0.095684 | 0.094967 | 0.094216 | 0.093466 | 0.092665
| Faucet Aerator_Com, P - HWat | Health Service |  | RET | 0.1 | 0.098815 | 0.098374 | 0.09739 | 0.096516 | 0.095684 | 0.094967 | 0.094216 | 0.093466 | 0.092665
| Pre Rinse Sprayers_Com, G - HWat | Health Service |  | RET | 0.1 | 0.099873 | 0.099896 | 0.099218 | 0.099015 | 0.099059 | 0.099362 | 0.099739 | 0.10032 | 0.10082
| Pre Rinse Sprayers_Com, O - HWat | Health Service |  | RET | 0.1 | 0.098815 | 0.098374 | 0.09739 | 0.096516 | 0.095684 | 0.094967 | 0.094216 | 0.093466 | 0.092665
| Pre Rinse Sprayers_Com, P - HWat | Health Service |  | RET | 0.1 | 0.098815 | 0.098374 | 0.09739 | 0.096516 | 0.095684 | 0.094967 | 0.094216 | 0.093466 | 0.092665
| FF Storage Water Heater_Com, G - HWat | Health Service |  | NC | 1 | 0.94759 | 0.91754 | 0.87973 | 0.83964 | 0.81496 | 0.80903 | 0.80762 | 0.8088 | 0.80611
| FF Storage Water Heater_Com, G - HWat | Health Service |  | RET | 0.1 | 0.093051 | 0.086716 | 0.080245 | 0.074611 | 0.069546 | 0.064994 | 0.06781 | 0.070615 | 0.07322
| FF Storage Water Heater_Com, G - HWat | Health Service |  | REPL | 1 | 0.79898 | 0.69928 | 0.59531 | 0.49508 | 0.39624 | 0.29809 | 0.26974 | 0.24166 | 0.21306
| FF Storage Water Heater_Com, O - HWat | Health Service |  | NC | 1 | 0.93756 | 0.90356 | 0.86352 | 0.81845 | 0.7872 | 0.77324 | 0.7629 | 0.75353 | 0.74091
| FF Storage Water Heater_Com, O - HWat | Health Service |  | RET | 0.1 | 0.092066 | 0.085395 | 0.078766 | 0.072728 | 0.067176 | 0.062119 | 0.064055 | 0.065789 | 0.067297
| FF Storage Water Heater_Com, O - HWat | Health Service |  | REPL | 1 | 0.79052 | 0.68862 | 0.58434 | 0.48258 | 0.38274 | 0.2849 | 0.2548 | 0.22514 | 0.19582
| FF Storage Water Heater_Com, P - HWat | Health Service |  | NC | 1 | 0.93756 | 0.90356 | 0.86352 | 0.81845 | 0.7872 | 0.77324 | 0.7629 | 0.75353 | 0.74091
| FF Storage Water Heater_Com, P - HWat | Health Service |  | RET | 0.1 | 0.092066 | 0.085395 | 0.078766 | 0.072728 | 0.067176 | 0.062119 | 0.064055 | 0.065789 | 0.067297
| FF Storage Water Heater_Com, P - HWat | Health Service |  | REPL | 1 | 0.79052 | 0.68862 | 0.58434 | 0.48258 | 0.38274 | 0.2849 | 0.2548 | 0.22514 | 0.19582
| FF Instantaneous Water Heater_Com, G - HWat | Health Service |  | NC | 1 | 0.94759 | 0.91754 | 0.87973 | 0.83964 | 0.81496 | 0.80903 | 0.80762 | 0.8088 | 0.80611
| FF Instantaneous Water Heater_Com, G - HWat | Health Service |  | RET | 0.1 | 0.093051 | 0.086716 | 0.080245 | 0.074611 | 0.069546 | 0.064994 | 0.060785 | 0.056964 | 0.053336
| FF Instantaneous Water Heater_Com, G - HWat | Health Service |  | REPL | 1 | 0.79898 | 0.69928 | 0.59531 | 0.49508 | 0.39624 | 0.29809 | 0.19948 | 0.10032 | 1.3992e-16
| FF Instantaneous Water Heater_Com, O - HWat | Health Service |  | NC | 1 | 0.93756 | 0.90356 | 0.86352 | 0.81845 | 0.7872 | 0.77324 | 0.7629 | 0.75353 | 0.74091
| FF Instantaneous Water Heater_Com, O - HWat | Health Service |  | RET | 0.1 | 0.092066 | 0.085395 | 0.078766 | 0.072728 | 0.067176 | 0.062119 | 0.057418 | 0.053071 | 0.049022
| FF Instantaneous Water Heater_Com, O - HWat | Health Service |  | REPL | 1 | 0.79052 | 0.68862 | 0.58434 | 0.48258 | 0.38274 | 0.2849 | 0.18843 | 0.093466 | 1.286e-16
| FF Instantaneous Water Heater_Com, P - HWat | Health Service |  | NC | 1 | 0.93756 | 0.90356 | 0.86352 | 0.81845 | 0.7872 | 0.77324 | 0.7629 | 0.75353 | 0.74091
| FF Instantaneous Water Heater_Com, P - HWat | Health Service |  | RET | 0.1 | 0.092066 | 0.085395 | 0.078766 | 0.072728 | 0.067176 | 0.062119 | 0.057418 | 0.053071 | 0.049022
| FF Instantaneous Water Heater_Com, P - HWat | Health Service |  | REPL | 1 | 0.79052 | 0.68862 | 0.58434 | 0.48258 | 0.38274 | 0.2849 | 0.18843 | 0.093466 | 1.286e-16
| Clothes Dryer_Com, E - Appl | Health Service | Appliances | NC | 1 | 0.93833 | 0.90372 | 0.87456 | 0.82735 | 0.82156 | 0.82043 | 0.7985 | 0.79589 | 0.78609
| Clothes Dryer_Com, E - Appl | Health Service | Appliances | RET | 0.1 | 0.08807 | 0.08348 | 0.074706 | 0.067249 | 0.061013 | 0.054585 | 0.051725 | 0.048421 | 0.044029
| Clothes Dryer_Com, E - Appl | Health Service | Appliances | REPL | 1 | 0.77865 | 0.71373 | 0.60504 | 0.5016 | 0.40235 | 0.29836 | 0.21532 | 0.12643 | 0.03479
| Clothes Dryer_Com, P - Oth | Health Service |  | NC | 1 | 0.93756 | 0.90356 | 0.86352 | 0.81845 | 0.7872 | 0.77324 | 0.7629 | 0.75353 | 0.74091
| Clothes Dryer_Com, P - Oth | Health Service |  | RET | 0.1 | 0.089412 | 0.080543 | 0.07215 | 0.064699 | 0.058038 | 0.052122 | 0.047876 | 0.044054 | 0.040589
| Clothes Dryer_Com, P - Oth | Health Service |  | REPL | 1 | 0.79052 | 0.68862 | 0.58434 | 0.48258 | 0.38274 | 0.2849 | 0.1993 | 0.11503 | 0.032072
| Pnemautic to DDC_Com, E - TotE [Building w Elec Heat] | Health Service | Total Electric | RET | 0.1 | 0.097332 | 0.10196 | 0.10084 | 0.10032 | 0.10059 | 0.099455 | 0.10179 | 0.10273 | 0.10052
| Pnemautic to DDC_Com, E - TotE [Building w Gas Heat] | Health Service | Total Electric | RET | 0.1 | 0.097332 | 0.10196 | 0.10084 | 0.10032 | 0.10059 | 0.099455 | 0.10179 | 0.10273 | 0.10052
| Pnemautic to DDC_Com, G - TotF [Building w Gas Heat] | Health Service |  | RET | 0.1 | 0.099873 | 0.099896 | 0.099218 | 0.099015 | 0.099059 | 0.099362 | 0.099739 | 0.10032 | 0.10082
| Pnemautic to DDC_Com, E - TotE [Building w Oil Heat] | Health Service | Total Electric | RET | 0.1 | 0.097332 | 0.10196 | 0.10084 | 0.10032 | 0.10059 | 0.099455 | 0.10179 | 0.10273 | 0.10052
| Pnemautic to DDC_Com, O - TotF [Building w Oil Heat] | Health Service |  | RET | 0.1 | 0.098815 | 0.098374 | 0.09739 | 0.096516 | 0.095684 | 0.094967 | 0.094216 | 0.093466 | 0.092665
| Pnemautic to DDC_Com, E - TotE [Building w Propane Heat] | Health Service | Total Electric | RET | 0.1 | 0.097332 | 0.10196 | 0.10084 | 0.10032 | 0.10059 | 0.099455 | 0.10179 | 0.10273 | 0.10052
| Pnemautic to DDC_Com, P - TotF [Building w Propane Heat] | Health Service |  | RET | 0.1 | 0.098815 | 0.098374 | 0.09739 | 0.096516 | 0.095684 | 0.094967 | 0.094216 | 0.093466 | 0.092665
| Data Center_Com, E - TotE [Building w Elec Heat] | Health Service | Total Electric | NC | 1 | 0.93833 | 0.90372 | 0.87456 | 0.82735 | 0.82156 | 0.82043 | 0.7985 | 0.79589 | 0.78609
| Data Center_Com, E - TotE [Building w Elec Heat] | Health Service | Total Electric | RET | 0.1 | 0.097332 | 0.10196 | 0.10084 | 0.10032 | 0.10059 | 0.099455 | 0.10179 | 0.10273 | 0.10052
| Data Center_Com, E - TotE [Building w Gas Heat] | Health Service | Total Electric | NC | 1 | 0.93833 | 0.90372 | 0.87456 | 0.82735 | 0.82156 | 0.82043 | 0.7985 | 0.79589 | 0.78609
| Data Center_Com, E - TotE [Building w Gas Heat] | Health Service | Total Electric | RET | 0.1 | 0.097332 | 0.10196 | 0.10084 | 0.10032 | 0.10059 | 0.099455 | 0.10179 | 0.10273 | 0.10052
| Data Center_Com, G - TotF [Building w Gas Heat] | Health Service |  | NC | 1 | 0.94759 | 0.91754 | 0.87973 | 0.83964 | 0.81496 | 0.80903 | 0.80762 | 0.8088 | 0.80611
| Data Center_Com, G - TotF [Building w Gas Heat] | Health Service |  | RET | 0.1 | 0.099873 | 0.099896 | 0.099218 | 0.099015 | 0.099059 | 0.099362 | 0.099739 | 0.10032 | 0.10082
| Data Center_Com, E - TotE [Building w Oil Heat] | Health Service | Total Electric | NC | 1 | 0.93833 | 0.90372 | 0.87456 | 0.82735 | 0.82156 | 0.82043 | 0.7985 | 0.79589 | 0.78609
| Data Center_Com, E - TotE [Building w Oil Heat] | Health Service | Total Electric | RET | 0.1 | 0.097332 | 0.10196 | 0.10084 | 0.10032 | 0.10059 | 0.099455 | 0.10179 | 0.10273 | 0.10052
| Data Center_Com, O - TotF [Building w Oil Heat] | Health Service |  | NC | 1 | 0.93756 | 0.90356 | 0.86352 | 0.81845 | 0.7872 | 0.77324 | 0.7629 | 0.75353 | 0.74091
| Data Center_Com, O - TotF [Building w Oil Heat] | Health Service |  | RET | 0.1 | 0.098815 | 0.098374 | 0.09739 | 0.096516 | 0.095684 | 0.094967 | 0.094216 | 0.093466 | 0.092665
| Data Center_Com, E - TotE [Building w Propane Heat] | Health Service | Total Electric | NC | 1 | 0.93833 | 0.90372 | 0.87456 | 0.82735 | 0.82156 | 0.82043 | 0.7985 | 0.79589 | 0.78609
| Data Center_Com, E - TotE [Building w Propane Heat] | Health Service | Total Electric | RET | 0.1 | 0.097332 | 0.10196 | 0.10084 | 0.10032 | 0.10059 | 0.099455 | 0.10179 | 0.10273 | 0.10052
| Data Center_Com, P - TotF [Building w Propane Heat] | Health Service |  | NC | 1 | 0.93756 | 0.90356 | 0.86352 | 0.81845 | 0.7872 | 0.77324 | 0.7629 | 0.75353 | 0.74091
| Data Center_Com, P - TotF [Building w Propane Heat] | Health Service |  | RET | 0.1 | 0.098815 | 0.098374 | 0.09739 | 0.096516 | 0.095684 | 0.094967 | 0.094216 | 0.093466 | 0.092665
| RCx_Com, E - TotE [Building w Elec Heat] | Health Service | Total Electric | RET | 0.05 | 0.048666 | 0.05098 | 0.05042 | 0.05016 | 0.050294 | 0.049727 | 0.050895 | 0.051365 | 0.050259
| RCx_Com, E - TotE [Building w Gas Heat] | Health Service | Total Electric | RET | 0.05 | 0.048666 | 0.05098 | 0.05042 | 0.05016 | 0.050294 | 0.049727 | 0.050895 | 0.051365 | 0.050259
| RCx_Com, G - TotF [Building w Gas Heat] | Health Service |  | RET | 0.05 | 0.049936 | 0.049948 | 0.049609 | 0.049508 | 0.04953 | 0.049681 | 0.04987 | 0.050161 | 0.05041
| RCx_Com, E - TotE [Building w Oil Heat] | Health Service | Total Electric | RET | 0.05 | 0.048666 | 0.05098 | 0.05042 | 0.05016 | 0.050294 | 0.049727 | 0.050895 | 0.051365 | 0.050259
| RCx_Com, O - TotF [Building w Oil Heat] | Health Service |  | RET | 0.05 | 0.049408 | 0.049187 | 0.048695 | 0.048258 | 0.047842 | 0.047483 | 0.047108 | 0.046733 | 0.046332
| RCx_Com, E - TotE [Building w Propane Heat] | Health Service | Total Electric | RET | 0.05 | 0.048666 | 0.05098 | 0.05042 | 0.05016 | 0.050294 | 0.049727 | 0.050895 | 0.051365 | 0.050259
| RCx_Com, P - TotF [Building w Propane Heat] | Health Service |  | RET | 0.05 | 0.049408 | 0.049187 | 0.048695 | 0.048258 | 0.047842 | 0.047483 | 0.047108 | 0.046733 | 0.046332
| Commissioning_Com, E - TotE [Building w Elec Heat] | Health Service | Total Electric | NC | 0 | 0 | 0 | 0 | 0 | 0 | 0 | 0 | 0 | 0
| Commissioning_Com, E - TotE [Building w Gas Heat] | Health Service | Total Electric | NC | 0 | 0 | 0 | 0 | 0 | 0 | 0 | 0 | 0 | 0
| Commissioning_Com, G - TotF [Building w Gas Heat] | Health Service |  | NC | 0 | 0 | 0 | 0 | 0 | 0 | 0 | 0 | 0 | 0
| Commissioning_Com, E - TotE [Building w Oil Heat] | Health Service | Total Electric | NC | 0 | 0 | 0 | 0 | 0 | 0 | 0 | 0 | 0 | 0
| Commissioning_Com, O - TotF [Building w Oil Heat] | Health Service |  | NC | 0 | 0 | 0 | 0 | 0 | 0 | 0 | 0 | 0 | 0
| Commissioning_Com, E - TotE [Building w Propane Heat] | Health Service | Total Electric | NC | 0 | 0 | 0 | 0 | 0 | 0 | 0 | 0 | 0 | 0
| Commissioning_Com, P - TotF [Building w Propane Heat] | Health Service |  | NC | 0 | 0 | 0 | 0 | 0 | 0 | 0 | 0 | 0 | 0
| Integrated Building Design_Com, E - TotE [Building w Elec Heat] | Health Service | Total Electric | NC | 0.1 | 0.093833 | 0.090372 | 0.087456 | 0.082735 | 0.082156 | 0.082043 | 0.07985 | 0.079589 | 0.078609
| Integrated Building Design_Com, E - TotE [Building w Gas Heat] | Health Service | Total Electric | NC | 0.1 | 0.093833 | 0.090372 | 0.087456 | 0.082735 | 0.082156 | 0.082043 | 0.07985 | 0.079589 | 0.078609
| Integrated Building Design_Com, G - TotF [Building w Gas Heat] | Health Service |  | NC | 0.1 | 0.094759 | 0.091754 | 0.087973 | 0.083964 | 0.081496 | 0.080903 | 0.080762 | 0.08088 | 0.080611
| Integrated Building Design_Com, E - TotE [Building w Oil Heat] | Health Service | Total Electric | NC | 0.1 | 0.093833 | 0.090372 | 0.087456 | 0.082735 | 0.082156 | 0.082043 | 0.07985 | 0.079589 | 0.078609
| Integrated Building Design_Com, O - TotF [Building w Oil Heat] | Health Service |  | NC | 0.1 | 0.093756 | 0.090356 | 0.086352 | 0.081845 | 0.07872 | 0.077324 | 0.07629 | 0.075353 | 0.074091
| Integrated Building Design_Com, E - TotE [Building w Propane Heat] | Health Service | Total Electric | NC | 0.1 | 0.093833 | 0.090372 | 0.087456 | 0.082735 | 0.082156 | 0.082043 | 0.07985 | 0.079589 | 0.078609
| Integrated Building Design_Com, P - TotF [Building w Propane Heat] | Health Service |  | NC | 0.1 | 0.093756 | 0.090356 | 0.086352 | 0.081845 | 0.07872 | 0.077324 | 0.07629 | 0.075353 | 0.074091
| Deep Energy Retrofit_Com, E - TotE [Building w Elec Heat] | Health Service | Total Electric | RET | 0.01 | 0.0097332 | 0.010196 | 0.010084 | 0.010032 | 0.010059 | 0.0099455 | 0.010179 | 0.010273 | 0.010052
| Deep Energy Retrofit_Com, E - TotE [Building w Gas Heat] | Health Service | Total Electric | RET | 0.01 | 0.0097332 | 0.010196 | 0.010084 | 0.010032 | 0.010059 | 0.0099455 | 0.010179 | 0.010273 | 0.010052
| Deep Energy Retrofit_Com, G - TotF [Building w Gas Heat] | Health Service |  | RET | 0.01 | 0.0099873 | 0.0099896 | 0.0099218 | 0.0099015 | 0.0099059 | 0.0099362 | 0.0099739 | 0.010032 | 0.010082
| Deep Energy Retrofit_Com, E - TotE [Building w Oil Heat] | Health Service | Total Electric | RET | 0.01 | 0.0097332 | 0.010196 | 0.010084 | 0.010032 | 0.010059 | 0.0099455 | 0.010179 | 0.010273 | 0.010052
| Deep Energy Retrofit_Com, O - TotF [Building w Oil Heat] | Health Service |  | RET | 0.01 | 0.0098815 | 0.0098374 | 0.009739 | 0.0096516 | 0.0095684 | 0.0094967 | 0.0094216 | 0.0093466 | 0.0092665
| Deep Energy Retrofit_Com, E - TotE [Building w Propane Heat] | Health Service | Total Electric | RET | 0.01 | 0.0097332 | 0.010196 | 0.010084 | 0.010032 | 0.010059 | 0.0099455 | 0.010179 | 0.010273 | 0.010052
| Deep Energy Retrofit_Com, P - TotF [Building w Propane Heat] | Health Service |  | RET | 0.01 | 0.0098815 | 0.0098374 | 0.009739 | 0.0096516 | 0.0095684 | 0.0094967 | 0.0094216 | 0.0093466 | 0.0092665
| EMS_Com, E - TotE [Building w Elec Heat] | Health Service | Total Electric | NC | 0.35 | 0.32842 | 0.3163 | 0.3061 | 0.28957 | 0.28755 | 0.28715 | 0.27947 | 0.27856 | 0.27513
| EMS_Com, E - TotE [Building w Elec Heat] | Health Service | Total Electric | RET | 0.035 | 0.034066 | 0.035686 | 0.035294 | 0.035112 | 0.035206 | 0.034809 | 0.035626 | 0.035956 | 0.035181
| EMS_Com, E - TotE [Building w Gas Heat] | Health Service | Total Electric | NC | 0.35 | 0.32842 | 0.3163 | 0.3061 | 0.28957 | 0.28755 | 0.28715 | 0.27947 | 0.27856 | 0.27513
| EMS_Com, E - TotE [Building w Gas Heat] | Health Service | Total Electric | RET | 0.035 | 0.034066 | 0.035686 | 0.035294 | 0.035112 | 0.035206 | 0.034809 | 0.035626 | 0.035956 | 0.035181
| EMS_Com, G - TotF [Building w Gas Heat] | Health Service |  | NC | 0.35 | 0.33166 | 0.32114 | 0.3079 | 0.29387 | 0.28524 | 0.28316 | 0.28267 | 0.28308 | 0.28214
| EMS_Com, G - TotF [Building w Gas Heat] | Health Service |  | RET | 0.035 | 0.034955 | 0.034964 | 0.034726 | 0.034655 | 0.034671 | 0.034777 | 0.034909 | 0.035113 | 0.035287
| EMS_Com, E - TotE [Building w Oil Heat] | Health Service | Total Electric | NC | 0.35 | 0.32842 | 0.3163 | 0.3061 | 0.28957 | 0.28755 | 0.28715 | 0.27947 | 0.27856 | 0.27513
| EMS_Com, E - TotE [Building w Oil Heat] | Health Service | Total Electric | RET | 0.035 | 0.034066 | 0.035686 | 0.035294 | 0.035112 | 0.035206 | 0.034809 | 0.035626 | 0.035956 | 0.035181
| EMS_Com, O - TotF [Building w Oil Heat] | Health Service |  | NC | 0.35 | 0.32815 | 0.31625 | 0.30223 | 0.28646 | 0.27552 | 0.27063 | 0.26701 | 0.26373 | 0.25932
| EMS_Com, O - TotF [Building w Oil Heat] | Health Service |  | RET | 0.035 | 0.034585 | 0.034431 | 0.034086 | 0.033781 | 0.033489 | 0.033238 | 0.032976 | 0.032713 | 0.032433
| EMS_Com, E - TotE [Building w Propane Heat] | Health Service | Total Electric | NC | 0.35 | 0.32842 | 0.3163 | 0.3061 | 0.28957 | 0.28755 | 0.28715 | 0.27947 | 0.27856 | 0.27513
| EMS_Com, E - TotE [Building w Propane Heat] | Health Service | Total Electric | RET | 0.035 | 0.034066 | 0.035686 | 0.035294 | 0.035112 | 0.035206 | 0.034809 | 0.035626 | 0.035956 | 0.035181
| EMS_Com, P - TotF [Building w Propane Heat] | Health Service |  | NC | 0.35 | 0.32815 | 0.31625 | 0.30223 | 0.28646 | 0.27552 | 0.27063 | 0.26701 | 0.26373 | 0.25932
| EMS_Com, P - TotF [Building w Propane Heat] | Health Service |  | RET | 0.035 | 0.034585 | 0.034431 | 0.034086 | 0.033781 | 0.033489 | 0.033238 | 0.032976 | 0.032713 | 0.032433
| VFDs on HVAC Pumps_Com, E - Oth | Health Service | Other | RET | 0.1 | 0.097332 | 0.10196 | 0.10084 | 0.10032 | 0.10059 | 0.099455 | 0.10179 | 0.10273 | 0.10052
| ECM Circulators_Com, E - Oth | Health Service | Other | RET | 0.1 | 0.097332 | 0.10196 | 0.10084 | 0.10032 | 0.10059 | 0.099455 | 0.10179 | 0.10273 | 0.10052
| Motors_Com, E - Oth | Health Service | Other | NC | 1 | 0.93833 | 0.90372 | 0.87456 | 0.82735 | 0.82156 | 0.82043 | 0.7985 | 0.79589 | 0.78609
| Motors_Com, E - Oth | Health Service | Other | RET | 0.1 | 0.087696 | 0.082772 | 0.073758 | 0.066113 | 0.059727 | 0.053208 | 0.049292 | 0.045051 | 0.03994
| Motors_Com, E - Oth | Health Service | Other | REPL | 1 | 0.77865 | 0.71373 | 0.60504 | 0.5016 | 0.40235 | 0.29836 | 0.20584 | 0.1073 | 0.0067012
| Ext Area Ltg_Com, E - ExtL | Health Service | Exterior Lighting | NC | 0.5 | 0.46917 | 0.45186 | 0.43728 | 0.41368 | 0.41078 | 0.41022 | 0.39925 | 0.39795 | 0.39305
| Ext Area Ltg_Com, E - ExtL | Health Service | Exterior Lighting | RET | 0.05 | 0.046233 | 0.04601 | 0.043229 | 0.040856 | 0.046537 | 0.049727 | 0.050895 | 0.051365 | 0.050259
| Ext Area Ltg_Com, E - ExtL | Health Service | Exterior Lighting | REPL | 0.5 | 0.38933 | 0.35686 | 0.30252 | 0.2508 | 0.27738 | 0.29987 | 0.33313 | 0.36267 | 0.38075
| Street Ltg_Com, E - ExtL | Health Service | Exterior Lighting | NC | 1 | 0.93833 | 0.90372 | 0.87456 | 0.82735 | 0.82156 | 0.82043 | 0.7985 | 0.79589 | 0.78609
| Street Ltg_Com, E - ExtL | Health Service | Exterior Lighting | RET | 0.1 | 0.092465 | 0.09202 | 0.086458 | 0.081711 | 0.093074 | 0.099455 | 0.10179 | 0.10273 | 0.10052
| Street Ltg_Com, E - ExtL | Health Service | Exterior Lighting | REPL | 1 | 0.77865 | 0.71373 | 0.60504 | 0.5016 | 0.55476 | 0.59974 | 0.66626 | 0.72534 | 0.7615
| Ext Ltg Ctrls_Com, E - ExtL | Health Service | Exterior Lighting | RET | 0.1 | 0.097332 | 0.10196 | 0.10084 | 0.10032 | 0.10059 | 0.099455 | 0.10179 | 0.10273 | 0.10052
| Ext Ltg Dsgn_Com, E - ExtL | Health Service | Exterior Lighting | NC | 0.1 | 0.093833 | 0.090372 | 0.087456 | 0.082735 | 0.082156 | 0.082043 | 0.07985 | 0.079589 | 0.078609
| Ext Ltg Dsgn_Com, E - ExtL | Health Service | Exterior Lighting | REPL | 0.1 | 0.097332 | 0.10196 | 0.10084 | 0.10032 | 0.10059 | 0.099455 | 0.10179 | 0.10273 | 0.10052
| Int Ltg Ctrls_Com, E - IntL [No Heat] | Health Service | Interior Lighting | RET | 0.1 | 0.097332 | 0.10196 | 0.10084 | 0.10032 | 0.10059 | 0.099455 | 0.10179 | 0.10273 | 0.10052
| Int Ltg Ctrls_Com, E - IntL [Electric Heat] | Health Service | Interior Lighting | RET | 0.1 | 0.097332 | 0.10196 | 0.10084 | 0.10032 | 0.10059 | 0.099455 | 0.10179 | 0.10273 | 0.10052
| Int Ltg Ctrls_Com, E/G - IntL | Health Service | Interior Lighting | RET | 0.1 | 0.097332 | 0.10196 | 0.10084 | 0.10032 | 0.10059 | 0.099455 | 0.10179 | 0.10273 | 0.10052
| Int Ltg Ctrls_Com, E/O - IntL | Health Service | Interior Lighting | RET | 0.1 | 0.097332 | 0.10196 | 0.10084 | 0.10032 | 0.10059 | 0.099455 | 0.10179 | 0.10273 | 0.10052
| Int Ltg Ctrls_Com, E/P - IntL | Health Service | Interior Lighting | RET | 0.1 | 0.097332 | 0.10196 | 0.10084 | 0.10032 | 0.10059 | 0.099455 | 0.10179 | 0.10273 | 0.10052
| Exit Sign RetFit_Com, E - IntL [No Heat] | Health Service | Interior Lighting | RET | 0.1 | 0.097332 | 0.10196 | 0.10084 | 0.10032 | 0.10059 | 0.099455 | 0.10179 | 0.10273 | 0.10052
| Exit Sign RetFit_Com, E - IntL [Electric Heat] | Health Service | Interior Lighting | RET | 0.1 | 0.097332 | 0.10196 | 0.10084 | 0.10032 | 0.10059 | 0.099455 | 0.10179 | 0.10273 | 0.10052
| Exit Sign RetFit_Com, E/G - IntL | Health Service | Interior Lighting | RET | 0.1 | 0.097332 | 0.10196 | 0.10084 | 0.10032 | 0.10059 | 0.099455 | 0.10179 | 0.10273 | 0.10052
| Exit Sign RetFit_Com, E/O - IntL | Health Service | Interior Lighting | RET | 0.1 | 0.097332 | 0.10196 | 0.10084 | 0.10032 | 0.10059 | 0.099455 | 0.10179 | 0.10273 | 0.10052
| Exit Sign RetFit_Com, E/P - IntL | Health Service | Interior Lighting | RET | 0.1 | 0.097332 | 0.10196 | 0.10084 | 0.10032 | 0.10059 | 0.099455 | 0.10179 | 0.10273 | 0.10052
| Repl Scre_Com, E - IntL [No Heat] | Health Service | Interior Lighting | NC | 1 | 0.93833 | 0 | 0 | 0 | 0 | 0 | 0 | 0 | 0
| Repl Scre_Com, E - IntL [No Heat] | Health Service | Interior Lighting | RET | 0.1 | 0.097332 | 0 | 0 | 0 | 0 | 0 | 0 | 0 | 0
| Repl Scre_Com, E - IntL [No Heat] | Health Service | Interior Lighting | REPL | 1 | 0.97332 | 0 | 0 | 0 | 0 | 0 | 0 | 0 | 0
| Repl Scre_Com, E - IntL [Electric Heat] | Health Service | Interior Lighting | NC | 1 | 0.93833 | 0 | 0 | 0 | 0 | 0 | 0 | 0 | 0
| Repl Scre_Com, E - IntL [Electric Heat] | Health Service | Interior Lighting | RET | 0.1 | 0.097332 | 0 | 0 | 0 | 0 | 0 | 0 | 0 | 0
| Repl Scre_Com, E - IntL [Electric Heat] | Health Service | Interior Lighting | REPL | 1 | 0.97332 | 0 | 0 | 0 | 0 | 0 | 0 | 0 | 0
| Repl Scre_Com, E/G - IntL | Health Service | Interior Lighting | NC | 1 | 0.93833 | 0 | 0 | 0 | 0 | 0 | 0 | 0 | 0
| Repl Scre_Com, E/G - IntL | Health Service | Interior Lighting | RET | 0.1 | 0.097332 | 0 | 0 | 0 | 0 | 0 | 0 | 0 | 0
| Repl Scre_Com, E/G - IntL | Health Service | Interior Lighting | REPL | 1 | 0.97332 | 0 | 0 | 0 | 0 | 0 | 0 | 0 | 0
| Repl Scre_Com, E/O - IntL | Health Service | Interior Lighting | NC | 1 | 0.93833 | 0 | 0 | 0 | 0 | 0 | 0 | 0 | 0
| Repl Scre_Com, E/O - IntL | Health Service | Interior Lighting | RET | 0.1 | 0.097332 | 0 | 0 | 0 | 0 | 0 | 0 | 0 | 0
| Repl Scre_Com, E/O - IntL | Health Service | Interior Lighting | REPL | 1 | 0.97332 | 0 | 0 | 0 | 0 | 0 | 0 | 0 | 0
| Repl Scre_Com, E/P - IntL | Health Service | Interior Lighting | NC | 1 | 0.93833 | 0 | 0 | 0 | 0 | 0 | 0 | 0 | 0
| Repl Scre_Com, E/P - IntL | Health Service | Interior Lighting | RET | 0.1 | 0.097332 | 0 | 0 | 0 | 0 | 0 | 0 | 0 | 0
| Repl Scre_Com, E/P - IntL | Health Service | Interior Lighting | REPL | 1 | 0.97332 | 0 | 0 | 0 | 0 | 0 | 0 | 0 | 0
| Lin LED Fixture_Com, E - IntL [No Heat] | Health Service | Interior Lighting | NC | 0.15 | 0.14075 | 0.13556 | 0.13118 | 0.1241 | 0.12323 | 0.12306 | 0.11977 | 0.11938 | 0.11791
| Lin LED Fixture_Com, E - IntL [No Heat] | Health Service | Interior Lighting | RET | 0.015 | 0.013459 | 0.012997 | 0.011849 | 0.010867 | 0.010044 | 0.0091545 | 0.0086371 | 0.0086953 | 0.0084885
| Lin LED Fixture_Com, E - IntL [No Heat] | Health Service | Interior Lighting | REPL | 0.15 | 0.1168 | 0.10706 | 0.090756 | 0.07524 | 0.060353 | 0.044755 | 0.030537 | 0.022007 | 0.012911
| Lin LED Fixture_Com, E - IntL [Electric Heat] | Health Service | Interior Lighting | NC | 0.15 | 0.14075 | 0.13556 | 0.13118 | 0.1241 | 0.12323 | 0.12306 | 0.11977 | 0.11938 | 0.11791
| Lin LED Fixture_Com, E - IntL [Electric Heat] | Health Service | Interior Lighting | RET | 0.015 | 0.013459 | 0.012997 | 0.011849 | 0.010867 | 0.010044 | 0.0091545 | 0.0086371 | 0.0086953 | 0.0084885
| Lin LED Fixture_Com, E - IntL [Electric Heat] | Health Service | Interior Lighting | REPL | 0.15 | 0.1168 | 0.10706 | 0.090756 | 0.07524 | 0.060353 | 0.044755 | 0.030537 | 0.022007 | 0.012911
| Lin LED Fixture_Com, E/G - IntL | Health Service | Interior Lighting | NC | 0.15 | 0.14075 | 0.13556 | 0.13118 | 0.1241 | 0.12323 | 0.12306 | 0.11977 | 0.11938 | 0.11791
| Lin LED Fixture_Com, E/G - IntL | Health Service | Interior Lighting | RET | 0.015 | 0.013459 | 0.012997 | 0.011849 | 0.010867 | 0.010044 | 0.0091545 | 0.0086371 | 0.0086953 | 0.0084885
| Lin LED Fixture_Com, E/G - IntL | Health Service | Interior Lighting | REPL | 0.15 | 0.1168 | 0.10706 | 0.090756 | 0.07524 | 0.060353 | 0.044755 | 0.030537 | 0.022007 | 0.012911
| Lin LED Fixture_Com, E/O - IntL | Health Service | Interior Lighting | NC | 0.15 | 0.14075 | 0.13556 | 0.13118 | 0.1241 | 0.12323 | 0.12306 | 0.11977 | 0.11938 | 0.11791
| Lin LED Fixture_Com, E/O - IntL | Health Service | Interior Lighting | RET | 0.015 | 0.013459 | 0.012997 | 0.011849 | 0.010867 | 0.010044 | 0.0091545 | 0.0086371 | 0.0086953 | 0.0084885
| Lin LED Fixture_Com, E/O - IntL | Health Service | Interior Lighting | REPL | 0.15 | 0.1168 | 0.10706 | 0.090756 | 0.07524 | 0.060353 | 0.044755 | 0.030537 | 0.022007 | 0.012911
| Lin LED Fixture_Com, E/P - IntL | Health Service | Interior Lighting | NC | 0.15 | 0.14075 | 0.13556 | 0.13118 | 0.1241 | 0.12323 | 0.12306 | 0.11977 | 0.11938 | 0.11791
| Lin LED Fixture_Com, E/P - IntL | Health Service | Interior Lighting | RET | 0.015 | 0.013459 | 0.012997 | 0.011849 | 0.010867 | 0.010044 | 0.0091545 | 0.0086371 | 0.0086953 | 0.0084885
| Lin LED Fixture_Com, E/P - IntL | Health Service | Interior Lighting | REPL | 0.15 | 0.1168 | 0.10706 | 0.090756 | 0.07524 | 0.060353 | 0.044755 | 0.030537 | 0.022007 | 0.012911
| LED Tube Repl_Com, E - IntL [No Heat] | Health Service | Interior Lighting | RET | 0.085 | 0.076265 | 0.073648 | 0.067145 | 0.061577 | 0.062573 | 0.062626 | 0.064811 | 0.066075 | 0.065252
| LED Tube Repl_Com, E - IntL [No Heat] | Health Service | Interior Lighting | REPL | 0.85 | 0.66186 | 0.60667 | 0.51428 | 0.42636 | 0.39857 | 0.36548 | 0.34479 | 0.31843 | 0.28267
| LED Tube Repl_Com, E - IntL [Electric Heat] | Health Service | Interior Lighting | RET | 0.085 | 0.076265 | 0.073648 | 0.067145 | 0.061577 | 0.062573 | 0.062626 | 0.064811 | 0.066075 | 0.065252
| LED Tube Repl_Com, E - IntL [Electric Heat] | Health Service | Interior Lighting | REPL | 0.85 | 0.66186 | 0.60667 | 0.51428 | 0.42636 | 0.39857 | 0.36548 | 0.34479 | 0.31843 | 0.28267
| LED Tube Repl_Com, E/G - IntL | Health Service | Interior Lighting | RET | 0.085 | 0.076265 | 0.073648 | 0.067145 | 0.061577 | 0.062573 | 0.062626 | 0.064811 | 0.066075 | 0.065252
| LED Tube Repl_Com, E/G - IntL | Health Service | Interior Lighting | REPL | 0.85 | 0.66186 | 0.60667 | 0.51428 | 0.42636 | 0.39857 | 0.36548 | 0.34479 | 0.31843 | 0.28267
| LED Tube Repl_Com, E/O - IntL | Health Service | Interior Lighting | RET | 0.085 | 0.076265 | 0.073648 | 0.067145 | 0.061577 | 0.062573 | 0.062626 | 0.064811 | 0.066075 | 0.065252
| LED Tube Repl_Com, E/O - IntL | Health Service | Interior Lighting | REPL | 0.85 | 0.66186 | 0.60667 | 0.51428 | 0.42636 | 0.39857 | 0.36548 | 0.34479 | 0.31843 | 0.28267
| LED Tube Repl_Com, E/P - IntL | Health Service | Interior Lighting | RET | 0.085 | 0.076265 | 0.073648 | 0.067145 | 0.061577 | 0.062573 | 0.062626 | 0.064811 | 0.066075 | 0.065252
| LED Tube Repl_Com, E/P - IntL | Health Service | Interior Lighting | REPL | 0.85 | 0.66186 | 0.60667 | 0.51428 | 0.42636 | 0.39857 | 0.36548 | 0.34479 | 0.31843 | 0.28267
| Repl pin CFL wLED_Com, E - IntL [No Heat] | Health Service | Interior Lighting | RET | 0.1 | 0.091111 | 0.089343 | 0.082713 | 0.077027 | 0.083295 | 0.087967 | 0.095407 | 0.10137 | 0.10052
| Repl pin CFL wLED_Com, E - IntL [No Heat] | Health Service | Interior Lighting | REPL | 1 | 0.77865 | 0.71373 | 0.60504 | 0.5016 | 0.51234 | 0.51585 | 0.53747 | 0.55204 | 0.54954
| Repl pin CFL wLED_Com, E - IntL [Electric Heat] | Health Service | Interior Lighting | RET | 0.1 | 0.091111 | 0.089343 | 0.082713 | 0.077027 | 0.083295 | 0.087967 | 0.095407 | 0.10137 | 0.10052
| Repl pin CFL wLED_Com, E - IntL [Electric Heat] | Health Service | Interior Lighting | REPL | 1 | 0.77865 | 0.71373 | 0.60504 | 0.5016 | 0.51234 | 0.51585 | 0.53747 | 0.55204 | 0.54954
| Repl pin CFL wLED_Com, E/G - IntL | Health Service | Interior Lighting | RET | 0.1 | 0.091111 | 0.089343 | 0.082713 | 0.077027 | 0.083295 | 0.087967 | 0.095407 | 0.10137 | 0.10052
| Repl pin CFL wLED_Com, E/G - IntL | Health Service | Interior Lighting | REPL | 1 | 0.77865 | 0.71373 | 0.60504 | 0.5016 | 0.51234 | 0.51585 | 0.53747 | 0.55204 | 0.54954
| Repl pin CFL wLED_Com, E/O - IntL | Health Service | Interior Lighting | RET | 0.1 | 0.091111 | 0.089343 | 0.082713 | 0.077027 | 0.083295 | 0.087967 | 0.095407 | 0.10137 | 0.10052
| Repl pin CFL wLED_Com, E/O - IntL | Health Service | Interior Lighting | REPL | 1 | 0.77865 | 0.71373 | 0.60504 | 0.5016 | 0.51234 | 0.51585 | 0.53747 | 0.55204 | 0.54954
| Repl pin CFL wLED_Com, E/P - IntL | Health Service | Interior Lighting | RET | 0.1 | 0.091111 | 0.089343 | 0.082713 | 0.077027 | 0.083295 | 0.087967 | 0.095407 | 0.10137 | 0.10052
| Repl pin CFL wLED_Com, E/P - IntL | Health Service | Interior Lighting | REPL | 1 | 0.77865 | 0.71373 | 0.60504 | 0.5016 | 0.51234 | 0.51585 | 0.53747 | 0.55204 | 0.54954
| Refrig Case LED_Com, E - IntL | Health Service | Interior Lighting | NC | 1 | 0.93833 | 0.90372 | 0.87456 | 0.82735 | 0.82156 | 0.82043 | 0.7985 | 0.79589 | 0.78609
| Refrig Case LED_Com, E - IntL | Health Service | Interior Lighting | RET | 0.1 | 0.092465 | 0.09202 | 0.086458 | 0.081711 | 0.077833 | 0.073108 | 0.071083 | 0.078855 | 0.083769
| Refrig Case LED_Com, E - IntL | Health Service | Interior Lighting | REPL | 1 | 0.77865 | 0.71373 | 0.60504 | 0.5016 | 0.40235 | 0.29836 | 0.20358 | 0.20974 | 0.20941
| Refrig Case Ctrls_Com, E - IntL | Health Service | Interior Lighting | RET | 0.1 | 0.097332 | 0.10196 | 0.10084 | 0.10032 | 0.10059 | 0.099455 | 0.10179 | 0.10273 | 0.10052
| Stair Occ Sensor_Com, E - IntL [No Heat] | Health Service | Interior Lighting | NC | 1 | 0.93833 | 0.90372 | 0.87456 | 0.82735 | 0.82156 | 0.82043 | 0.7985 | 0.79589 | 0.78609
| Stair Occ Sensor_Com, E - IntL [No Heat] | Health Service | Interior Lighting | RET | 0.1 | 0.097332 | 0.10196 | 0.10084 | 0.10032 | 0.10059 | 0.099455 | 0.10179 | 0.10273 | 0.10052
| Stair Occ Sensor_Com, E - IntL [Electric Heat] | Health Service | Interior Lighting | NC | 1 | 0.93833 | 0.90372 | 0.87456 | 0.82735 | 0.82156 | 0.82043 | 0.7985 | 0.79589 | 0.78609
| Stair Occ Sensor_Com, E - IntL [Electric Heat] | Health Service | Interior Lighting | RET | 0.1 | 0.097332 | 0.10196 | 0.10084 | 0.10032 | 0.10059 | 0.099455 | 0.10179 | 0.10273 | 0.10052
| Stair Occ Sensor_Com, E/G - IntL | Health Service | Interior Lighting | NC | 1 | 0.93833 | 0.90372 | 0.87456 | 0.82735 | 0.82156 | 0.82043 | 0.7985 | 0.79589 | 0.78609
| Stair Occ Sensor_Com, E/G - IntL | Health Service | Interior Lighting | RET | 0.1 | 0.097332 | 0.10196 | 0.10084 | 0.10032 | 0.10059 | 0.099455 | 0.10179 | 0.10273 | 0.10052
| Stair Occ Sensor_Com, E/O - IntL | Health Service | Interior Lighting | NC | 1 | 0.93833 | 0.90372 | 0.87456 | 0.82735 | 0.82156 | 0.82043 | 0.7985 | 0.79589 | 0.78609
| Stair Occ Sensor_Com, E/O - IntL | Health Service | Interior Lighting | RET | 0.1 | 0.097332 | 0.10196 | 0.10084 | 0.10032 | 0.10059 | 0.099455 | 0.10179 | 0.10273 | 0.10052
| Stair Occ Sensor_Com, E/P - IntL | Health Service | Interior Lighting | NC | 1 | 0.93833 | 0.90372 | 0.87456 | 0.82735 | 0.82156 | 0.82043 | 0.7985 | 0.79589 | 0.78609
| Stair Occ Sensor_Com, E/P - IntL | Health Service | Interior Lighting | RET | 0.1 | 0.097332 | 0.10196 | 0.10084 | 0.10032 | 0.10059 | 0.099455 | 0.10179 | 0.10273 | 0.10052
| Int Delamping_Com, E - IntL [No Heat] | Health Service | Interior Lighting | RET | 0.04 | 0.038933 | 0.040784 | 0.040336 | 0.040128 | 0.040235 | 0.039782 | 0.040716 | 0.041092 | 0.040207
| Int Delamping_Com, E - IntL [Electric Heat] | Health Service | Interior Lighting | RET | 0.04 | 0.038933 | 0.040784 | 0.040336 | 0.040128 | 0.040235 | 0.039782 | 0.040716 | 0.041092 | 0.040207
| Int Delamping_Com, E/G - IntL | Health Service | Interior Lighting | RET | 0.04 | 0.038933 | 0.040784 | 0.040336 | 0.040128 | 0.040235 | 0.039782 | 0.040716 | 0.041092 | 0.040207
| Int Delamping_Com, E/O - IntL | Health Service | Interior Lighting | RET | 0.04 | 0.038933 | 0.040784 | 0.040336 | 0.040128 | 0.040235 | 0.039782 | 0.040716 | 0.041092 | 0.040207
| Int Delamping_Com, E/P - IntL | Health Service | Interior Lighting | RET | 0.04 | 0.038933 | 0.040784 | 0.040336 | 0.040128 | 0.040235 | 0.039782 | 0.040716 | 0.041092 | 0.040207
| Int Ltg Dsgn_Com, E - IntL [No Heat] | Health Service | Interior Lighting | NC | 0.1 | 0.093833 | 0.090372 | 0.087456 | 0.082735 | 0.082156 | 0.082043 | 0.07985 | 0.079589 | 0.078609
| Int Ltg Dsgn_Com, E - IntL [Electric Heat] | Health Service | Interior Lighting | NC | 0.1 | 0.093833 | 0.090372 | 0.087456 | 0.082735 | 0.082156 | 0.082043 | 0.07985 | 0.079589 | 0.078609
| Int Ltg Dsgn_Com, E/G - IntL | Health Service | Interior Lighting | NC | 0.1 | 0.093833 | 0.090372 | 0.087456 | 0.082735 | 0.082156 | 0.082043 | 0.07985 | 0.079589 | 0.078609
| Int Ltg Dsgn_Com, E/O - IntL | Health Service | Interior Lighting | NC | 0.1 | 0.093833 | 0.090372 | 0.087456 | 0.082735 | 0.082156 | 0.082043 | 0.07985 | 0.079589 | 0.078609
| Int Ltg Dsgn_Com, E/P - IntL | Health Service | Interior Lighting | NC | 0.1 | 0.093833 | 0.090372 | 0.087456 | 0.082735 | 0.082156 | 0.082043 | 0.07985 | 0.079589 | 0.078609
| Room Air Conditioner_Com, E - Cool | Lodging | Cooling | NC | 0 | 0 | 0 | 0 | 0 | 0 | 0 | 0 | 0 | 0
| Room Air Conditioner_Com, E - Cool | Lodging | Cooling | RET | 0 | 0 | 0 | 0 | 0 | 0 | 0 | 0 | 0 | 0
| Room Air Conditioner_Com, E - Cool | Lodging | Cooling | REPL | 0 | 0 | 0 | 0 | 0 | 0 | 0 | 0 | 0 | 0
| Chiller Systems_Com, E - Cool | Lodging | Cooling | NC | 1 | 0.93833 | 0.90372 | 0.87456 | 0.82735 | 0.82156 | 0.82043 | 0.7985 | 0.79589 | 0.78609
| Chiller Systems_Com, E - Cool | Lodging | Cooling | RET | 0.1 | 0.094654 | 0.096429 | 0.092745 | 0.089729 | 0.087494 | 0.084129 | 0.083735 | 0.082185 | 0.078202
| Chiller Systems_Com, E - Cool | Lodging | Cooling | REPL | 1 | 0.77865 | 0.71373 | 0.60504 | 0.5016 | 0.40235 | 0.29836 | 0.20358 | 0.10273 | 1.395e-16
| Chiller Tuneup_Com, E - Cool | Lodging | Cooling | RET | 0.1 | 0.097332 | 0.10196 | 0.10084 | 0.10032 | 0.10059 | 0.099455 | 0.10179 | 0.10273 | 0.10052
| Computer Room Air Conditioner_Com, E - Cool | Lodging | Cooling | NC | 1 | 0.93833 | 0.90372 | 0.87456 | 0.82735 | 0.82156 | 0.82043 | 0.7985 | 0.79589 | 0.78609
| Computer Room Air Conditioner_Com, E - Cool | Lodging | Cooling | REPL | 1 | 0.97332 | 1.0196 | 1.0084 | 1.0032 | 1.0059 | 0.99455 | 1.0179 | 1.0273 | 1.0052
| Mini Split Ductless AC_Com, E - Cool | Lodging | Cooling | NC | 0 | 0 | 0 | 0 | 0 | 0 | 0 | 0 | 0 | 0
| Mini Split Ductless AC_Com, E - Cool | Lodging | Cooling | RET | 0 | 0 | 0 | 0 | 0 | 0 | 0 | 0 | 0 | 0
| Mini Split Ductless AC_Com, E - Cool | Lodging | Cooling | REPL | 0 | 0 | 0 | 0 | 0 | 0 | 0 | 0 | 0 | 0
| Eff Unitary AC_Com, E - Cool | Lodging | Cooling | NC | 1 | 0.93833 | 0.90372 | 0.87456 | 0.82735 | 0.82156 | 0.82043 | 0.7985 | 0.79589 | 0.78609
| Eff Unitary AC_Com, E - Cool | Lodging | Cooling | RET | 0.1 | 0.092807 | 0.092702 | 0.087421 | 0.082927 | 0.079284 | 0.074746 | 0.07804 | 0.080242 | 0.079895
| Eff Unitary AC_Com, E - Cool | Lodging | Cooling | REPL | 1 | 0.85652 | 0.83608 | 0.76638 | 0.70224 | 0.64376 | 0.57684 | 0.58025 | 0.5754 | 0.55301
| PTAC_Com, E - Cool | Lodging | Cooling | NC | 0 | 0 | 0 | 0 | 0 | 0 | 0 | 0 | 0 | 0
| PTAC_Com, E - Cool | Lodging | Cooling | RET | 0 | 0 | 0 | 0 | 0 | 0 | 0 | 0 | 0 | 0
| PTAC_Com, E - Cool | Lodging | Cooling | REPL | 0 | 0 | 0 | 0 | 0 | 0 | 0 | 0 | 0 | 0
| Unitary Equipment Economizer_Com, E - Cool | Lodging | Cooling | RET | 0.1 | 0.097332 | 0.10196 | 0.10084 | 0.10032 | 0.10059 | 0.099455 | 0.10179 | 0.10273 | 0.10052
| Guest Room EM_Com, E - Cool [Building w Elec Heat] | Lodging | Cooling | RET | 0.1 | 0.097332 | 0.10196 | 0.10084 | 0.10032 | 0.10059 | 0.099455 | 0.10179 | 0.10273 | 0.10052
| Guest Room EM_Com, E - Heat [Building w Elec Heat] | Lodging | Space Heating | RET | 0.1 | 0.097332 | 0.10196 | 0.10084 | 0.10032 | 0.10059 | 0.099455 | 0.10179 | 0.10273 | 0.10052
| Guest Room EM_Com, E - Cool [Building w Gas Heat] | Lodging | Cooling | RET | 0.1 | 0.097332 | 0.10196 | 0.10084 | 0.10032 | 0.10059 | 0.099455 | 0.10179 | 0.10273 | 0.10052
| Guest Room EM_Com, G - Heat [Building w Gas Heat] | Lodging |  | RET | 0.1 | 0.099873 | 0.099896 | 0.099218 | 0.099015 | 0.099059 | 0.099362 | 0.099739 | 0.10032 | 0.10082
| Guest Room EM_Com, E - Cool [Building w Oil Heat] | Lodging | Cooling | RET | 0.1 | 0.097332 | 0.10196 | 0.10084 | 0.10032 | 0.10059 | 0.099455 | 0.10179 | 0.10273 | 0.10052
| Guest Room EM_Com, O - Heat [Building w Oil Heat] | Lodging |  | RET | 0.1 | 0.098815 | 0.098374 | 0.09739 | 0.096516 | 0.095684 | 0.094967 | 0.094216 | 0.093466 | 0.092665
| Guest Room EM_Com, E - Cool [Building w Propane Heat] | Lodging | Cooling | RET | 0.1 | 0.097332 | 0.10196 | 0.10084 | 0.10032 | 0.10059 | 0.099455 | 0.10179 | 0.10273 | 0.10052
| Guest Room EM_Com, P - Heat [Building w Propane Heat] | Lodging |  | RET | 0.1 | 0.098815 | 0.098374 | 0.09739 | 0.096516 | 0.095684 | 0.094967 | 0.094216 | 0.093466 | 0.092665
| AC Tuneup_Com, E - Cool [ASHP] | Lodging | Cooling | RET | 0.1 | 0.097332 | 0.10196 | 0.10084 | 0.10032 | 0.10059 | 0.099455 | 0.10179 | 0.10273 | 0.10052
| AC Tuneup_Com, E - Heat [ASHP] | Lodging | Space Heating | RET | 0.1 | 0.097332 | 0.10196 | 0.10084 | 0.10032 | 0.10059 | 0.099455 | 0.10179 | 0.10273 | 0.10052
| AC Tuneup_Com, E - Cool [Unitary AC] | Lodging | Cooling | RET | 0.1 | 0.097332 | 0.10196 | 0.10084 | 0.10032 | 0.10059 | 0.099455 | 0.10179 | 0.10273 | 0.10052
| DCV_Com, E - Cool [Building w Elec Heat] | Lodging | Cooling | RET | 0.1 | 0.097332 | 0.10196 | 0.10084 | 0.10032 | 0.10059 | 0.099455 | 0.10179 | 0.10273 | 0.10052
| DCV_Com, E - Heat [Building w Elec Heat] | Lodging | Space Heating | RET | 0.1 | 0.097332 | 0.10196 | 0.10084 | 0.10032 | 0.10059 | 0.099455 | 0.10179 | 0.10273 | 0.10052
| DCV_Com, E - Vent [Building w Elec Heat] | Lodging | Ventilation | RET | 0.1 | 0.097332 | 0.10196 | 0.10084 | 0.10032 | 0.10059 | 0.099455 | 0.10179 | 0.10273 | 0.10052
| DCV_Com, E - Cool [Building w Gas Heat] | Lodging | Cooling | RET | 0.1 | 0.097332 | 0.10196 | 0.10084 | 0.10032 | 0.10059 | 0.099455 | 0.10179 | 0.10273 | 0.10052
| DCV_Com, G - Heat [Building w Gas Heat] | Lodging |  | RET | 0.1 | 0.099873 | 0.099896 | 0.099218 | 0.099015 | 0.099059 | 0.099362 | 0.099739 | 0.10032 | 0.10082
| DCV_Com, E - Vent [Building w Gas Heat] | Lodging | Ventilation | RET | 0.1 | 0.097332 | 0.10196 | 0.10084 | 0.10032 | 0.10059 | 0.099455 | 0.10179 | 0.10273 | 0.10052
| DCV_Com, E - Cool [Building w Oil Heat] | Lodging | Cooling | RET | 0.1 | 0.097332 | 0.10196 | 0.10084 | 0.10032 | 0.10059 | 0.099455 | 0.10179 | 0.10273 | 0.10052
| DCV_Com, O - Heat [Building w Oil Heat] | Lodging |  | RET | 0.1 | 0.098815 | 0.098374 | 0.09739 | 0.096516 | 0.095684 | 0.094967 | 0.094216 | 0.093466 | 0.092665
| DCV_Com, E - Vent [Building w Oil Heat] | Lodging | Ventilation | RET | 0.1 | 0.097332 | 0.10196 | 0.10084 | 0.10032 | 0.10059 | 0.099455 | 0.10179 | 0.10273 | 0.10052
| DCV_Com, E - Cool [Building w Propane Heat] | Lodging | Cooling | RET | 0.1 | 0.097332 | 0.10196 | 0.10084 | 0.10032 | 0.10059 | 0.099455 | 0.10179 | 0.10273 | 0.10052
| DCV_Com, P - Heat [Building w Propane Heat] | Lodging |  | RET | 0.1 | 0.098815 | 0.098374 | 0.09739 | 0.096516 | 0.095684 | 0.094967 | 0.094216 | 0.093466 | 0.092665
| DCV_Com, E - Vent [Building w Propane Heat] | Lodging | Ventilation | RET | 0.1 | 0.097332 | 0.10196 | 0.10084 | 0.10032 | 0.10059 | 0.099455 | 0.10179 | 0.10273 | 0.10052
| Controls for Unitary AC_Com, E - Cool | Lodging | Cooling | RET | 0.1 | 0.097332 | 0.10196 | 0.10084 | 0.10032 | 0.10059 | 0.099455 | 0.10179 | 0.10273 | 0.10052
| Optimized Unitary AC Sys_Com, E - Cool [Building w Elec Heat] | Lodging | Cooling | NC | 1 | 0.93833 | 0.90372 | 0.87456 | 0.82735 | 0.82156 | 0.82043 | 0.7985 | 0.79589 | 0.78609
| Optimized Unitary AC Sys_Com, E - Heat [Building w Elec Heat] | Lodging | Space Heating | NC | 1 | 0.93833 | 0.90372 | 0.87456 | 0.82735 | 0.82156 | 0.82043 | 0.7985 | 0.79589 | 0.78609
| Optimized Unitary AC Sys_Com, E - Cool [Building w Gas Heat] | Lodging | Cooling | NC | 1 | 0.93833 | 0.90372 | 0.87456 | 0.82735 | 0.82156 | 0.82043 | 0.7985 | 0.79589 | 0.78609
| Optimized Unitary AC Sys_Com, G - Heat [Building w Gas Heat] | Lodging |  | NC | 1 | 0.94759 | 0.91754 | 0.87973 | 0.83964 | 0.81496 | 0.80903 | 0.80762 | 0.8088 | 0.80611
| Optimized Unitary AC Sys_Com, E - Cool [Building w Oil Heat] | Lodging | Cooling | NC | 1 | 0.93833 | 0.90372 | 0.87456 | 0.82735 | 0.82156 | 0.82043 | 0.7985 | 0.79589 | 0.78609
| Optimized Unitary AC Sys_Com, O - Heat [Building w Oil Heat] | Lodging |  | NC | 1 | 0.93756 | 0.90356 | 0.86352 | 0.81845 | 0.7872 | 0.77324 | 0.7629 | 0.75353 | 0.74091
| Optimized Unitary AC Sys_Com, E - Cool [Building w Propane Heat] | Lodging | Cooling | NC | 1 | 0.93833 | 0.90372 | 0.87456 | 0.82735 | 0.82156 | 0.82043 | 0.7985 | 0.79589 | 0.78609
| Optimized Unitary AC Sys_Com, P - Heat [Building w Propane Heat] | Lodging |  | NC | 1 | 0.93756 | 0.90356 | 0.86352 | 0.81845 | 0.7872 | 0.77324 | 0.7629 | 0.75353 | 0.74091
| Optimized Chiller Sys_Com, E - Cool | Lodging | Cooling | NC | 1 | 0.93833 | 0.90372 | 0.87456 | 0.82735 | 0.82156 | 0.82043 | 0.7985 | 0.79589 | 0.78609
| Cool Roof_Com, E - Cool [Building w Elec Heat] | Lodging | Cooling | NC | 1 | 0.93833 | 0.90372 | 0.87456 | 0.82735 | 0.82156 | 0.82043 | 0.7985 | 0.79589 | 0.78609
| Cool Roof_Com, E - Cool [Building w Elec Heat] | Lodging | Cooling | RET | 0.1 | 0.097332 | 0.10196 | 0.10084 | 0.10032 | 0.10059 | 0.099455 | 0.10179 | 0.10273 | 0.10052
| Cool Roof_Com, E - Heat [Building w Elec Heat] | Lodging | Space Heating | NC | 1 | 0.93833 | 0.90372 | 0.87456 | 0.82735 | 0.82156 | 0.82043 | 0.7985 | 0.79589 | 0.78609
| Cool Roof_Com, E - Heat [Building w Elec Heat] | Lodging | Space Heating | RET | 0.1 | 0.097332 | 0.10196 | 0.10084 | 0.10032 | 0.10059 | 0.099455 | 0.10179 | 0.10273 | 0.10052
| Cool Roof_Com, E - Cool [Building w Gas Heat] | Lodging | Cooling | NC | 1 | 0.93833 | 0.90372 | 0.87456 | 0.82735 | 0.82156 | 0.82043 | 0.7985 | 0.79589 | 0.78609
| Cool Roof_Com, E - Cool [Building w Gas Heat] | Lodging | Cooling | RET | 0.1 | 0.097332 | 0.10196 | 0.10084 | 0.10032 | 0.10059 | 0.099455 | 0.10179 | 0.10273 | 0.10052
| Cool Roof_Com, G - Heat [Building w Gas Heat] | Lodging |  | NC | 1 | 0.94759 | 0.91754 | 0.87973 | 0.83964 | 0.81496 | 0.80903 | 0.80762 | 0.8088 | 0.80611
| Cool Roof_Com, G - Heat [Building w Gas Heat] | Lodging |  | RET | 0.1 | 0.099873 | 0.099896 | 0.099218 | 0.099015 | 0.099059 | 0.099362 | 0.099739 | 0.10032 | 0.10082
| Cool Roof_Com, E - Cool [Building w Oil Heat] | Lodging | Cooling | NC | 1 | 0.93833 | 0.90372 | 0.87456 | 0.82735 | 0.82156 | 0.82043 | 0.7985 | 0.79589 | 0.78609
| Cool Roof_Com, E - Cool [Building w Oil Heat] | Lodging | Cooling | RET | 0.1 | 0.097332 | 0.10196 | 0.10084 | 0.10032 | 0.10059 | 0.099455 | 0.10179 | 0.10273 | 0.10052
| Cool Roof_Com, O - Heat [Building w Oil Heat] | Lodging |  | NC | 1 | 0.93756 | 0.90356 | 0.86352 | 0.81845 | 0.7872 | 0.77324 | 0.7629 | 0.75353 | 0.74091
| Cool Roof_Com, O - Heat [Building w Oil Heat] | Lodging |  | RET | 0.1 | 0.098815 | 0.098374 | 0.09739 | 0.096516 | 0.095684 | 0.094967 | 0.094216 | 0.093466 | 0.092665
| Cool Roof_Com, E - Cool [Building w Propane Heat] | Lodging | Cooling | NC | 1 | 0.93833 | 0.90372 | 0.87456 | 0.82735 | 0.82156 | 0.82043 | 0.7985 | 0.79589 | 0.78609
| Cool Roof_Com, E - Cool [Building w Propane Heat] | Lodging | Cooling | RET | 0.1 | 0.097332 | 0.10196 | 0.10084 | 0.10032 | 0.10059 | 0.099455 | 0.10179 | 0.10273 | 0.10052
| Cool Roof_Com, P - Heat [Building w Propane Heat] | Lodging |  | NC | 1 | 0.93756 | 0.90356 | 0.86352 | 0.81845 | 0.7872 | 0.77324 | 0.7629 | 0.75353 | 0.74091
| Cool Roof_Com, P - Heat [Building w Propane Heat] | Lodging |  | RET | 0.1 | 0.098815 | 0.098374 | 0.09739 | 0.096516 | 0.095684 | 0.094967 | 0.094216 | 0.093466 | 0.092665
| GSHP_Com, E - Cool | Lodging | Cooling | RET | 0.1 | 0.087647 | 0.08268 | 0.073635 | 0.065966 | 0.059562 | 0.053031 | 0.048875 | 0.044419 | 0.039138
| GSHP_Com, E - Cool | Lodging | Cooling | REPL | 1 | 0.77865 | 0.71373 | 0.60504 | 0.5016 | 0.40235 | 0.29836 | 0.20358 | 0.10273 | 1.395e-16
| GSHP_Com, E - Heat | Lodging | Space Heating | RET | 0.1 | 0.087647 | 0.08268 | 0.073635 | 0.065966 | 0.059562 | 0.053031 | 0.048875 | 0.044419 | 0.039138
| GSHP_Com, E - Heat | Lodging | Space Heating | REPL | 1 | 0.77865 | 0.71373 | 0.60504 | 0.5016 | 0.40235 | 0.29836 | 0.20358 | 0.10273 | 1.395e-16
| Unitary HP_Com, E - Cool | Lodging | Cooling | NC | 1 | 0.93833 | 0.90372 | 0.87456 | 0.82735 | 0.82156 | 0.82043 | 0.7985 | 0.79589 | 0.78609
| Unitary HP_Com, E - Cool | Lodging | Cooling | RET | 0.1 | 0.092646 | 0.09238 | 0.086966 | 0.082352 | 0.078598 | 0.07397 | 0.083793 | 0.092335 | 0.09758
| Unitary HP_Com, E - Cool | Lodging | Cooling | REPL | 1 | 0.77865 | 0.71373 | 0.60504 | 0.5016 | 0.40235 | 0.29836 | 0.32088 | 0.33951 | 0.34751
| Unitary HP_Com, E - Heat | Lodging | Space Heating | NC | 1 | 0.93833 | 0.90372 | 0.87456 | 0.82735 | 0.82156 | 0.82043 | 0.7985 | 0.79589 | 0.78609
| Unitary HP_Com, E - Heat | Lodging | Space Heating | RET | 0.1 | 0.092646 | 0.09238 | 0.086966 | 0.082352 | 0.078598 | 0.07397 | 0.083793 | 0.092335 | 0.09758
| Unitary HP_Com, E - Heat | Lodging | Space Heating | REPL | 1 | 0.77865 | 0.71373 | 0.60504 | 0.5016 | 0.40235 | 0.29836 | 0.32088 | 0.33951 | 0.34751
| PTHP_Com, E - Cool | Lodging | Cooling | NC | 0 | 0 | 0 | 0 | 0 | 0 | 0 | 0 | 0 | 0
| PTHP_Com, E - Cool | Lodging | Cooling | RET | 0 | 0 | 0 | 0 | 0 | 0 | 0 | 0 | 0 | 0
| PTHP_Com, E - Cool | Lodging | Cooling | REPL | 0 | 0 | 0 | 0 | 0 | 0 | 0 | 0 | 0 | 0
| PTHP_Com, E - Heat | Lodging | Space Heating | NC | 0 | 0 | 0 | 0 | 0 | 0 | 0 | 0 | 0 | 0
| PTHP_Com, E - Heat | Lodging | Space Heating | RET | 0 | 0 | 0 | 0 | 0 | 0 | 0 | 0 | 0 | 0
| PTHP_Com, E - Heat | Lodging | Space Heating | REPL | 0 | 0 | 0 | 0 | 0 | 0 | 0 | 0 | 0 | 0
| Minisplit Ductless HP_Com, E - Cool | Lodging | Cooling | RET | 0.1 | 0.088491 | 0.084279 | 0.075782 | 0.068543 | 0.062484 | 0.056168 | 0.054338 | 0.051952 | 0.048264
| Minisplit Ductless HP_Com, E - Cool | Lodging | Cooling | REPL | 1 | 0.77865 | 0.71373 | 0.60504 | 0.5016 | 0.40235 | 0.29836 | 0.22432 | 0.14459 | 0.061433
| Minisplit Ductless HP_Com, E - Heat | Lodging | Space Heating | RET | 0.1 | 0.088491 | 0.084279 | 0.075782 | 0.068543 | 0.062484 | 0.056168 | 0.054338 | 0.051952 | 0.048264
| Minisplit Ductless HP_Com, E - Heat | Lodging | Space Heating | REPL | 1 | 0.77865 | 0.71373 | 0.60504 | 0.5016 | 0.40235 | 0.29836 | 0.22432 | 0.14459 | 0.061433
| Programmable TStat_Com, E - Cool [Building w Elec Heat] | Lodging | Cooling | NC | 0 | 0 | 0 | 0 | 0 | 0 | 0 | 0 | 0 | 0
| Programmable TStat_Com, E - Heat [Building w Elec Heat] | Lodging | Space Heating | NC | 0 | 0 | 0 | 0 | 0 | 0 | 0 | 0 | 0 | 0
| Programmable TStat_Com, E - Cool [Building w Gas Heat] | Lodging | Cooling | NC | 0 | 0 | 0 | 0 | 0 | 0 | 0 | 0 | 0 | 0
| Programmable TStat_Com, E - Cool [Building w Gas Heat] | Lodging | Cooling | RET | 0 | 0 | 0 | 0 | 0 | 0 | 0 | 0 | 0 | 0
| Programmable TStat_Com, G - Heat [Building w Gas Heat] | Lodging |  | NC | 0 | 0 | 0 | 0 | 0 | 0 | 0 | 0 | 0 | 0
| Programmable TStat_Com, G - Heat [Building w Gas Heat] | Lodging |  | RET | 0 | 0 | 0 | 0 | 0 | 0 | 0 | 0 | 0 | 0
| Programmable TStat_Com, E - Cool [Building w Propane Heat] | Lodging | Cooling | NC | 0 | 0 | 0 | 0 | 0 | 0 | 0 | 0 | 0 | 0
| Programmable TStat_Com, E - Cool [Building w Propane Heat] | Lodging | Cooling | RET | 0 | 0 | 0 | 0 | 0 | 0 | 0 | 0 | 0 | 0
| Programmable TStat_Com, P - Heat [Building w Propane Heat] | Lodging |  | NC | 0 | 0 | 0 | 0 | 0 | 0 | 0 | 0 | 0 | 0
| Programmable TStat_Com, P - Heat [Building w Propane Heat] | Lodging |  | RET | 0 | 0 | 0 | 0 | 0 | 0 | 0 | 0 | 0 | 0
| Programmable TStat_Com, E - Cool [Building w Oil Heat] | Lodging | Cooling | NC | 0 | 0 | 0 | 0 | 0 | 0 | 0 | 0 | 0 | 0
| Programmable TStat_Com, E - Cool [Building w Oil Heat] | Lodging | Cooling | RET | 0 | 0 | 0 | 0 | 0 | 0 | 0 | 0 | 0 | 0
| Programmable TStat_Com, O - Heat [Building w Oil Heat] | Lodging |  | NC | 0 | 0 | 0 | 0 | 0 | 0 | 0 | 0 | 0 | 0
| Programmable TStat_Com, O - Heat [Building w Oil Heat] | Lodging |  | RET | 0 | 0 | 0 | 0 | 0 | 0 | 0 | 0 | 0 | 0
| Smart TStat_Com, E - Cool [Building w Elec Heat] | Lodging | Cooling | NC | 1 | 0.93833 | 0.90372 | 0.87456 | 0.82735 | 0.82156 | 0.82043 | 0.7985 | 0.79589 | 0.78609
| Smart TStat_Com, E - Cool [Building w Elec Heat] | Lodging | Cooling | RET | 0.1 | 0.097332 | 0.10196 | 0.10084 | 0.10032 | 0.10059 | 0.099455 | 0.10179 | 0.10273 | 0.10052
| Smart TStat_Com, E - Heat [Building w Elec Heat] | Lodging | Space Heating | NC | 1 | 0.93833 | 0.90372 | 0.87456 | 0.82735 | 0.82156 | 0.82043 | 0.7985 | 0.79589 | 0.78609
| Smart TStat_Com, E - Heat [Building w Elec Heat] | Lodging | Space Heating | RET | 0.1 | 0.097332 | 0.10196 | 0.10084 | 0.10032 | 0.10059 | 0.099455 | 0.10179 | 0.10273 | 0.10052
| Smart TStat_Com, E - Cool [Building w Gas Heat] | Lodging | Cooling | NC | 1 | 0.93833 | 0.90372 | 0.87456 | 0.82735 | 0.82156 | 0.82043 | 0.7985 | 0.79589 | 0.78609
| Smart TStat_Com, E - Cool [Building w Gas Heat] | Lodging | Cooling | RET | 0.1 | 0.097332 | 0.10196 | 0.10084 | 0.10032 | 0.10059 | 0.099455 | 0.10179 | 0.10273 | 0.10052
| Smart TStat_Com, G - Heat [Building w Gas Heat] | Lodging |  | NC | 1 | 0.94759 | 0.91754 | 0.87973 | 0.83964 | 0.81496 | 0.80903 | 0.80762 | 0.8088 | 0.80611
| Smart TStat_Com, G - Heat [Building w Gas Heat] | Lodging |  | RET | 0.1 | 0.099873 | 0.099896 | 0.099218 | 0.099015 | 0.099059 | 0.099362 | 0.099739 | 0.10032 | 0.10082
| Smart TStat_Com, E - Cool [Building w Propane Heat] | Lodging | Cooling | NC | 1 | 0.93833 | 0.90372 | 0.87456 | 0.82735 | 0.82156 | 0.82043 | 0.7985 | 0.79589 | 0.78609
| Smart TStat_Com, E - Cool [Building w Propane Heat] | Lodging | Cooling | RET | 0.1 | 0.097332 | 0.10196 | 0.10084 | 0.10032 | 0.10059 | 0.099455 | 0.10179 | 0.10273 | 0.10052
| Smart TStat_Com, P - Heat [Building w Propane Heat] | Lodging |  | NC | 1 | 0.93756 | 0.90356 | 0.86352 | 0.81845 | 0.7872 | 0.77324 | 0.7629 | 0.75353 | 0.74091
| Smart TStat_Com, P - Heat [Building w Propane Heat] | Lodging |  | RET | 0.1 | 0.098815 | 0.098374 | 0.09739 | 0.096516 | 0.095684 | 0.094967 | 0.094216 | 0.093466 | 0.092665
| Smart TStat_Com, E - Cool [Building w Oil Heat] | Lodging | Cooling | NC | 1 | 0.93833 | 0.90372 | 0.87456 | 0.82735 | 0.82156 | 0.82043 | 0.7985 | 0.79589 | 0.78609
| Smart TStat_Com, E - Cool [Building w Oil Heat] | Lodging | Cooling | RET | 0.1 | 0.097332 | 0.10196 | 0.10084 | 0.10032 | 0.10059 | 0.099455 | 0.10179 | 0.10273 | 0.10052
| Smart TStat_Com, O - Heat [Building w Oil Heat] | Lodging |  | NC | 1 | 0.93756 | 0.90356 | 0.86352 | 0.81845 | 0.7872 | 0.77324 | 0.7629 | 0.75353 | 0.74091
| Smart TStat_Com, O - Heat [Building w Oil Heat] | Lodging |  | RET | 0.1 | 0.098815 | 0.098374 | 0.09739 | 0.096516 | 0.095684 | 0.094967 | 0.094216 | 0.093466 | 0.092665
| Boiler Blowdown Controls_Com, G - Heat | Lodging |  | RET | 0.1 | 0.099873 | 0.099896 | 0.099218 | 0.099015 | 0.099059 | 0.099362 | 0.099739 | 0.10032 | 0.10082
| Boiler Blowdown Controls_Com, O - Heat | Lodging |  | RET | 0.1 | 0.098815 | 0.098374 | 0.09739 | 0.096516 | 0.095684 | 0.094967 | 0.094216 | 0.093466 | 0.092665
| Boiler Blowdown Controls_Com, P - Heat | Lodging |  | RET | 0.1 | 0.098815 | 0.098374 | 0.09739 | 0.096516 | 0.095684 | 0.094967 | 0.094216 | 0.093466 | 0.092665
| Boiler Modifications_Com, G - Heat | Lodging |  | RET | 0.1 | 0.099873 | 0.099896 | 0.099218 | 0.099015 | 0.099059 | 0.099362 | 0.099739 | 0.10032 | 0.10082
| Boiler Modifications_Com, O - Heat | Lodging |  | RET | 0.1 | 0.098815 | 0.098374 | 0.09739 | 0.096516 | 0.095684 | 0.094967 | 0.094216 | 0.093466 | 0.092665
| Boiler Modifications_Com, P - Heat | Lodging |  | RET | 0.1 | 0.098815 | 0.098374 | 0.09739 | 0.096516 | 0.095684 | 0.094967 | 0.094216 | 0.093466 | 0.092665
| Boilers_Com, G - Heat | Lodging |  | NC | 1 | 0.94759 | 0.91754 | 0.87973 | 0.83964 | 0.81496 | 0.80903 | 0.80762 | 0.8088 | 0.80611
| Boilers_Com, G - Heat | Lodging |  | RET | 0.1 | 0.092555 | 0.085793 | 0.078967 | 0.073031 | 0.06771 | 0.062941 | 0.05855 | 0.054577 | 0.050829
| Boilers_Com, G - Heat | Lodging |  | REPL | 1 | 0.79898 | 0.69928 | 0.59531 | 0.49508 | 0.39624 | 0.29809 | 0.19948 | 0.10032 | 1.3992e-16
| Boilers_Com, O - Heat | Lodging |  | NC | 1 | 0.93756 | 0.90356 | 0.86352 | 0.81845 | 0.7872 | 0.77324 | 0.7629 | 0.75353 | 0.74091
| Boilers_Com, O - Heat | Lodging |  | RET | 0.1 | 0.090915 | 0.083274 | 0.07585 | 0.06916 | 0.063082 | 0.057604 | 0.05258 | 0.047991 | 0.043776
| Boilers_Com, O - Heat | Lodging |  | REPL | 1 | 0.79052 | 0.68862 | 0.58434 | 0.48258 | 0.38274 | 0.2849 | 0.18843 | 0.093466 | 1.286e-16
| Boilers_Com, P - Heat | Lodging |  | NC | 1 | 0.93756 | 0.90356 | 0.86352 | 0.81845 | 0.7872 | 0.77324 | 0.7629 | 0.75353 | 0.74091
| Boilers_Com, P - Heat | Lodging |  | RET | 0.1 | 0.091245 | 0.083879 | 0.076678 | 0.070169 | 0.064234 | 0.058869 | 0.053929 | 0.049401 | 0.045226
| Boilers_Com, P - Heat | Lodging |  | REPL | 1 | 0.79052 | 0.68862 | 0.58434 | 0.48258 | 0.38274 | 0.2849 | 0.18843 | 0.093466 | 1.286e-16
| Furnace_Com, G - Heat | Lodging |  | NC | 1 | 0.94759 | 0.91754 | 0.87973 | 0.83964 | 0.81496 | 0.80903 | 0.80762 | 0.8088 | 0.80611
| Furnace_Com, G - Heat | Lodging |  | RET | 0.1 | 0.093815 | 0.088145 | 0.082235 | 0.077089 | 0.072445 | 0.068259 | 0.064361 | 0.060811 | 0.057405
| Furnace_Com, G - Heat | Lodging |  | REPL | 1 | 0.79898 | 0.69928 | 0.59531 | 0.49508 | 0.39624 | 0.29809 | 0.19948 | 0.10032 | 1.3992e-16
| Furnace_Com, O - Heat | Lodging |  | NC | 1 | 0.93756 | 0.90356 | 0.86352 | 0.81845 | 0.7872 | 0.77324 | 0.7629 | 0.75353 | 0.74091
| Furnace_Com, O - Heat | Lodging |  | RET | 0.1 | 0.08992 | 0.081461 | 0.073386 | 0.066182 | 0.059705 | 0.053923 | 0.048681 | 0.043947 | 0.039648
| Furnace_Com, O - Heat | Lodging |  | REPL | 1 | 0.79052 | 0.68862 | 0.58434 | 0.48258 | 0.38274 | 0.2849 | 0.18843 | 0.093466 | 1.286e-16
| Furnace_Com, P - Heat | Lodging |  | NC | 1 | 0.93756 | 0.90356 | 0.86352 | 0.81845 | 0.7872 | 0.77324 | 0.7629 | 0.75353 | 0.74091
| Furnace_Com, P - Heat | Lodging |  | RET | 0.1 | 0.091371 | 0.08411 | 0.076995 | 0.070556 | 0.064678 | 0.059357 | 0.054451 | 0.049948 | 0.045789
| Furnace_Com, P - Heat | Lodging |  | REPL | 1 | 0.79052 | 0.68862 | 0.58434 | 0.48258 | 0.38274 | 0.2849 | 0.18843 | 0.093466 | 1.286e-16
| Unit Heater_Com, G - Heat | Lodging |  | NC | 1 | 0.94759 | 0.91754 | 0.87973 | 0.83964 | 0.81496 | 0.80903 | 0.80762 | 0.8088 | 0.80611
| Unit Heater_Com, G - Heat | Lodging |  | RET | 0.1 | 0.091973 | 0.084718 | 0.077486 | 0.071211 | 0.065608 | 0.060603 | 0.056021 | 0.056002 | 0.055959
| Unit Heater_Com, G - Heat | Lodging |  | REPL | 1 | 0.79898 | 0.69928 | 0.59531 | 0.49508 | 0.39624 | 0.29809 | 0.19948 | 0.14143 | 0.082627
| Unit Heater_Com, P - Heat | Lodging |  | NC | 1 | 0.93756 | 0.90356 | 0.86352 | 0.81845 | 0.7872 | 0.77324 | 0.7629 | 0.75353 | 0.74091
| Unit Heater_Com, P - Heat | Lodging |  | RET | 0.1 | 0.088934 | 0.079683 | 0.070997 | 0.063324 | 0.0565 | 0.050469 | 0.045063 | 0.040234 | 0.0359
| Unit Heater_Com, P - Heat | Lodging |  | REPL | 1 | 0.79052 | 0.68862 | 0.58434 | 0.48258 | 0.38274 | 0.2849 | 0.18843 | 0.093466 | 1.286e-16
| Destratification Fans_Com, G - Heat | Lodging |  | NC | 1 | 0.94759 | 0.91754 | 0.87973 | 0.83964 | 0.81496 | 0.80903 | 0.80762 | 0.8088 | 0.80611
| Destratification Fans_Com, G - Heat | Lodging |  | RET | 0.1 | 0.094879 | 0.090157 | 0.085067 | 0.080648 | 0.07665 | 0.07304 | 0.080734 | 0.088292 | 0.095496
| Destratification Fans_Com, G - Heat | Lodging |  | REPL | 1 | 0.79898 | 0.69928 | 0.59531 | 0.49508 | 0.39624 | 0.29809 | 0.3103 | 0.32326 | 0.33607
| Destratification Fans_Com, O - Heat | Lodging |  | NC | 1 | 0.93756 | 0.90356 | 0.86352 | 0.81845 | 0.7872 | 0.77324 | 0.7629 | 0.75353 | 0.74091
| Destratification Fans_Com, O - Heat | Lodging |  | RET | 0.1 | 0.093874 | 0.088783 | 0.083499 | 0.078613 | 0.074039 | 0.069809 | 0.076263 | 0.082258 | 0.087771
| Destratification Fans_Com, O - Heat | Lodging |  | REPL | 1 | 0.79052 | 0.68862 | 0.58434 | 0.48258 | 0.38274 | 0.2849 | 0.29312 | 0.30117 | 0.30888
| Destratification Fans_Com, P - Heat | Lodging |  | NC | 1 | 0.93756 | 0.90356 | 0.86352 | 0.81845 | 0.7872 | 0.77324 | 0.7629 | 0.75353 | 0.74091
| Destratification Fans_Com, P - Heat | Lodging |  | RET | 0.1 | 0.093874 | 0.088783 | 0.083499 | 0.078613 | 0.074039 | 0.069809 | 0.076263 | 0.082258 | 0.087771
| Destratification Fans_Com, P - Heat | Lodging |  | REPL | 1 | 0.79052 | 0.68862 | 0.58434 | 0.48258 | 0.38274 | 0.2849 | 0.29312 | 0.30117 | 0.30888
| Energy Recovery Ventilator_Com, G - Heat | Lodging |  | NC | 0.8 | 0.75807 | 0.73403 | 0.70378 | 0.67171 | 0.65197 | 0.64722 | 0.6461 | 0.64704 | 0.64489
| Energy Recovery Ventilator_Com, G - Heat | Lodging |  | RET | 0.08 | 0.073107 | 0.066909 | 0.060806 | 0.055523 | 0.050827 | 0.046649 | 0.045505 | 0.044556 | 0.043659
| Energy Recovery Ventilator_Com, G - Heat | Lodging |  | REPL | 0.8 | 0.63919 | 0.55942 | 0.47625 | 0.39606 | 0.31699 | 0.23847 | 0.18618 | 0.13376 | 0.080656
| Energy Recovery Ventilator_Com, O - Heat | Lodging |  | NC | 0.8 | 0.75005 | 0.72285 | 0.69081 | 0.65476 | 0.62976 | 0.61859 | 0.61032 | 0.60282 | 0.59273
| Energy Recovery Ventilator_Com, O - Heat | Lodging |  | RET | 0.08 | 0.072333 | 0.065889 | 0.059685 | 0.054122 | 0.049095 | 0.044585 | 0.042985 | 0.041511 | 0.040128
| Energy Recovery Ventilator_Com, O - Heat | Lodging |  | REPL | 0.8 | 0.63242 | 0.5509 | 0.46747 | 0.38607 | 0.30619 | 0.22792 | 0.17587 | 0.12462 | 0.074132
| Energy Recovery Ventilator_Com, P - Heat | Lodging |  | NC | 0.8 | 0.75005 | 0.72285 | 0.69081 | 0.65476 | 0.62976 | 0.61859 | 0.61032 | 0.60282 | 0.59273
| Energy Recovery Ventilator_Com, P - Heat | Lodging |  | RET | 0.08 | 0.072333 | 0.065889 | 0.059685 | 0.054122 | 0.049095 | 0.044585 | 0.042985 | 0.041511 | 0.040128
| Energy Recovery Ventilator_Com, P - Heat | Lodging |  | REPL | 0.8 | 0.63242 | 0.5509 | 0.46747 | 0.38607 | 0.30619 | 0.22792 | 0.17587 | 0.12462 | 0.074132
| Forced Air Heating Maintenance_Com, G - Heat | Lodging |  | RET | 0.1 | 0.099873 | 0.099896 | 0.099218 | 0.099015 | 0.099059 | 0.099362 | 0.099739 | 0.10032 | 0.10082
| Forced Air Heating Maintenance_Com, O - Heat | Lodging |  | RET | 0.1 | 0.098815 | 0.098374 | 0.09739 | 0.096516 | 0.095684 | 0.094967 | 0.094216 | 0.093466 | 0.092665
| Forced Air Heating Maintenance_Com, P - Heat | Lodging |  | RET | 0.1 | 0.098815 | 0.098374 | 0.09739 | 0.096516 | 0.095684 | 0.094967 | 0.094216 | 0.093466 | 0.092665
| Infrared Heater_Com, P - Heat | Lodging |  | NC | 1 | 0.93756 | 0.90356 | 0.86352 | 0.81845 | 0.7872 | 0.77324 | 0.7629 | 0.75353 | 0.74091
| Infrared Heater_Com, P - Heat | Lodging |  | RET | 0.1 | 0.097962 | 0.096682 | 0.094888 | 0.093225 | 0.091623 | 0.090151 | 0.088666 | 0.093466 | 0.092665
| Infrared Heater_Com, P - Heat | Lodging |  | REPL | 1 | 0.79052 | 0.68862 | 0.58434 | 0.48258 | 0.38274 | 0.2849 | 0.18843 | 0.26091 | 0.33201
| Steam Trap Maintenance_Com, G - Heat | Lodging |  | RET | 0.1 | 0.099873 | 0.099896 | 0.099218 | 0.099015 | 0.099059 | 0.099362 | 0.099739 | 0.10032 | 0.10082
| Steam Trap Maintenance_Com, O - Heat | Lodging |  | RET | 0.1 | 0.098815 | 0.098374 | 0.09739 | 0.096516 | 0.095684 | 0.094967 | 0.094216 | 0.093466 | 0.092665
| Windows_Com, E - Cool [Building w Elec Heat] | Lodging | Cooling | NC | 1 | 0.93833 | 0.90372 | 0.87456 | 0.82735 | 0.82156 | 0.82043 | 0.7985 | 0.79589 | 0.78609
| Windows_Com, E - Heat [Building w Elec Heat] | Lodging | Space Heating | NC | 1 | 0.93833 | 0.90372 | 0.87456 | 0.82735 | 0.82156 | 0.82043 | 0.7985 | 0.79589 | 0.78609
| Windows_Com, E - Cool [Building w Gas Heat] | Lodging | Cooling | NC | 1 | 0.93833 | 0.90372 | 0.87456 | 0.82735 | 0.82156 | 0.82043 | 0.7985 | 0.79589 | 0.78609
| Windows_Com, G - Heat [Building w Gas Heat] | Lodging |  | NC | 1 | 0.94759 | 0.91754 | 0.87973 | 0.83964 | 0.81496 | 0.80903 | 0.80762 | 0.8088 | 0.80611
| Windows_Com, E - Cool [Building w Oil Heat] | Lodging | Cooling | NC | 1 | 0.93833 | 0.90372 | 0.87456 | 0.82735 | 0.82156 | 0.82043 | 0.7985 | 0.79589 | 0.78609
| Windows_Com, O - Heat [Building w Oil Heat] | Lodging |  | NC | 1 | 0.93756 | 0.90356 | 0.86352 | 0.81845 | 0.7872 | 0.77324 | 0.7629 | 0.75353 | 0.74091
| Windows_Com, E - Cool [Building w Propane Heat] | Lodging | Cooling | NC | 1 | 0.93833 | 0.90372 | 0.87456 | 0.82735 | 0.82156 | 0.82043 | 0.7985 | 0.79589 | 0.78609
| Windows_Com, P - Heat [Building w Propane Heat] | Lodging |  | NC | 1 | 0.93756 | 0.90356 | 0.86352 | 0.81845 | 0.7872 | 0.77324 | 0.7629 | 0.75353 | 0.74091
| Window Film_Com, E - Cool [Building w Elec Heat] | Lodging | Cooling | RET | 0 | 0 | 0 | 0 | 0 | 0 | 0 | 0 | 0 | 0
| Window Film_Com, E - Heat [Building w Elec Heat] | Lodging | Space Heating | RET | 0 | 0 | 0 | 0 | 0 | 0 | 0 | 0 | 0 | 0
| Window Film_Com, E - Cool [Building w Gas Heat] | Lodging | Cooling | RET | 0 | 0 | 0 | 0 | 0 | 0 | 0 | 0 | 0 | 0
| Window Film_Com, G - Heat [Building w Gas Heat] | Lodging |  | RET | 0 | 0 | 0 | 0 | 0 | 0 | 0 | 0 | 0 | 0
| Window Film_Com, E - Cool [Building w Oil Heat] | Lodging | Cooling | RET | 0 | 0 | 0 | 0 | 0 | 0 | 0 | 0 | 0 | 0
| Window Film_Com, O - Heat [Building w Oil Heat] | Lodging |  | RET | 0 | 0 | 0 | 0 | 0 | 0 | 0 | 0 | 0 | 0
| Window Film_Com, E - Cool [Building w Propane Heat] | Lodging | Cooling | RET | 0 | 0 | 0 | 0 | 0 | 0 | 0 | 0 | 0 | 0
| Window Film_Com, P - Heat [Building w Propane Heat] | Lodging |  | RET | 0 | 0 | 0 | 0 | 0 | 0 | 0 | 0 | 0 | 0
| Motors and Fans_Com, E - Vent | Lodging | Ventilation | NC | 1 | 0.93833 | 0.90372 | 0.87456 | 0.82735 | 0.82156 | 0.82043 | 0.7985 | 0.79589 | 0.78609
| Motors and Fans_Com, E - Vent | Lodging | Ventilation | RET | 0.1 | 0.087696 | 0.082772 | 0.073758 | 0.066113 | 0.059727 | 0.053208 | 0.049292 | 0.045051 | 0.03994
| Motors and Fans_Com, E - Vent | Lodging | Ventilation | REPL | 1 | 0.77865 | 0.71373 | 0.60504 | 0.5016 | 0.40235 | 0.29836 | 0.20584 | 0.1073 | 0.0067012
| ECM Furnace Motors_Com, E - Vent | Lodging | Ventilation | RET | 0.1 | 0.097332 | 0.10196 | 0.10084 | 0.10032 | 0.10059 | 0.099455 | 0.10179 | 0.10273 | 0.10052
| VFD on HVAC System_Com, E - Vent | Lodging | Ventilation | RET | 0.1 | 0.097332 | 0.10196 | 0.10084 | 0.10032 | 0.10059 | 0.099455 | 0.10179 | 0.10273 | 0.10052
| Kitchen DCV_Com, E - Vent [Building w Elec Heat] | Lodging | Ventilation | NC | 1 | 0.93833 | 0.90372 | 0.87456 | 0.82735 | 0.82156 | 0.82043 | 0.7985 | 0.79589 | 0.78609
| Kitchen DCV_Com, E - Vent [Building w Elec Heat] | Lodging | Ventilation | RET | 0.1 | 0.08828 | 0.083878 | 0.075241 | 0.067892 | 0.061742 | 0.055369 | 0.052982 | 0.050097 | 0.046023
| Kitchen DCV_Com, E - Vent [Building w Elec Heat] | Lodging | Ventilation | REPL | 1 | 0.77865 | 0.71373 | 0.60504 | 0.5016 | 0.40235 | 0.29836 | 0.21941 | 0.13469 | 0.046908
| Kitchen DCV_Com, E - Heat [Building w Elec Heat] | Lodging | Space Heating | NC | 1 | 0.93833 | 0.90372 | 0.87456 | 0.82735 | 0.82156 | 0.82043 | 0.7985 | 0.79589 | 0.78609
| Kitchen DCV_Com, E - Heat [Building w Elec Heat] | Lodging | Space Heating | RET | 0.1 | 0.08828 | 0.083878 | 0.075241 | 0.067892 | 0.061742 | 0.055369 | 0.052982 | 0.050097 | 0.046023
| Kitchen DCV_Com, E - Heat [Building w Elec Heat] | Lodging | Space Heating | REPL | 1 | 0.77865 | 0.71373 | 0.60504 | 0.5016 | 0.40235 | 0.29836 | 0.21941 | 0.13469 | 0.046908
| Kitchen DCV_Com, E - Vent [Building w Gas Heat] | Lodging | Ventilation | NC | 1 | 0.93833 | 0.90372 | 0.87456 | 0.82735 | 0.82156 | 0.82043 | 0.7985 | 0.79589 | 0.78609
| Kitchen DCV_Com, E - Vent [Building w Gas Heat] | Lodging | Ventilation | RET | 0.1 | 0.08828 | 0.083878 | 0.075241 | 0.067892 | 0.061742 | 0.055369 | 0.052982 | 0.050097 | 0.046023
| Kitchen DCV_Com, E - Vent [Building w Gas Heat] | Lodging | Ventilation | REPL | 1 | 0.77865 | 0.71373 | 0.60504 | 0.5016 | 0.40235 | 0.29836 | 0.21941 | 0.13469 | 0.046908
| Kitchen DCV_Com, G - Heat [Building w Gas Heat] | Lodging |  | NC | 1 | 0.94759 | 0.91754 | 0.87973 | 0.83964 | 0.81496 | 0.80903 | 0.80762 | 0.8088 | 0.80611
| Kitchen DCV_Com, G - Heat [Building w Gas Heat] | Lodging |  | RET | 0.1 | 0.090585 | 0.08218 | 0.074031 | 0.067009 | 0.060804 | 0.055318 | 0.051915 | 0.048923 | 0.046161
| Kitchen DCV_Com, G - Heat [Building w Gas Heat] | Lodging |  | REPL | 1 | 0.79898 | 0.69928 | 0.59531 | 0.49508 | 0.39624 | 0.29809 | 0.21499 | 0.13153 | 0.047049
| Kitchen DCV_Com, E - Vent [Building w Oil Heat] | Lodging | Ventilation | NC | 1 | 0.93833 | 0.90372 | 0.87456 | 0.82735 | 0.82156 | 0.82043 | 0.7985 | 0.79589 | 0.78609
| Kitchen DCV_Com, E - Vent [Building w Oil Heat] | Lodging | Ventilation | RET | 0.1 | 0.08828 | 0.083878 | 0.075241 | 0.067892 | 0.061742 | 0.055369 | 0.052982 | 0.050097 | 0.046023
| Kitchen DCV_Com, E - Vent [Building w Oil Heat] | Lodging | Ventilation | REPL | 1 | 0.77865 | 0.71373 | 0.60504 | 0.5016 | 0.40235 | 0.29836 | 0.21941 | 0.13469 | 0.046908
| Kitchen DCV_Com, O - Heat [Building w Oil Heat] | Lodging |  | NC | 1 | 0.93756 | 0.90356 | 0.86352 | 0.81845 | 0.7872 | 0.77324 | 0.7629 | 0.75353 | 0.74091
| Kitchen DCV_Com, O - Heat [Building w Oil Heat] | Lodging |  | RET | 0.1 | 0.089625 | 0.080927 | 0.072666 | 0.065318 | 0.058732 | 0.052871 | 0.04904 | 0.045579 | 0.042427
| Kitchen DCV_Com, O - Heat [Building w Oil Heat] | Lodging |  | REPL | 1 | 0.79052 | 0.68862 | 0.58434 | 0.48258 | 0.38274 | 0.2849 | 0.20309 | 0.12254 | 0.043244
| Kitchen DCV_Com, E - Vent [Building w Oil Heat] | Lodging | Ventilation | NC | 1 | 0.93833 | 0.90372 | 0.87456 | 0.82735 | 0.82156 | 0.82043 | 0.7985 | 0.79589 | 0.78609
| Kitchen DCV_Com, E - Vent [Building w Oil Heat] | Lodging | Ventilation | RET | 0.1 | 0.08828 | 0.083878 | 0.075241 | 0.067892 | 0.061742 | 0.055369 | 0.052982 | 0.050097 | 0.046023
| Kitchen DCV_Com, E - Vent [Building w Oil Heat] | Lodging | Ventilation | REPL | 1 | 0.77865 | 0.71373 | 0.60504 | 0.5016 | 0.40235 | 0.29836 | 0.21941 | 0.13469 | 0.046908
| Kitchen DCV_Com, P - Heat [Building w Propane Heat] | Lodging |  | NC | 1 | 0.93756 | 0.90356 | 0.86352 | 0.81845 | 0.7872 | 0.77324 | 0.7629 | 0.75353 | 0.74091
| Kitchen DCV_Com, P - Heat [Building w Propane Heat] | Lodging |  | RET | 0.1 | 0.089625 | 0.080927 | 0.072666 | 0.065318 | 0.058732 | 0.052871 | 0.04904 | 0.045579 | 0.042427
| Kitchen DCV_Com, P - Heat [Building w Propane Heat] | Lodging |  | REPL | 1 | 0.79052 | 0.68862 | 0.58434 | 0.48258 | 0.38274 | 0.2849 | 0.20309 | 0.12254 | 0.043244
| Duct Sealing Regulated_Com, E - Vent [Building w Elec Heat] | Lodging | Ventilation | RET | 0.1 | 0.097332 | 0.10196 | 0.10084 | 0.10032 | 0.10059 | 0.099455 | 0.10179 | 0.10273 | 0.10052
| Duct Sealing Regulated_Com, E - Heat [Building w Elec Heat] | Lodging | Space Heating | RET | 0.1 | 0.097332 | 0.10196 | 0.10084 | 0.10032 | 0.10059 | 0.099455 | 0.10179 | 0.10273 | 0.10052
| Duct Sealing Regulated_Com, E - Cool [Building w Elec Heat] | Lodging | Cooling | RET | 0.1 | 0.097332 | 0.10196 | 0.10084 | 0.10032 | 0.10059 | 0.099455 | 0.10179 | 0.10273 | 0.10052
| Duct Sealing Regulated_Com, E - Vent [Building w Gas Heat] | Lodging | Ventilation | RET | 0.1 | 0.097332 | 0.10196 | 0.10084 | 0.10032 | 0.10059 | 0.099455 | 0.10179 | 0.10273 | 0.10052
| Duct Sealing Regulated_Com, G - Heat [Building w Gas Heat] | Lodging |  | RET | 0.1 | 0.099873 | 0.099896 | 0.099218 | 0.099015 | 0.099059 | 0.099362 | 0.099739 | 0.10032 | 0.10082
| Duct Sealing Regulated_Com, E - Cool [Building w Gas Heat] | Lodging | Cooling | RET | 0.1 | 0.097332 | 0.10196 | 0.10084 | 0.10032 | 0.10059 | 0.099455 | 0.10179 | 0.10273 | 0.10052
| Duct Sealing Non Regulated_Com, E - Vent [Building w Oil Heat] | Lodging | Ventilation | RET | 0.1 | 0.097332 | 0.10196 | 0.10084 | 0.10032 | 0.10059 | 0.099455 | 0.10179 | 0.10273 | 0.10052
| Duct Sealing Non Regulated_Com, O - Heat [Building w Oil Heat] | Lodging |  | RET | 0.1 | 0.098815 | 0.098374 | 0.09739 | 0.096516 | 0.095684 | 0.094967 | 0.094216 | 0.093466 | 0.092665
| Duct Sealing Non Regulated_Com, E - Cool [Building w Oil Heat] | Lodging | Cooling | RET | 0.1 | 0.097332 | 0.10196 | 0.10084 | 0.10032 | 0.10059 | 0.099455 | 0.10179 | 0.10273 | 0.10052
| Duct Sealing Non Regulated_Com, E - Vent [Building w Propane Heat] | Lodging | Ventilation | RET | 0.1 | 0.097332 | 0.10196 | 0.10084 | 0.10032 | 0.10059 | 0.099455 | 0.10179 | 0.10273 | 0.10052
| Duct Sealing Non Regulated_Com, P - Heat [Building w Propane Heat] | Lodging |  | RET | 0.1 | 0.098815 | 0.098374 | 0.09739 | 0.096516 | 0.095684 | 0.094967 | 0.094216 | 0.093466 | 0.092665
| Duct Sealing Non Regulated_Com, E - Cool [Building w Propane Heat] | Lodging | Cooling | RET | 0.1 | 0.097332 | 0.10196 | 0.10084 | 0.10032 | 0.10059 | 0.099455 | 0.10179 | 0.10273 | 0.10052
| Power Strip_Com, E - Plug [Tier 1] | Lodging | Plug Loads | NC | 0 | 0 | 0 | 0 | 0 | 0 | 0 | 0 | 0 | 0
| Power Strip_Com, E - Plug [Tier 1] | Lodging | Plug Loads | RET | 0 | 0 | 0 | 0 | 0 | 0 | 0 | 0 | 0 | 0
| Power Strip_Com, E - Plug [Tier 1] | Lodging | Plug Loads | REPL | 0 | 0 | 0 | 0 | 0 | 0 | 0 | 0 | 0 | 0
| Power Strip_Com, E - Plug [Tier 2] | Lodging | Plug Loads | NC | 1 | 0.93833 | 0.90372 | 0.87456 | 0.82735 | 0.82156 | 0.82043 | 0.7985 | 0.80393 | 0.80206
| Power Strip_Com, E - Plug [Tier 2] | Lodging | Plug Loads | RET | 0.1 | 0.08796 | 0.083271 | 0.074426 | 0.068466 | 0.063596 | 0.058364 | 0.055557 | 0.072045 | 0.084618
| Power Strip_Com, E - Plug [Tier 2] | Lodging | Plug Loads | REPL | 1 | 0.77865 | 0.71373 | 0.60504 | 0.51712 | 0.43349 | 0.34454 | 0.26659 | 0.38005 | 0.48047
| Computer Power Management_Com, E - Plug | Lodging | Plug Loads | RET | 0.1 | 0.097332 | 0.10196 | 0.10084 | 0.10032 | 0.10059 | 0.099455 | 0.10179 | 0.10273 | 0.10052
| Vending Machine Controls_Com, E - Plug [Non-Refrigerated] | Lodging | Plug Loads | RET | 0.1 | 0.097332 | 0.10196 | 0.10084 | 0.10032 | 0.10059 | 0.099455 | 0.10179 | 0.10273 | 0.10052
| Vending Machine Controls_Com, E - Plug [Refrigerated] | Lodging | Plug Loads | RET | 0.1 | 0.097332 | 0.10196 | 0.10084 | 0.10032 | 0.10059 | 0.099455 | 0.10179 | 0.10273 | 0.10052
| Ovens_Com, E - Cook | Lodging | Cooking | NC | 1 | 0.93833 | 0.90372 | 0.87456 | 0.82735 | 0.82156 | 0.82043 | 0.7985 | 0.79589 | 0.78609
| Ovens_Com, E - Cook | Lodging | Cooking | REPL | 1 | 0.97332 | 1.0196 | 1.0084 | 1.0032 | 1.0059 | 0.99455 | 1.0179 | 1.0273 | 1.0052
| Ovens_Com, G - Cook | Lodging |  | NC | 1 | 0.94759 | 0.91754 | 0.87973 | 0.83964 | 0.81496 | 0.80903 | 0.80762 | 0.8088 | 0.80611
| Ovens_Com, G - Cook | Lodging |  | REPL | 1 | 0.99873 | 0.99896 | 0.99218 | 0.99015 | 0.99059 | 0.99362 | 0.99739 | 1.0032 | 1.0082
| Ovens_Com, P - Cook | Lodging |  | NC | 1 | 0.93756 | 0.90356 | 0.86352 | 0.81845 | 0.7872 | 0.77324 | 0.7629 | 0.75353 | 0.74091
| Ovens_Com, P - Cook | Lodging |  | REPL | 1 | 0.98815 | 0.98374 | 0.9739 | 0.96516 | 0.95684 | 0.94967 | 0.94216 | 0.93466 | 0.92665
| Fryers_Com, E - Cook | Lodging | Cooking | NC | 1 | 0.93833 | 0.90372 | 0.87456 | 0.82735 | 0.82156 | 0.82043 | 0.7985 | 0.79589 | 0.78609
| Fryers_Com, E - Cook | Lodging | Cooking | REPL | 1 | 0.97332 | 1.0196 | 1.0084 | 1.0032 | 1.0059 | 0.99455 | 1.0179 | 1.0273 | 1.0052
| Fryers_Com, G - Cook | Lodging |  | NC | 1 | 0.94759 | 0.91754 | 0.87973 | 0.83964 | 0.81496 | 0.80903 | 0.80762 | 0.8088 | 0.80611
| Fryers_Com, G - Cook | Lodging |  | REPL | 1 | 0.99873 | 0.99896 | 0.99218 | 0.99015 | 0.99059 | 0.99362 | 0.99739 | 1.0032 | 1.0082
| Fryers_Com, P - Cook | Lodging |  | NC | 1 | 0.93756 | 0.90356 | 0.86352 | 0.81845 | 0.7872 | 0.77324 | 0.7629 | 0.75353 | 0.74091
| Fryers_Com, P - Cook | Lodging |  | REPL | 1 | 0.98815 | 0.98374 | 0.9739 | 0.96516 | 0.95684 | 0.94967 | 0.94216 | 0.93466 | 0.92665
| Griddles_Com, E - Cook | Lodging | Cooking | NC | 1 | 0.93833 | 0.90372 | 0.87456 | 0.82735 | 0.82156 | 0.82043 | 0.7985 | 0.79589 | 0.78609
| Griddles_Com, E - Cook | Lodging | Cooking | REPL | 1 | 0.97332 | 1.0196 | 1.0084 | 1.0032 | 1.0059 | 0.99455 | 1.0179 | 1.0273 | 1.0052
| Griddles_Com, G - Cook | Lodging |  | NC | 1 | 0.94759 | 0.91754 | 0.87973 | 0.83964 | 0.81496 | 0.80903 | 0.80762 | 0.8088 | 0.80611
| Griddles_Com, G - Cook | Lodging |  | REPL | 1 | 0.99873 | 0.99896 | 0.99218 | 0.99015 | 0.99059 | 0.99362 | 0.99739 | 1.0032 | 1.0082
| Griddles_Com, P - Cook | Lodging |  | NC | 1 | 0.93756 | 0.90356 | 0.86352 | 0.81845 | 0.7872 | 0.77324 | 0.7629 | 0.75353 | 0.74091
| Griddles_Com, P - Cook | Lodging |  | REPL | 1 | 0.98815 | 0.98374 | 0.9739 | 0.96516 | 0.95684 | 0.94967 | 0.94216 | 0.93466 | 0.92665
| Hot Food Holding Cabinet_Com, E - Cook | Lodging | Cooking | NC | 1 | 0.93833 | 0.90372 | 0.87456 | 0.82735 | 0.82156 | 0.82043 | 0.7985 | 0.79589 | 0.78609
| Hot Food Holding Cabinet_Com, E - Cook | Lodging | Cooking | REPL | 1 | 0.97332 | 1.0196 | 1.0084 | 1.0032 | 1.0059 | 0.99455 | 1.0179 | 1.0273 | 1.0052
| Steamers_Com, E - Cook | Lodging | Cooking | NC | 1 | 0.93833 | 0.90372 | 0.87456 | 0.82735 | 0.82156 | 0.82043 | 0.7985 | 0.79589 | 0.78609
| Steamers_Com, E - Cook | Lodging | Cooking | REPL | 1 | 0.97332 | 1.0196 | 1.0084 | 1.0032 | 1.0059 | 0.99455 | 1.0179 | 1.0273 | 1.0052
| Steamers_Com, G - Cook | Lodging |  | NC | 1 | 0.94759 | 0.91754 | 0.87973 | 0.83964 | 0.81496 | 0.80903 | 0.80762 | 0.8088 | 0.80611
| Steamers_Com, G - Cook | Lodging |  | REPL | 1 | 0.99873 | 0.99896 | 0.99218 | 0.99015 | 0.99059 | 0.99362 | 0.99739 | 1.0032 | 1.0082
| ES Refrigerator and Freezer_Com, E - Refr | Lodging | Refrigeration | NC | 1 | 0.93833 | 0.90372 | 0.87456 | 0.82735 | 0.82156 | 0.82043 | 0.7985 | 0.79589 | 0.78609
| ES Refrigerator and Freezer_Com, E - Refr | Lodging | Refrigeration | REPL | 1 | 0.97332 | 1.0196 | 1.0084 | 1.0032 | 1.0059 | 0.99455 | 1.0179 | 1.0273 | 1.0052
| Anti Sweat Heat Control_Com, E - Refr | Lodging | Refrigeration | NC | 1 | 0.93833 | 0.90372 | 0.87456 | 0.82735 | 0.82156 | 0.82043 | 0.7985 | 0.79589 | 0.78609
| Anti Sweat Heat Control_Com, E - Refr | Lodging | Refrigeration | RET | 0.1 | 0.097332 | 0.10196 | 0.10084 | 0.10032 | 0.10059 | 0.099455 | 0.10179 | 0.10273 | 0.10052
| Loading Dock Pit Seals_Com, E - Refr | Lodging | Refrigeration | NC | 1 | 0.93833 | 0.90372 | 0.87456 | 0.82735 | 0.82156 | 0.82043 | 0.7985 | 0.79589 | 0.78609
| Loading Dock Pit Seals_Com, E - Refr | Lodging | Refrigeration | RET | 0.1 | 0.097332 | 0.10196 | 0.10084 | 0.10032 | 0.10059 | 0.099455 | 0.10179 | 0.10273 | 0.10052
| ECM Comp Cond Fan Motor_Com, E - Refr | Lodging | Refrigeration | NC | 1 | 0.93833 | 0.90372 | 0.87456 | 0.82735 | 0.82156 | 0.82043 | 0.7985 | 0.79589 | 0.78609
| ECM Comp Cond Fan Motor_Com, E - Refr | Lodging | Refrigeration | RET | 0.1 | 0.094236 | 0.095577 | 0.09152 | 0.088151 | 0.085575 | 0.081919 | 0.0966 | 0.10273 | 0.10052
| ECM Comp Cond Fan Motor_Com, E - Refr | Lodging | Refrigeration | REPL | 1 | 0.77865 | 0.71373 | 0.60504 | 0.5016 | 0.40235 | 0.29836 | 0.35782 | 0.41407 | 0.45695
| Evap Fan Motor Replacement_Com, E - Refr | Lodging | Refrigeration | NC | 1 | 0.93833 | 0.90372 | 0.87456 | 0.82735 | 0.82156 | 0.82043 | 0.7985 | 0.79589 | 0.78609
| Evap Fan Motor Replacement_Com, E - Refr | Lodging | Refrigeration | RET | 0.1 | 0.088171 | 0.083672 | 0.074964 | 0.067558 | 0.061364 | 0.054962 | 0.052289 | 0.049149 | 0.044878
| Evap Fan Motor Replacement_Com, E - Refr | Lodging | Refrigeration | REPL | 1 | 0.77865 | 0.71373 | 0.60504 | 0.5016 | 0.40235 | 0.29836 | 0.21689 | 0.1296 | 0.03943
| Evap Fan Speed Controls_Com, E - Refr | Lodging | Refrigeration | NC | 1 | 0.93833 | 0.90372 | 0.87456 | 0.82735 | 0.82156 | 0.82043 | 0.7985 | 0.79589 | 0.78609
| Evap Fan Speed Controls_Com, E - Refr | Lodging | Refrigeration | RET | 0.1 | 0.097332 | 0.10196 | 0.10084 | 0.10032 | 0.10059 | 0.099455 | 0.10179 | 0.10273 | 0.10052
| LowHeat NoHeat Doors_Com, E - Refr | Lodging | Refrigeration | NC | 1 | 0.93833 | 0.90372 | 0.87456 | 0.82735 | 0.82156 | 0.82043 | 0.7985 | 0.79589 | 0.78609
| LowHeat NoHeat Doors_Com, E - Refr | Lodging | Refrigeration | RET | 0.1 | 0.097332 | 0.10196 | 0.10084 | 0.10032 | 0.10059 | 0.099455 | 0.10179 | 0.10273 | 0.10052
| Refrigerated Vending Machine_Com, E - Refr | Lodging | Refrigeration | NC | 1 | 0.93833 | 0.90372 | 0.87456 | 0.82735 | 0.82156 | 0.82043 | 0.7985 | 0.79589 | 0.78609
| Refrigerated Vending Machine_Com, E - Refr | Lodging | Refrigeration | REPL | 1 | 0.97332 | 1.0196 | 1.0084 | 1.0032 | 1.0059 | 0.99455 | 1.0179 | 1.0273 | 1.0052
| Walk In Refrigeration_Com, E - Refr | Lodging | Refrigeration | NC | 0.7 | 0.65683 | 0.6326 | 0.61219 | 0.57915 | 0.57509 | 0.5743 | 0.55895 | 0.55712 | 0.55027
| Refrigeration Tune Up_Com, E - Refr | Lodging | Refrigeration | RET | 0.1 | 0.097332 | 0.10196 | 0.10084 | 0.10032 | 0.10059 | 0.099455 | 0.10179 | 0.10273 | 0.10052
| ES Ice Machine_Com, E - Refr | Lodging | Refrigeration | NC | 1 | 0.93833 | 0.90372 | 0.87456 | 0.82735 | 0.82156 | 0.82043 | 0.7985 | 0.79589 | 0.78609
| ES Ice Machine_Com, E - Refr | Lodging | Refrigeration | REPL | 1 | 0.97332 | 1.0196 | 1.0084 | 1.0032 | 1.0059 | 0.99455 | 1.0179 | 1.0273 | 1.0052
| Walk In Cooler Retroft_Com, E - Refr | Lodging | Refrigeration | RET | 0.07 | 0.068132 | 0.071373 | 0.070588 | 0.070224 | 0.070412 | 0.069618 | 0.071252 | 0.071911 | 0.070362
| Door Gasket Replacement_Com, E - Refr | Lodging | Refrigeration | RET | 0.1 | 0.097332 | 0.10196 | 0.10084 | 0.10032 | 0.10059 | 0.099455 | 0.10179 | 0.10273 | 0.10052
| EnergyStar Dehumidifier_Com, E - Appl | Lodging | Appliances | NC | 1 | 0.93833 | 0.90372 | 0.87456 | 0.82735 | 0.82156 | 0.82043 | 0.7985 | 0.79589 | 0.78609
| EnergyStar Dehumidifier_Com, E - Appl | Lodging | Appliances | REPL | 1 | 0.97332 | 1.0196 | 1.0084 | 1.0032 | 1.0059 | 0.99455 | 1.0179 | 1.0273 | 1.0052
| Clothes Washer Elec WH_Com, E - Appl [unit w/ elec dry - Washer] | Lodging | Appliances | NC | 1 | 0.93833 | 0.90372 | 0.87456 | 0.82735 | 0.82156 | 0.82043 | 0.80656 | 0.81205 | 0.81016
| Clothes Washer Elec WH_Com, E - Appl [unit w/ elec dry - Washer] | Lodging | Appliances | REPL | 1 | 0.97332 | 1.0196 | 1.0084 | 1.0032 | 1.0059 | 0.99455 | 1.0179 | 1.0273 | 1.0052
| Clothes Washer Elec WH_Com, E - Appl [unit w/ elec dry - Dryer] | Lodging | Appliances | NC | 1 | 0.93833 | 0.90372 | 0.87456 | 0.82735 | 0.82156 | 0.82043 | 0.80656 | 0.81205 | 0.81016
| Clothes Washer Elec WH_Com, E - Appl [unit w/ elec dry - Dryer] | Lodging | Appliances | REPL | 1 | 0.97332 | 1.0196 | 1.0084 | 1.0032 | 1.0059 | 0.99455 | 1.0179 | 1.0273 | 1.0052
| Clothes Washer Elec WH_Com, E - HWat [unit w/ elec dry - Water Heater] | Lodging | Water Heating | NC | 1 | 0.93833 | 0.90372 | 0.87456 | 0.82735 | 0.82156 | 0.82043 | 0.80656 | 0.81205 | 0.81016
| Clothes Washer Elec WH_Com, E - HWat [unit w/ elec dry - Water Heater] | Lodging | Water Heating | REPL | 1 | 0.97332 | 1.0196 | 1.0084 | 1.0032 | 1.0059 | 0.99455 | 1.0179 | 1.0273 | 1.0052
| Clothes Washer Elec WH_Com, E - Appl [unit w/ gas dry - Washer] | Lodging | Appliances | NC | 1 | 0.93833 | 0.90372 | 0.87456 | 0.82735 | 0.82156 | 0.82043 | 0.80656 | 0.81205 | 0.81016
| Clothes Washer Elec WH_Com, E - Appl [unit w/ gas dry - Washer] | Lodging | Appliances | REPL | 1 | 0.97332 | 1.0196 | 1.0084 | 1.0032 | 1.0059 | 0.99455 | 1.0179 | 1.0273 | 1.0052
| Clothes Washer Elec WH_Com, G - Oth [unit w/ gas dry - Dryer] | Lodging |  | NC | 1 | 0.94759 | 0.91754 | 0.87973 | 0.83964 | 0.81496 | 0.80903 | 0.81578 | 0.82522 | 0.83079
| Clothes Washer Elec WH_Com, G - Oth [unit w/ gas dry - Dryer] | Lodging |  | REPL | 1 | 0.99873 | 0.99896 | 0.99218 | 0.99015 | 0.99059 | 0.99362 | 0.99739 | 1.0032 | 1.0082
| Clothes Washer Elec WH_Com, E - HWat [unit w/ gas dry - Water Heater] | Lodging | Water Heating | NC | 1 | 0.93833 | 0.90372 | 0.87456 | 0.82735 | 0.82156 | 0.82043 | 0.80656 | 0.81205 | 0.81016
| Clothes Washer Elec WH_Com, E - HWat [unit w/ gas dry - Water Heater] | Lodging | Water Heating | REPL | 1 | 0.97332 | 1.0196 | 1.0084 | 1.0032 | 1.0059 | 0.99455 | 1.0179 | 1.0273 | 1.0052
| Clothes Washer Elec WH_Com, E - Appl [unit w/ propane dry - Washer] | Lodging | Appliances | NC | 1 | 0.93833 | 0.90372 | 0.87456 | 0.82735 | 0.82156 | 0.82043 | 0.80656 | 0.81205 | 0.81016
| Clothes Washer Elec WH_Com, E - Appl [unit w/ propane dry - Washer] | Lodging | Appliances | REPL | 1 | 0.97332 | 1.0196 | 1.0084 | 1.0032 | 1.0059 | 0.99455 | 1.0179 | 1.0273 | 1.0052
| Clothes Washer Elec WH_Com, P - Oth [unit w/ propane dry - Dryer] | Lodging |  | NC | 1 | 0.93756 | 0.90356 | 0.86352 | 0.81845 | 0.7872 | 0.77324 | 0.7706 | 0.76883 | 0.76359
| Clothes Washer Elec WH_Com, P - Oth [unit w/ propane dry - Dryer] | Lodging |  | REPL | 1 | 0.98815 | 0.98374 | 0.9739 | 0.96516 | 0.95684 | 0.94967 | 0.94216 | 0.93466 | 0.92665
| Clothes Washer Elec WH_Com, E - HWat [unit w/ propane dry - Water Heater] | Lodging | Water Heating | NC | 1 | 0.93833 | 0.90372 | 0.87456 | 0.82735 | 0.82156 | 0.82043 | 0.80656 | 0.81205 | 0.81016
| Clothes Washer Elec WH_Com, E - HWat [unit w/ propane dry - Water Heater] | Lodging | Water Heating | REPL | 1 | 0.97332 | 1.0196 | 1.0084 | 1.0032 | 1.0059 | 0.99455 | 1.0179 | 1.0273 | 1.0052
| Clothes Washer Gas WH_Com, E - Appl [unit w/ elec dry - Washer] | Lodging | Appliances | NC | 1 | 0.93833 | 0.90372 | 0.87456 | 0.82735 | 0.82156 | 0.82043 | 0.80656 | 0.81205 | 0.81016
| Clothes Washer Gas WH_Com, E - Appl [unit w/ elec dry - Washer] | Lodging | Appliances | REPL | 1 | 0.97332 | 1.0196 | 1.0084 | 1.0032 | 1.0059 | 0.99455 | 1.0179 | 1.0273 | 1.0052
| Clothes Washer Gas WH_Com, E - Appl [unit w/ elec dry - Dryer] | Lodging | Appliances | NC | 1 | 0.93833 | 0.90372 | 0.87456 | 0.82735 | 0.82156 | 0.82043 | 0.80656 | 0.81205 | 0.81016
| Clothes Washer Gas WH_Com, E - Appl [unit w/ elec dry - Dryer] | Lodging | Appliances | REPL | 1 | 0.97332 | 1.0196 | 1.0084 | 1.0032 | 1.0059 | 0.99455 | 1.0179 | 1.0273 | 1.0052
| Clothes Washer Gas WH_Com, G - HWat [unit w/ elec dry - Water Heater] | Lodging |  | NC | 1 | 0.94759 | 0.91754 | 0.87973 | 0.83964 | 0.81496 | 0.80903 | 0.81578 | 0.82522 | 0.83079
| Clothes Washer Gas WH_Com, G - HWat [unit w/ elec dry - Water Heater] | Lodging |  | REPL | 1 | 0.99873 | 0.99896 | 0.99218 | 0.99015 | 0.99059 | 0.99362 | 0.99739 | 1.0032 | 1.0082
| Clothes Washer Gas WH_Com, E - Appl [unit w/ gas dry - Washer] | Lodging | Appliances | NC | 1 | 0.93833 | 0.90372 | 0.87456 | 0.82735 | 0.82156 | 0.82043 | 0.80656 | 0.81205 | 0.81016
| Clothes Washer Gas WH_Com, E - Appl [unit w/ gas dry - Washer] | Lodging | Appliances | REPL | 1 | 0.97332 | 1.0196 | 1.0084 | 1.0032 | 1.0059 | 0.99455 | 1.0179 | 1.0273 | 1.0052
| Clothes Washer Gas WH_Com, G - Oth [unit w/ gas dry - Dryer] | Lodging |  | NC | 1 | 0.94759 | 0.91754 | 0.87973 | 0.83964 | 0.81496 | 0.80903 | 0.81578 | 0.82522 | 0.83079
| Clothes Washer Gas WH_Com, G - Oth [unit w/ gas dry - Dryer] | Lodging |  | REPL | 1 | 0.99873 | 0.99896 | 0.99218 | 0.99015 | 0.99059 | 0.99362 | 0.99739 | 1.0032 | 1.0082
| Clothes Washer Gas WH_Com, G - HWat [unit w/ gas dry - Water Heater] | Lodging |  | NC | 1 | 0.94759 | 0.91754 | 0.87973 | 0.83964 | 0.81496 | 0.80903 | 0.81578 | 0.82522 | 0.83079
| Clothes Washer Gas WH_Com, G - HWat [unit w/ gas dry - Water Heater] | Lodging |  | REPL | 1 | 0.99873 | 0.99896 | 0.99218 | 0.99015 | 0.99059 | 0.99362 | 0.99739 | 1.0032 | 1.0082
| Clothes Washer Gas WH_Com, E - Appl [unit w/ propane dry - Washer] | Lodging | Appliances | NC | 1 | 0.93833 | 0.90372 | 0.87456 | 0.82735 | 0.82156 | 0.82043 | 0.80656 | 0.81205 | 0.81016
| Clothes Washer Gas WH_Com, E - Appl [unit w/ propane dry - Washer] | Lodging | Appliances | REPL | 1 | 0.97332 | 1.0196 | 1.0084 | 1.0032 | 1.0059 | 0.99455 | 1.0179 | 1.0273 | 1.0052
| Clothes Washer Gas WH_Com, P - Oth [unit w/ propane dry - Dryer] | Lodging |  | NC | 1 | 0.93756 | 0.90356 | 0.86352 | 0.81845 | 0.7872 | 0.77324 | 0.7706 | 0.76883 | 0.76359
| Clothes Washer Gas WH_Com, P - Oth [unit w/ propane dry - Dryer] | Lodging |  | REPL | 1 | 0.98815 | 0.98374 | 0.9739 | 0.96516 | 0.95684 | 0.94967 | 0.94216 | 0.93466 | 0.92665
| Clothes Washer Gas WH_Com, G - HWat [unit w/ propane dry - Water Heater] | Lodging |  | NC | 1 | 0.94759 | 0.91754 | 0.87973 | 0.83964 | 0.81496 | 0.80903 | 0.81578 | 0.82522 | 0.83079
| Clothes Washer Gas WH_Com, G - HWat [unit w/ propane dry - Water Heater] | Lodging |  | REPL | 1 | 0.99873 | 0.99896 | 0.99218 | 0.99015 | 0.99059 | 0.99362 | 0.99739 | 1.0032 | 1.0082
| Clothes Washer Oil WH_Com, E - Appl [unit w/ elec dry - Washer] | Lodging | Appliances | NC | 1 | 0.93833 | 0.90372 | 0.87456 | 0.82735 | 0.82156 | 0.82043 | 0.80656 | 0.81205 | 0.81016
| Clothes Washer Oil WH_Com, E - Appl [unit w/ elec dry - Washer] | Lodging | Appliances | REPL | 1 | 0.97332 | 1.0196 | 1.0084 | 1.0032 | 1.0059 | 0.99455 | 1.0179 | 1.0273 | 1.0052
| Clothes Washer Oil WH_Com, E - Appl [unit w/ elec dry - Dryer] | Lodging | Appliances | NC | 1 | 0.93833 | 0.90372 | 0.87456 | 0.82735 | 0.82156 | 0.82043 | 0.80656 | 0.81205 | 0.81016
| Clothes Washer Oil WH_Com, E - Appl [unit w/ elec dry - Dryer] | Lodging | Appliances | REPL | 1 | 0.97332 | 1.0196 | 1.0084 | 1.0032 | 1.0059 | 0.99455 | 1.0179 | 1.0273 | 1.0052
| Clothes Washer Oil WH_Com, O - HWat [unit w/ elec dry - Water Heater] | Lodging |  | NC | 1 | 0.93756 | 0.90356 | 0.86352 | 0.81845 | 0.7872 | 0.77324 | 0.7706 | 0.76883 | 0.76359
| Clothes Washer Oil WH_Com, O - HWat [unit w/ elec dry - Water Heater] | Lodging |  | REPL | 1 | 0.98815 | 0.98374 | 0.9739 | 0.96516 | 0.95684 | 0.94967 | 0.94216 | 0.93466 | 0.92665
| Clothes Washer Oil WH_Com, E - Appl [unit w/ gas dry - Washer] | Lodging | Appliances | NC | 1 | 0.93833 | 0.90372 | 0.87456 | 0.82735 | 0.82156 | 0.82043 | 0.80656 | 0.81205 | 0.81016
| Clothes Washer Oil WH_Com, E - Appl [unit w/ gas dry - Washer] | Lodging | Appliances | REPL | 1 | 0.97332 | 1.0196 | 1.0084 | 1.0032 | 1.0059 | 0.99455 | 1.0179 | 1.0273 | 1.0052
| Clothes Washer Oil WH_Com, G - Oth [unit w/ gas dry - Dryer] | Lodging |  | NC | 1 | 0.94759 | 0.91754 | 0.87973 | 0.83964 | 0.81496 | 0.80903 | 0.81578 | 0.82522 | 0.83079
| Clothes Washer Oil WH_Com, G - Oth [unit w/ gas dry - Dryer] | Lodging |  | REPL | 1 | 0.99873 | 0.99896 | 0.99218 | 0.99015 | 0.99059 | 0.99362 | 0.99739 | 1.0032 | 1.0082
| Clothes Washer Oil WH_Com, O - HWat [unit w/ gas dry - Water Heater] | Lodging |  | NC | 1 | 0.93756 | 0.90356 | 0.86352 | 0.81845 | 0.7872 | 0.77324 | 0.7706 | 0.76883 | 0.76359
| Clothes Washer Oil WH_Com, O - HWat [unit w/ gas dry - Water Heater] | Lodging |  | REPL | 1 | 0.98815 | 0.98374 | 0.9739 | 0.96516 | 0.95684 | 0.94967 | 0.94216 | 0.93466 | 0.92665
| Clothes Washer Oil WH_Com, E - Appl [unit w/ propane dry - Washer] | Lodging | Appliances | NC | 1 | 0.93833 | 0.90372 | 0.87456 | 0.82735 | 0.82156 | 0.82043 | 0.80656 | 0.81205 | 0.81016
| Clothes Washer Oil WH_Com, E - Appl [unit w/ propane dry - Washer] | Lodging | Appliances | REPL | 1 | 0.97332 | 1.0196 | 1.0084 | 1.0032 | 1.0059 | 0.99455 | 1.0179 | 1.0273 | 1.0052
| Clothes Washer Oil WH_Com, P - Oth [unit w/ propane dry - Dryer] | Lodging |  | NC | 1 | 0.93756 | 0.90356 | 0.86352 | 0.81845 | 0.7872 | 0.77324 | 0.7706 | 0.76883 | 0.76359
| Clothes Washer Oil WH_Com, P - Oth [unit w/ propane dry - Dryer] | Lodging |  | REPL | 1 | 0.98815 | 0.98374 | 0.9739 | 0.96516 | 0.95684 | 0.94967 | 0.94216 | 0.93466 | 0.92665
| Clothes Washer Oil WH_Com, O - HWat [unit w/ propane dry - Water Heater] | Lodging |  | NC | 1 | 0.93756 | 0.90356 | 0.86352 | 0.81845 | 0.7872 | 0.77324 | 0.7706 | 0.76883 | 0.76359
| Clothes Washer Oil WH_Com, O - HWat [unit w/ propane dry - Water Heater] | Lodging |  | REPL | 1 | 0.98815 | 0.98374 | 0.9739 | 0.96516 | 0.95684 | 0.94967 | 0.94216 | 0.93466 | 0.92665
| Clothes Washer Propane WH_Com, E - Appl [unit w/ elec dry - Washer] | Lodging | Appliances | NC | 1 | 0.93833 | 0.90372 | 0.87456 | 0.82735 | 0.82156 | 0.82043 | 0.80656 | 0.81205 | 0.81016
| Clothes Washer Propane WH_Com, E - Appl [unit w/ elec dry - Washer] | Lodging | Appliances | REPL | 1 | 0.97332 | 1.0196 | 1.0084 | 1.0032 | 1.0059 | 0.99455 | 1.0179 | 1.0273 | 1.0052
| Clothes Washer Propane WH_Com, E - Appl [unit w/ elec dry - Dryer] | Lodging | Appliances | NC | 1 | 0.93833 | 0.90372 | 0.87456 | 0.82735 | 0.82156 | 0.82043 | 0.80656 | 0.81205 | 0.81016
| Clothes Washer Propane WH_Com, E - Appl [unit w/ elec dry - Dryer] | Lodging | Appliances | REPL | 1 | 0.97332 | 1.0196 | 1.0084 | 1.0032 | 1.0059 | 0.99455 | 1.0179 | 1.0273 | 1.0052
| Clothes Washer Propane WH_Com, P - HWat [unit w/ elec dry - Water Heater] | Lodging |  | NC | 1 | 0.93756 | 0.90356 | 0.86352 | 0.81845 | 0.7872 | 0.77324 | 0.7706 | 0.76883 | 0.76359
| Clothes Washer Propane WH_Com, P - HWat [unit w/ elec dry - Water Heater] | Lodging |  | REPL | 1 | 0.98815 | 0.98374 | 0.9739 | 0.96516 | 0.95684 | 0.94967 | 0.94216 | 0.93466 | 0.92665
| Clothes Washer Propane WH_Com, E - Appl [unit w/ gas dry - Washer] | Lodging | Appliances | NC | 1 | 0.93833 | 0.90372 | 0.87456 | 0.82735 | 0.82156 | 0.82043 | 0.80656 | 0.81205 | 0.81016
| Clothes Washer Propane WH_Com, E - Appl [unit w/ gas dry - Washer] | Lodging | Appliances | REPL | 1 | 0.97332 | 1.0196 | 1.0084 | 1.0032 | 1.0059 | 0.99455 | 1.0179 | 1.0273 | 1.0052
| Clothes Washer Propane WH_Com, G - Oth [unit w/ gas dry - Dryer] | Lodging |  | NC | 1 | 0.94759 | 0.91754 | 0.87973 | 0.83964 | 0.81496 | 0.80903 | 0.81578 | 0.82522 | 0.83079
| Clothes Washer Propane WH_Com, G - Oth [unit w/ gas dry - Dryer] | Lodging |  | REPL | 1 | 0.99873 | 0.99896 | 0.99218 | 0.99015 | 0.99059 | 0.99362 | 0.99739 | 1.0032 | 1.0082
| Clothes Washer Propane WH_Com, P - HWat [unit w/ gas dry - Water Heater] | Lodging |  | NC | 1 | 0.93756 | 0.90356 | 0.86352 | 0.81845 | 0.7872 | 0.77324 | 0.7706 | 0.76883 | 0.76359
| Clothes Washer Propane WH_Com, P - HWat [unit w/ gas dry - Water Heater] | Lodging |  | REPL | 1 | 0.98815 | 0.98374 | 0.9739 | 0.96516 | 0.95684 | 0.94967 | 0.94216 | 0.93466 | 0.92665
| Clothes Washer Propane WH_Com, E - Appl [unit w/ propane dry - Washer] | Lodging | Appliances | NC | 1 | 0.93833 | 0.90372 | 0.87456 | 0.82735 | 0.82156 | 0.82043 | 0.80656 | 0.81205 | 0.81016
| Clothes Washer Propane WH_Com, E - Appl [unit w/ propane dry - Washer] | Lodging | Appliances | REPL | 1 | 0.97332 | 1.0196 | 1.0084 | 1.0032 | 1.0059 | 0.99455 | 1.0179 | 1.0273 | 1.0052
| Clothes Washer Propane WH_Com, P - Oth [unit w/ propane dry - Dryer] | Lodging |  | NC | 1 | 0.93756 | 0.90356 | 0.86352 | 0.81845 | 0.7872 | 0.77324 | 0.7706 | 0.76883 | 0.76359
| Clothes Washer Propane WH_Com, P - Oth [unit w/ propane dry - Dryer] | Lodging |  | REPL | 1 | 0.98815 | 0.98374 | 0.9739 | 0.96516 | 0.95684 | 0.94967 | 0.94216 | 0.93466 | 0.92665
| Clothes Washer Propane WH_Com, P - HWat [unit w/ propane dry - Water Heater] | Lodging |  | NC | 1 | 0.93756 | 0.90356 | 0.86352 | 0.81845 | 0.7872 | 0.77324 | 0.7706 | 0.76883 | 0.76359
| Clothes Washer Propane WH_Com, P - HWat [unit w/ propane dry - Water Heater] | Lodging |  | REPL | 1 | 0.98815 | 0.98374 | 0.9739 | 0.96516 | 0.95684 | 0.94967 | 0.94216 | 0.93466 | 0.92665
| Ozone Laundry_Com, E - HWat | Lodging | Water Heating | RET | 0.1 | 0.097332 | 0.10196 | 0.10084 | 0.10032 | 0.10059 | 0.099455 | 0.10179 | 0.10273 | 0.10052
| Ozone Laundry_Com, G - HWat | Lodging |  | RET | 0.1 | 0.099873 | 0.099896 | 0.099218 | 0.099015 | 0.099059 | 0.099362 | 0.099739 | 0.10032 | 0.10082
| Ozone Laundry_Com, O - HWat | Lodging |  | RET | 0.1 | 0.098815 | 0.098374 | 0.09739 | 0.096516 | 0.095684 | 0.094967 | 0.094216 | 0.093466 | 0.092665
| Ozone Laundry_Com, P - HWat | Lodging |  | RET | 0.1 | 0.098815 | 0.098374 | 0.09739 | 0.096516 | 0.095684 | 0.094967 | 0.094216 | 0.093466 | 0.092665
| Dishwasher_Com, E - Appl [Building w elec WH] | Lodging | Appliances | NC | 1 | 0.93833 | 0.90372 | 0.87456 | 0.82735 | 0.82156 | 0.82043 | 0.7985 | 0.79589 | 0.78609
| Dishwasher_Com, E - Appl [Building w elec WH] | Lodging | Appliances | REPL | 1 | 0.97332 | 1.0196 | 1.0084 | 1.0032 | 1.0059 | 0.99455 | 1.0179 | 1.0273 | 1.0052
| Dishwasher_Com, E - HWat [Building w elec WH] | Lodging | Water Heating | NC | 1 | 0.93833 | 0.90372 | 0.87456 | 0.82735 | 0.82156 | 0.82043 | 0.7985 | 0.79589 | 0.78609
| Dishwasher_Com, E - HWat [Building w elec WH] | Lodging | Water Heating | REPL | 1 | 0.97332 | 1.0196 | 1.0084 | 1.0032 | 1.0059 | 0.99455 | 1.0179 | 1.0273 | 1.0052
| Dishwasher_Com, E - Appl [Building w gas WH] | Lodging | Appliances | NC | 1 | 0.93833 | 0.90372 | 0.87456 | 0.82735 | 0.82156 | 0.82043 | 0.7985 | 0.79589 | 0.78609
| Dishwasher_Com, E - Appl [Building w gas WH] | Lodging | Appliances | REPL | 1 | 0.97332 | 1.0196 | 1.0084 | 1.0032 | 1.0059 | 0.99455 | 1.0179 | 1.0273 | 1.0052
| Dishwasher_Com, G - HWat [Building w gas WH] | Lodging |  | NC | 1 | 0.94759 | 0.91754 | 0.87973 | 0.83964 | 0.81496 | 0.80903 | 0.80762 | 0.8088 | 0.80611
| Dishwasher_Com, G - HWat [Building w gas WH] | Lodging |  | REPL | 1 | 0.99873 | 0.99896 | 0.99218 | 0.99015 | 0.99059 | 0.99362 | 0.99739 | 1.0032 | 1.0082
| Dishwasher_Com, E - Appl [Building w oil WH] | Lodging | Appliances | NC | 1 | 0.93833 | 0.90372 | 0.87456 | 0.82735 | 0.82156 | 0.82043 | 0.7985 | 0.79589 | 0.78609
| Dishwasher_Com, E - Appl [Building w oil WH] | Lodging | Appliances | REPL | 1 | 0.97332 | 1.0196 | 1.0084 | 1.0032 | 1.0059 | 0.99455 | 1.0179 | 1.0273 | 1.0052
| Dishwasher_Com, O - HWat [Building w oil WH] | Lodging |  | NC | 1 | 0.93756 | 0.90356 | 0.86352 | 0.81845 | 0.7872 | 0.77324 | 0.7629 | 0.75353 | 0.74091
| Dishwasher_Com, O - HWat [Building w oil WH] | Lodging |  | REPL | 1 | 0.98815 | 0.98374 | 0.9739 | 0.96516 | 0.95684 | 0.94967 | 0.94216 | 0.93466 | 0.92665
| Dishwasher_Com, E - Appl [Building w propane WH] | Lodging | Appliances | NC | 1 | 0.93833 | 0.90372 | 0.87456 | 0.82735 | 0.82156 | 0.82043 | 0.7985 | 0.79589 | 0.78609
| Dishwasher_Com, E - Appl [Building w propane WH] | Lodging | Appliances | REPL | 1 | 0.97332 | 1.0196 | 1.0084 | 1.0032 | 1.0059 | 0.99455 | 1.0179 | 1.0273 | 1.0052
| Dishwasher_Com, P - HWat [Building w propane WH] | Lodging |  | NC | 1 | 0.93756 | 0.90356 | 0.86352 | 0.81845 | 0.7872 | 0.77324 | 0.7629 | 0.75353 | 0.74091
| Dishwasher_Com, P - HWat [Building w propane WH] | Lodging |  | REPL | 1 | 0.98815 | 0.98374 | 0.9739 | 0.96516 | 0.95684 | 0.94967 | 0.94216 | 0.93466 | 0.92665
| Faucet Aerator_Com, E - HWat | Lodging | Water Heating | RET | 0.1 | 0.097332 | 0.10196 | 0.10084 | 0.10032 | 0.10059 | 0.099455 | 0.10179 | 0.10273 | 0.10052
| Faucet Aerator_Com, G - HWat | Lodging |  | RET | 0.1 | 0.099873 | 0.099896 | 0.099218 | 0.099015 | 0.099059 | 0.099362 | 0.099739 | 0.10032 | 0.10082
| Faucet Aerator_Com, O - HWat | Lodging |  | RET | 0.1 | 0.098815 | 0.098374 | 0.09739 | 0.096516 | 0.095684 | 0.094967 | 0.094216 | 0.093466 | 0.092665
| Faucet Aerator_Com, P - HWat | Lodging |  | RET | 0.1 | 0.098815 | 0.098374 | 0.09739 | 0.096516 | 0.095684 | 0.094967 | 0.094216 | 0.093466 | 0.092665
| Pre Rinse Sprayers_Com, E - HWat | Lodging | Water Heating | RET | 0.1 | 0.097332 | 0.10196 | 0.10084 | 0.10032 | 0.10059 | 0.099455 | 0.10179 | 0.10273 | 0.10052
| Pre Rinse Sprayers_Com, G - HWat | Lodging |  | RET | 0.1 | 0.099873 | 0.099896 | 0.099218 | 0.099015 | 0.099059 | 0.099362 | 0.099739 | 0.10032 | 0.10082
| Pre Rinse Sprayers_Com, O - HWat | Lodging |  | RET | 0.1 | 0.098815 | 0.098374 | 0.09739 | 0.096516 | 0.095684 | 0.094967 | 0.094216 | 0.093466 | 0.092665
| Pre Rinse Sprayers_Com, P - HWat | Lodging |  | RET | 0.1 | 0.098815 | 0.098374 | 0.09739 | 0.096516 | 0.095684 | 0.094967 | 0.094216 | 0.093466 | 0.092665
| Heat Pump Water Heater_Com, E - HWat | Lodging | Water Heating | NC | 0.9 | 0.8445 | 0.81335 | 0.7871 | 0.74462 | 0.73941 | 0.73839 | 0.71865 | 0.7163 | 0.70748
| Heat Pump Water Heater_Com, E - HWat | Lodging | Water Heating | RET | 0.09 | 0.079102 | 0.074826 | 0.066825 | 0.060032 | 0.055259 | 0.050231 | 0.04734 | 0.044068 | 0.039841
| Heat Pump Water Heater_Com, E - HWat | Lodging | Water Heating | REPL | 0.9 | 0.70079 | 0.64235 | 0.54454 | 0.45144 | 0.37117 | 0.28643 | 0.2107 | 0.12944 | 0.045233
| FF Storage Water Heater_Com, G - HWat | Lodging |  | NC | 1 | 0.94759 | 0.91754 | 0.87973 | 0.83964 | 0.81496 | 0.80903 | 0.80762 | 0.8088 | 0.80611
| FF Storage Water Heater_Com, G - HWat | Lodging |  | RET | 0.1 | 0.093051 | 0.086716 | 0.080245 | 0.074611 | 0.069546 | 0.064994 | 0.06781 | 0.070615 | 0.07322
| FF Storage Water Heater_Com, G - HWat | Lodging |  | REPL | 1 | 0.79898 | 0.69928 | 0.59531 | 0.49508 | 0.39624 | 0.29809 | 0.26974 | 0.24166 | 0.21306
| FF Storage Water Heater_Com, O - HWat | Lodging |  | NC | 1 | 0.93756 | 0.90356 | 0.86352 | 0.81845 | 0.7872 | 0.77324 | 0.7629 | 0.75353 | 0.74091
| FF Storage Water Heater_Com, O - HWat | Lodging |  | RET | 0.1 | 0.092066 | 0.085395 | 0.078766 | 0.072728 | 0.067176 | 0.062119 | 0.064055 | 0.065789 | 0.067297
| FF Storage Water Heater_Com, O - HWat | Lodging |  | REPL | 1 | 0.79052 | 0.68862 | 0.58434 | 0.48258 | 0.38274 | 0.2849 | 0.2548 | 0.22514 | 0.19582
| FF Storage Water Heater_Com, P - HWat | Lodging |  | NC | 1 | 0.93756 | 0.90356 | 0.86352 | 0.81845 | 0.7872 | 0.77324 | 0.7629 | 0.75353 | 0.74091
| FF Storage Water Heater_Com, P - HWat | Lodging |  | RET | 0.1 | 0.092066 | 0.085395 | 0.078766 | 0.072728 | 0.067176 | 0.062119 | 0.064055 | 0.065789 | 0.067297
| FF Storage Water Heater_Com, P - HWat | Lodging |  | REPL | 1 | 0.79052 | 0.68862 | 0.58434 | 0.48258 | 0.38274 | 0.2849 | 0.2548 | 0.22514 | 0.19582
| FF Instantaneous Water Heater_Com, G - HWat | Lodging |  | NC | 1 | 0.94759 | 0.91754 | 0.87973 | 0.83964 | 0.81496 | 0.80903 | 0.80762 | 0.8088 | 0.80611
| FF Instantaneous Water Heater_Com, G - HWat | Lodging |  | RET | 0.1 | 0.093051 | 0.086716 | 0.080245 | 0.074611 | 0.069546 | 0.064994 | 0.060785 | 0.056964 | 0.053336
| FF Instantaneous Water Heater_Com, G - HWat | Lodging |  | REPL | 1 | 0.79898 | 0.69928 | 0.59531 | 0.49508 | 0.39624 | 0.29809 | 0.19948 | 0.10032 | 1.3992e-16
| FF Instantaneous Water Heater_Com, O - HWat | Lodging |  | NC | 1 | 0.93756 | 0.90356 | 0.86352 | 0.81845 | 0.7872 | 0.77324 | 0.7629 | 0.75353 | 0.74091
| FF Instantaneous Water Heater_Com, O - HWat | Lodging |  | RET | 0.1 | 0.092066 | 0.085395 | 0.078766 | 0.072728 | 0.067176 | 0.062119 | 0.057418 | 0.053071 | 0.049022
| FF Instantaneous Water Heater_Com, O - HWat | Lodging |  | REPL | 1 | 0.79052 | 0.68862 | 0.58434 | 0.48258 | 0.38274 | 0.2849 | 0.18843 | 0.093466 | 1.286e-16
| FF Instantaneous Water Heater_Com, P - HWat | Lodging |  | NC | 1 | 0.93756 | 0.90356 | 0.86352 | 0.81845 | 0.7872 | 0.77324 | 0.7629 | 0.75353 | 0.74091
| FF Instantaneous Water Heater_Com, P - HWat | Lodging |  | RET | 0.1 | 0.092066 | 0.085395 | 0.078766 | 0.072728 | 0.067176 | 0.062119 | 0.057418 | 0.053071 | 0.049022
| FF Instantaneous Water Heater_Com, P - HWat | Lodging |  | REPL | 1 | 0.79052 | 0.68862 | 0.58434 | 0.48258 | 0.38274 | 0.2849 | 0.18843 | 0.093466 | 1.286e-16
| Clothes Dryer_Com, E - Appl | Lodging | Appliances | NC | 1 | 0.93833 | 0.90372 | 0.87456 | 0.82735 | 0.82156 | 0.82043 | 0.7985 | 0.79589 | 0.78609
| Clothes Dryer_Com, E - Appl | Lodging | Appliances | RET | 0.1 | 0.08807 | 0.08348 | 0.074706 | 0.067249 | 0.061013 | 0.054585 | 0.051725 | 0.048421 | 0.044029
| Clothes Dryer_Com, E - Appl | Lodging | Appliances | REPL | 1 | 0.77865 | 0.71373 | 0.60504 | 0.5016 | 0.40235 | 0.29836 | 0.21532 | 0.12643 | 0.03479
| Clothes Dryer_Com, G - Oth | Lodging |  | NC | 1 | 0.94759 | 0.91754 | 0.87973 | 0.83964 | 0.81496 | 0.80903 | 0.80762 | 0.8088 | 0.80611
| Clothes Dryer_Com, G - Oth | Lodging |  | RET | 0.1 | 0.090369 | 0.08179 | 0.073504 | 0.066374 | 0.060085 | 0.054534 | 0.050683 | 0.047286 | 0.044161
| Clothes Dryer_Com, G - Oth | Lodging |  | REPL | 1 | 0.79898 | 0.69928 | 0.59531 | 0.49508 | 0.39624 | 0.29809 | 0.21099 | 0.12347 | 0.034894
| Clothes Dryer_Com, P - Oth | Lodging |  | NC | 1 | 0.93756 | 0.90356 | 0.86352 | 0.81845 | 0.7872 | 0.77324 | 0.7629 | 0.75353 | 0.74091
| Clothes Dryer_Com, P - Oth | Lodging |  | RET | 0.1 | 0.089412 | 0.080543 | 0.07215 | 0.064699 | 0.058038 | 0.052122 | 0.047876 | 0.044054 | 0.040589
| Clothes Dryer_Com, P - Oth | Lodging |  | REPL | 1 | 0.79052 | 0.68862 | 0.58434 | 0.48258 | 0.38274 | 0.2849 | 0.1993 | 0.11503 | 0.032072
| Pnemautic to DDC_Com, E - TotE [Building w Elec Heat] | Lodging | Total Electric | RET | 0.1 | 0.097332 | 0.10196 | 0.10084 | 0.10032 | 0.10059 | 0.099455 | 0.10179 | 0.10273 | 0.10052
| Pnemautic to DDC_Com, E - TotE [Building w Gas Heat] | Lodging | Total Electric | RET | 0.1 | 0.097332 | 0.10196 | 0.10084 | 0.10032 | 0.10059 | 0.099455 | 0.10179 | 0.10273 | 0.10052
| Pnemautic to DDC_Com, G - TotF [Building w Gas Heat] | Lodging |  | RET | 0.1 | 0.099873 | 0.099896 | 0.099218 | 0.099015 | 0.099059 | 0.099362 | 0.099739 | 0.10032 | 0.10082
| Pnemautic to DDC_Com, E - TotE [Building w Oil Heat] | Lodging | Total Electric | RET | 0.1 | 0.097332 | 0.10196 | 0.10084 | 0.10032 | 0.10059 | 0.099455 | 0.10179 | 0.10273 | 0.10052
| Pnemautic to DDC_Com, O - TotF [Building w Oil Heat] | Lodging |  | RET | 0.1 | 0.098815 | 0.098374 | 0.09739 | 0.096516 | 0.095684 | 0.094967 | 0.094216 | 0.093466 | 0.092665
| Pnemautic to DDC_Com, E - TotE [Building w Propane Heat] | Lodging | Total Electric | RET | 0.1 | 0.097332 | 0.10196 | 0.10084 | 0.10032 | 0.10059 | 0.099455 | 0.10179 | 0.10273 | 0.10052
| Pnemautic to DDC_Com, P - TotF [Building w Propane Heat] | Lodging |  | RET | 0.1 | 0.098815 | 0.098374 | 0.09739 | 0.096516 | 0.095684 | 0.094967 | 0.094216 | 0.093466 | 0.092665
| RCx_Com, E - TotE [Building w Elec Heat] | Lodging | Total Electric | RET | 0.05 | 0.048666 | 0.05098 | 0.05042 | 0.05016 | 0.050294 | 0.049727 | 0.050895 | 0.051365 | 0.050259
| RCx_Com, E - TotE [Building w Gas Heat] | Lodging | Total Electric | RET | 0.05 | 0.048666 | 0.05098 | 0.05042 | 0.05016 | 0.050294 | 0.049727 | 0.050895 | 0.051365 | 0.050259
| RCx_Com, G - TotF [Building w Gas Heat] | Lodging |  | RET | 0.05 | 0.049936 | 0.049948 | 0.049609 | 0.049508 | 0.04953 | 0.049681 | 0.04987 | 0.050161 | 0.05041
| RCx_Com, E - TotE [Building w Oil Heat] | Lodging | Total Electric | RET | 0.05 | 0.048666 | 0.05098 | 0.05042 | 0.05016 | 0.050294 | 0.049727 | 0.050895 | 0.051365 | 0.050259
| RCx_Com, O - TotF [Building w Oil Heat] | Lodging |  | RET | 0.05 | 0.049408 | 0.049187 | 0.048695 | 0.048258 | 0.047842 | 0.047483 | 0.047108 | 0.046733 | 0.046332
| RCx_Com, E - TotE [Building w Propane Heat] | Lodging | Total Electric | RET | 0.05 | 0.048666 | 0.05098 | 0.05042 | 0.05016 | 0.050294 | 0.049727 | 0.050895 | 0.051365 | 0.050259
| RCx_Com, P - TotF [Building w Propane Heat] | Lodging |  | RET | 0.05 | 0.049408 | 0.049187 | 0.048695 | 0.048258 | 0.047842 | 0.047483 | 0.047108 | 0.046733 | 0.046332
| Commissioning_Com, E - TotE [Building w Elec Heat] | Lodging | Total Electric | NC | 0 | 0 | 0 | 0 | 0 | 0 | 0 | 0 | 0 | 0
| Commissioning_Com, E - TotE [Building w Gas Heat] | Lodging | Total Electric | NC | 0 | 0 | 0 | 0 | 0 | 0 | 0 | 0 | 0 | 0
| Commissioning_Com, G - TotF [Building w Gas Heat] | Lodging |  | NC | 0 | 0 | 0 | 0 | 0 | 0 | 0 | 0 | 0 | 0
| Commissioning_Com, E - TotE [Building w Oil Heat] | Lodging | Total Electric | NC | 0 | 0 | 0 | 0 | 0 | 0 | 0 | 0 | 0 | 0
| Commissioning_Com, O - TotF [Building w Oil Heat] | Lodging |  | NC | 0 | 0 | 0 | 0 | 0 | 0 | 0 | 0 | 0 | 0
| Commissioning_Com, E - TotE [Building w Propane Heat] | Lodging | Total Electric | NC | 0 | 0 | 0 | 0 | 0 | 0 | 0 | 0 | 0 | 0
| Commissioning_Com, P - TotF [Building w Propane Heat] | Lodging |  | NC | 0 | 0 | 0 | 0 | 0 | 0 | 0 | 0 | 0 | 0
| Integrated Building Design_Com, E - TotE [Building w Elec Heat] | Lodging | Total Electric | NC | 0.1 | 0.093833 | 0.090372 | 0.087456 | 0.082735 | 0.082156 | 0.082043 | 0.07985 | 0.079589 | 0.078609
| Integrated Building Design_Com, E - TotE [Building w Gas Heat] | Lodging | Total Electric | NC | 0.1 | 0.093833 | 0.090372 | 0.087456 | 0.082735 | 0.082156 | 0.082043 | 0.07985 | 0.079589 | 0.078609
| Integrated Building Design_Com, G - TotF [Building w Gas Heat] | Lodging |  | NC | 0.1 | 0.094759 | 0.091754 | 0.087973 | 0.083964 | 0.081496 | 0.080903 | 0.080762 | 0.08088 | 0.080611
| Integrated Building Design_Com, E - TotE [Building w Oil Heat] | Lodging | Total Electric | NC | 0.1 | 0.093833 | 0.090372 | 0.087456 | 0.082735 | 0.082156 | 0.082043 | 0.07985 | 0.079589 | 0.078609
| Integrated Building Design_Com, O - TotF [Building w Oil Heat] | Lodging |  | NC | 0.1 | 0.093756 | 0.090356 | 0.086352 | 0.081845 | 0.07872 | 0.077324 | 0.07629 | 0.075353 | 0.074091
| Integrated Building Design_Com, E - TotE [Building w Propane Heat] | Lodging | Total Electric | NC | 0.1 | 0.093833 | 0.090372 | 0.087456 | 0.082735 | 0.082156 | 0.082043 | 0.07985 | 0.079589 | 0.078609
| Integrated Building Design_Com, P - TotF [Building w Propane Heat] | Lodging |  | NC | 0.1 | 0.093756 | 0.090356 | 0.086352 | 0.081845 | 0.07872 | 0.077324 | 0.07629 | 0.075353 | 0.074091
| Deep Energy Retrofit_Com, E - TotE [Building w Elec Heat] | Lodging | Total Electric | RET | 0.01 | 0.0097332 | 0.010196 | 0.010084 | 0.010032 | 0.010059 | 0.0099455 | 0.010179 | 0.010273 | 0.010052
| Deep Energy Retrofit_Com, E - TotE [Building w Gas Heat] | Lodging | Total Electric | RET | 0.01 | 0.0097332 | 0.010196 | 0.010084 | 0.010032 | 0.010059 | 0.0099455 | 0.010179 | 0.010273 | 0.010052
| Deep Energy Retrofit_Com, G - TotF [Building w Gas Heat] | Lodging |  | RET | 0.01 | 0.0099873 | 0.0099896 | 0.0099218 | 0.0099015 | 0.0099059 | 0.0099362 | 0.0099739 | 0.010032 | 0.010082
| Deep Energy Retrofit_Com, E - TotE [Building w Oil Heat] | Lodging | Total Electric | RET | 0.01 | 0.0097332 | 0.010196 | 0.010084 | 0.010032 | 0.010059 | 0.0099455 | 0.010179 | 0.010273 | 0.010052
| Deep Energy Retrofit_Com, O - TotF [Building w Oil Heat] | Lodging |  | RET | 0.01 | 0.0098815 | 0.0098374 | 0.009739 | 0.0096516 | 0.0095684 | 0.0094967 | 0.0094216 | 0.0093466 | 0.0092665
| Deep Energy Retrofit_Com, E - TotE [Building w Propane Heat] | Lodging | Total Electric | RET | 0.01 | 0.0097332 | 0.010196 | 0.010084 | 0.010032 | 0.010059 | 0.0099455 | 0.010179 | 0.010273 | 0.010052
| Deep Energy Retrofit_Com, P - TotF [Building w Propane Heat] | Lodging |  | RET | 0.01 | 0.0098815 | 0.0098374 | 0.009739 | 0.0096516 | 0.0095684 | 0.0094967 | 0.0094216 | 0.0093466 | 0.0092665
| EMS_Com, E - TotE [Building w Elec Heat] | Lodging | Total Electric | NC | 0.35 | 0.32842 | 0.3163 | 0.3061 | 0.28957 | 0.28755 | 0.28715 | 0.27947 | 0.27856 | 0.27513
| EMS_Com, E - TotE [Building w Elec Heat] | Lodging | Total Electric | RET | 0.035 | 0.034066 | 0.035686 | 0.035294 | 0.035112 | 0.035206 | 0.034809 | 0.035626 | 0.035956 | 0.035181
| EMS_Com, E - TotE [Building w Gas Heat] | Lodging | Total Electric | NC | 0.35 | 0.32842 | 0.3163 | 0.3061 | 0.28957 | 0.28755 | 0.28715 | 0.27947 | 0.27856 | 0.27513
| EMS_Com, E - TotE [Building w Gas Heat] | Lodging | Total Electric | RET | 0.035 | 0.034066 | 0.035686 | 0.035294 | 0.035112 | 0.035206 | 0.034809 | 0.035626 | 0.035956 | 0.035181
| EMS_Com, G - TotF [Building w Gas Heat] | Lodging |  | NC | 0.35 | 0.33166 | 0.32114 | 0.3079 | 0.29387 | 0.28524 | 0.28316 | 0.28267 | 0.28308 | 0.28214
| EMS_Com, G - TotF [Building w Gas Heat] | Lodging |  | RET | 0.035 | 0.034955 | 0.034964 | 0.034726 | 0.034655 | 0.034671 | 0.034777 | 0.034909 | 0.035113 | 0.035287
| EMS_Com, E - TotE [Building w Oil Heat] | Lodging | Total Electric | NC | 0.35 | 0.32842 | 0.3163 | 0.3061 | 0.28957 | 0.28755 | 0.28715 | 0.27947 | 0.27856 | 0.27513
| EMS_Com, E - TotE [Building w Oil Heat] | Lodging | Total Electric | RET | 0.035 | 0.034066 | 0.035686 | 0.035294 | 0.035112 | 0.035206 | 0.034809 | 0.035626 | 0.035956 | 0.035181
| EMS_Com, O - TotF [Building w Oil Heat] | Lodging |  | NC | 0.35 | 0.32815 | 0.31625 | 0.30223 | 0.28646 | 0.27552 | 0.27063 | 0.26701 | 0.26373 | 0.25932
| EMS_Com, O - TotF [Building w Oil Heat] | Lodging |  | RET | 0.035 | 0.034585 | 0.034431 | 0.034086 | 0.033781 | 0.033489 | 0.033238 | 0.032976 | 0.032713 | 0.032433
| EMS_Com, E - TotE [Building w Propane Heat] | Lodging | Total Electric | NC | 0.35 | 0.32842 | 0.3163 | 0.3061 | 0.28957 | 0.28755 | 0.28715 | 0.27947 | 0.27856 | 0.27513
| EMS_Com, E - TotE [Building w Propane Heat] | Lodging | Total Electric | RET | 0.035 | 0.034066 | 0.035686 | 0.035294 | 0.035112 | 0.035206 | 0.034809 | 0.035626 | 0.035956 | 0.035181
| EMS_Com, P - TotF [Building w Propane Heat] | Lodging |  | NC | 0.35 | 0.32815 | 0.31625 | 0.30223 | 0.28646 | 0.27552 | 0.27063 | 0.26701 | 0.26373 | 0.25932
| EMS_Com, P - TotF [Building w Propane Heat] | Lodging |  | RET | 0.035 | 0.034585 | 0.034431 | 0.034086 | 0.033781 | 0.033489 | 0.033238 | 0.032976 | 0.032713 | 0.032433
| VFDs on HVAC Pumps_Com, E - Oth | Lodging | Other | RET | 0.1 | 0.097332 | 0.10196 | 0.10084 | 0.10032 | 0.10059 | 0.099455 | 0.10179 | 0.10273 | 0.10052
| ECM Circulators_Com, E - Oth | Lodging | Other | RET | 0.1 | 0.097332 | 0.10196 | 0.10084 | 0.10032 | 0.10059 | 0.099455 | 0.10179 | 0.10273 | 0.10052
| Motors_Com, E - Oth | Lodging | Other | NC | 1 | 0.93833 | 0.90372 | 0.87456 | 0.82735 | 0.82156 | 0.82043 | 0.7985 | 0.79589 | 0.78609
| Motors_Com, E - Oth | Lodging | Other | RET | 0.1 | 0.087696 | 0.082772 | 0.073758 | 0.066113 | 0.059727 | 0.053208 | 0.049292 | 0.045051 | 0.03994
| Motors_Com, E - Oth | Lodging | Other | REPL | 1 | 0.77865 | 0.71373 | 0.60504 | 0.5016 | 0.40235 | 0.29836 | 0.20584 | 0.1073 | 0.0067012
| Ext Area Ltg_Com, E - ExtL | Lodging | Exterior Lighting | NC | 0.5 | 0.46917 | 0.45186 | 0.43728 | 0.41368 | 0.41078 | 0.41022 | 0.39925 | 0.39795 | 0.39305
| Ext Area Ltg_Com, E - ExtL | Lodging | Exterior Lighting | RET | 0.05 | 0.046233 | 0.04601 | 0.043229 | 0.040856 | 0.046537 | 0.049727 | 0.050895 | 0.051365 | 0.050259
| Ext Area Ltg_Com, E - ExtL | Lodging | Exterior Lighting | REPL | 0.5 | 0.38933 | 0.35686 | 0.30252 | 0.2508 | 0.27738 | 0.29987 | 0.33313 | 0.36267 | 0.38075
| Street Ltg_Com, E - ExtL | Lodging | Exterior Lighting | NC | 1 | 0.93833 | 0.90372 | 0.87456 | 0.82735 | 0.82156 | 0.82043 | 0.7985 | 0.79589 | 0.78609
| Street Ltg_Com, E - ExtL | Lodging | Exterior Lighting | RET | 0.1 | 0.092465 | 0.09202 | 0.086458 | 0.081711 | 0.093074 | 0.099455 | 0.10179 | 0.10273 | 0.10052
| Street Ltg_Com, E - ExtL | Lodging | Exterior Lighting | REPL | 1 | 0.77865 | 0.71373 | 0.60504 | 0.5016 | 0.55476 | 0.59974 | 0.66626 | 0.72534 | 0.7615
| Ext Ltg Ctrls_Com, E - ExtL | Lodging | Exterior Lighting | RET | 0.1 | 0.097332 | 0.10196 | 0.10084 | 0.10032 | 0.10059 | 0.099455 | 0.10179 | 0.10273 | 0.10052
| Ext Ltg Dsgn_Com, E - ExtL | Lodging | Exterior Lighting | NC | 0.1 | 0.093833 | 0.090372 | 0.087456 | 0.082735 | 0.082156 | 0.082043 | 0.07985 | 0.079589 | 0.078609
| Ext Ltg Dsgn_Com, E - ExtL | Lodging | Exterior Lighting | REPL | 0.1 | 0.097332 | 0.10196 | 0.10084 | 0.10032 | 0.10059 | 0.099455 | 0.10179 | 0.10273 | 0.10052
| Int Ltg Ctrls_Com, E - IntL [No Heat] | Lodging | Interior Lighting | RET | 0.1 | 0.097332 | 0.10196 | 0.10084 | 0.10032 | 0.10059 | 0.099455 | 0.10179 | 0.10273 | 0.10052
| Int Ltg Ctrls_Com, E - IntL [Electric Heat] | Lodging | Interior Lighting | RET | 0.1 | 0.097332 | 0.10196 | 0.10084 | 0.10032 | 0.10059 | 0.099455 | 0.10179 | 0.10273 | 0.10052
| Int Ltg Ctrls_Com, E/G - IntL | Lodging | Interior Lighting | RET | 0.1 | 0.097332 | 0.10196 | 0.10084 | 0.10032 | 0.10059 | 0.099455 | 0.10179 | 0.10273 | 0.10052
| Int Ltg Ctrls_Com, E/O - IntL | Lodging | Interior Lighting | RET | 0.1 | 0.097332 | 0.10196 | 0.10084 | 0.10032 | 0.10059 | 0.099455 | 0.10179 | 0.10273 | 0.10052
| Int Ltg Ctrls_Com, E/P - IntL | Lodging | Interior Lighting | RET | 0.1 | 0.097332 | 0.10196 | 0.10084 | 0.10032 | 0.10059 | 0.099455 | 0.10179 | 0.10273 | 0.10052
| Exit Sign RetFit_Com, E - IntL [No Heat] | Lodging | Interior Lighting | RET | 0.1 | 0.097332 | 0.10196 | 0.10084 | 0.10032 | 0.10059 | 0.099455 | 0.10179 | 0.10273 | 0.10052
| Exit Sign RetFit_Com, E - IntL [Electric Heat] | Lodging | Interior Lighting | RET | 0.1 | 0.097332 | 0.10196 | 0.10084 | 0.10032 | 0.10059 | 0.099455 | 0.10179 | 0.10273 | 0.10052
| Exit Sign RetFit_Com, E/G - IntL | Lodging | Interior Lighting | RET | 0.1 | 0.097332 | 0.10196 | 0.10084 | 0.10032 | 0.10059 | 0.099455 | 0.10179 | 0.10273 | 0.10052
| Exit Sign RetFit_Com, E/O - IntL | Lodging | Interior Lighting | RET | 0.1 | 0.097332 | 0.10196 | 0.10084 | 0.10032 | 0.10059 | 0.099455 | 0.10179 | 0.10273 | 0.10052
| Exit Sign RetFit_Com, E/P - IntL | Lodging | Interior Lighting | RET | 0.1 | 0.097332 | 0.10196 | 0.10084 | 0.10032 | 0.10059 | 0.099455 | 0.10179 | 0.10273 | 0.10052
| LED HiLo Bay_Com, E - IntL [No Heat] | Lodging | Interior Lighting | NC | 1 | 0.93833 | 0.90372 | 0.87456 | 0.82735 | 0.82156 | 0.82043 | 0.7985 | 0.79589 | 0.78609
| LED HiLo Bay_Com, E - IntL [No Heat] | Lodging | Interior Lighting | RET | 0.1 | 0.090778 | 0.088692 | 0.08181 | 0.075908 | 0.070986 | 0.06546 | 0.062485 | 0.058816 | 0.059434
| LED HiLo Bay_Com, E - IntL [No Heat] | Lodging | Interior Lighting | REPL | 1 | 0.77865 | 0.71373 | 0.60504 | 0.5016 | 0.40235 | 0.29836 | 0.20358 | 0.10273 | 0.0576
| LED HiLo Bay_Com, E - IntL [Electric Heat] | Lodging | Interior Lighting | NC | 1 | 0.93833 | 0.90372 | 0.87456 | 0.82735 | 0.82156 | 0.82043 | 0.7985 | 0.79589 | 0.78609
| LED HiLo Bay_Com, E - IntL [Electric Heat] | Lodging | Interior Lighting | RET | 0.1 | 0.090778 | 0.088692 | 0.08181 | 0.075908 | 0.070986 | 0.06546 | 0.062485 | 0.058816 | 0.059434
| LED HiLo Bay_Com, E - IntL [Electric Heat] | Lodging | Interior Lighting | REPL | 1 | 0.77865 | 0.71373 | 0.60504 | 0.5016 | 0.40235 | 0.29836 | 0.20358 | 0.10273 | 0.0576
| LED HiLo Bay_Com, E/G - IntL | Lodging | Interior Lighting | NC | 1 | 0.93833 | 0.90372 | 0.87456 | 0.82735 | 0.82156 | 0.82043 | 0.7985 | 0.79589 | 0.78609
| LED HiLo Bay_Com, E/G - IntL | Lodging | Interior Lighting | RET | 0.1 | 0.090778 | 0.088692 | 0.08181 | 0.075908 | 0.070986 | 0.06546 | 0.062485 | 0.058816 | 0.059434
| LED HiLo Bay_Com, E/G - IntL | Lodging | Interior Lighting | REPL | 1 | 0.77865 | 0.71373 | 0.60504 | 0.5016 | 0.40235 | 0.29836 | 0.20358 | 0.10273 | 0.0576
| LED HiLo Bay_Com, E/O - IntL | Lodging | Interior Lighting | NC | 1 | 0.93833 | 0.90372 | 0.87456 | 0.82735 | 0.82156 | 0.82043 | 0.7985 | 0.79589 | 0.78609
| LED HiLo Bay_Com, E/O - IntL | Lodging | Interior Lighting | RET | 0.1 | 0.090778 | 0.088692 | 0.08181 | 0.075908 | 0.070986 | 0.06546 | 0.062485 | 0.058816 | 0.059434
| LED HiLo Bay_Com, E/O - IntL | Lodging | Interior Lighting | REPL | 1 | 0.77865 | 0.71373 | 0.60504 | 0.5016 | 0.40235 | 0.29836 | 0.20358 | 0.10273 | 0.0576
| LED HiLo Bay_Com, E/P - IntL | Lodging | Interior Lighting | NC | 1 | 0.93833 | 0.90372 | 0.87456 | 0.82735 | 0.82156 | 0.82043 | 0.7985 | 0.79589 | 0.78609
| LED HiLo Bay_Com, E/P - IntL | Lodging | Interior Lighting | RET | 0.1 | 0.090778 | 0.088692 | 0.08181 | 0.075908 | 0.070986 | 0.06546 | 0.062485 | 0.058816 | 0.059434
| LED HiLo Bay_Com, E/P - IntL | Lodging | Interior Lighting | REPL | 1 | 0.77865 | 0.71373 | 0.60504 | 0.5016 | 0.40235 | 0.29836 | 0.20358 | 0.10273 | 0.0576
| Repl Scre_Com, E - IntL [No Heat] | Lodging | Interior Lighting | NC | 1 | 0.93833 | 0 | 0 | 0 | 0 | 0 | 0 | 0 | 0
| Repl Scre_Com, E - IntL [No Heat] | Lodging | Interior Lighting | RET | 0.1 | 0.097332 | 0 | 0 | 0 | 0 | 0 | 0 | 0 | 0
| Repl Scre_Com, E - IntL [No Heat] | Lodging | Interior Lighting | REPL | 1 | 0.97332 | 0 | 0 | 0 | 0 | 0 | 0 | 0 | 0
| Repl Scre_Com, E - IntL [Electric Heat] | Lodging | Interior Lighting | NC | 1 | 0.93833 | 0 | 0 | 0 | 0 | 0 | 0 | 0 | 0
| Repl Scre_Com, E - IntL [Electric Heat] | Lodging | Interior Lighting | RET | 0.1 | 0.097332 | 0 | 0 | 0 | 0 | 0 | 0 | 0 | 0
| Repl Scre_Com, E - IntL [Electric Heat] | Lodging | Interior Lighting | REPL | 1 | 0.97332 | 0 | 0 | 0 | 0 | 0 | 0 | 0 | 0
| Repl Scre_Com, E/G - IntL | Lodging | Interior Lighting | NC | 1 | 0.93833 | 0 | 0 | 0 | 0 | 0 | 0 | 0 | 0
| Repl Scre_Com, E/G - IntL | Lodging | Interior Lighting | RET | 0.1 | 0.097332 | 0 | 0 | 0 | 0 | 0 | 0 | 0 | 0
| Repl Scre_Com, E/G - IntL | Lodging | Interior Lighting | REPL | 1 | 0.97332 | 0 | 0 | 0 | 0 | 0 | 0 | 0 | 0
| Repl Scre_Com, E/O - IntL | Lodging | Interior Lighting | NC | 1 | 0.93833 | 0 | 0 | 0 | 0 | 0 | 0 | 0 | 0
| Repl Scre_Com, E/O - IntL | Lodging | Interior Lighting | RET | 0.1 | 0.097332 | 0 | 0 | 0 | 0 | 0 | 0 | 0 | 0
| Repl Scre_Com, E/O - IntL | Lodging | Interior Lighting | REPL | 1 | 0.97332 | 0 | 0 | 0 | 0 | 0 | 0 | 0 | 0
| Repl Scre_Com, E/P - IntL | Lodging | Interior Lighting | NC | 1 | 0.93833 | 0 | 0 | 0 | 0 | 0 | 0 | 0 | 0
| Repl Scre_Com, E/P - IntL | Lodging | Interior Lighting | RET | 0.1 | 0.097332 | 0 | 0 | 0 | 0 | 0 | 0 | 0 | 0
| Repl Scre_Com, E/P - IntL | Lodging | Interior Lighting | REPL | 1 | 0.97332 | 0 | 0 | 0 | 0 | 0 | 0 | 0 | 0
| Lin LED Fixture_Com, E - IntL [No Heat] | Lodging | Interior Lighting | NC | 0.15 | 0.14075 | 0.13556 | 0.13118 | 0.1241 | 0.12323 | 0.12306 | 0.11977 | 0.11938 | 0.11791
| Lin LED Fixture_Com, E - IntL [No Heat] | Lodging | Interior Lighting | RET | 0.015 | 0.013459 | 0.012997 | 0.011849 | 0.010867 | 0.010044 | 0.0091545 | 0.0086371 | 0.0086953 | 0.0084885
| Lin LED Fixture_Com, E - IntL [No Heat] | Lodging | Interior Lighting | REPL | 0.15 | 0.1168 | 0.10706 | 0.090756 | 0.07524 | 0.060353 | 0.044755 | 0.030537 | 0.022007 | 0.012911
| Lin LED Fixture_Com, E - IntL [Electric Heat] | Lodging | Interior Lighting | NC | 0.15 | 0.14075 | 0.13556 | 0.13118 | 0.1241 | 0.12323 | 0.12306 | 0.11977 | 0.11938 | 0.11791
| Lin LED Fixture_Com, E - IntL [Electric Heat] | Lodging | Interior Lighting | RET | 0.015 | 0.013459 | 0.012997 | 0.011849 | 0.010867 | 0.010044 | 0.0091545 | 0.0086371 | 0.0086953 | 0.0084885
| Lin LED Fixture_Com, E - IntL [Electric Heat] | Lodging | Interior Lighting | REPL | 0.15 | 0.1168 | 0.10706 | 0.090756 | 0.07524 | 0.060353 | 0.044755 | 0.030537 | 0.022007 | 0.012911
| Lin LED Fixture_Com, E/G - IntL | Lodging | Interior Lighting | NC | 0.15 | 0.14075 | 0.13556 | 0.13118 | 0.1241 | 0.12323 | 0.12306 | 0.11977 | 0.11938 | 0.11791
| Lin LED Fixture_Com, E/G - IntL | Lodging | Interior Lighting | RET | 0.015 | 0.013459 | 0.012997 | 0.011849 | 0.010867 | 0.010044 | 0.0091545 | 0.0086371 | 0.0086953 | 0.0084885
| Lin LED Fixture_Com, E/G - IntL | Lodging | Interior Lighting | REPL | 0.15 | 0.1168 | 0.10706 | 0.090756 | 0.07524 | 0.060353 | 0.044755 | 0.030537 | 0.022007 | 0.012911
| Lin LED Fixture_Com, E/O - IntL | Lodging | Interior Lighting | NC | 0.15 | 0.14075 | 0.13556 | 0.13118 | 0.1241 | 0.12323 | 0.12306 | 0.11977 | 0.11938 | 0.11791
| Lin LED Fixture_Com, E/O - IntL | Lodging | Interior Lighting | RET | 0.015 | 0.013459 | 0.012997 | 0.011849 | 0.010867 | 0.010044 | 0.0091545 | 0.0086371 | 0.0086953 | 0.0084885
| Lin LED Fixture_Com, E/O - IntL | Lodging | Interior Lighting | REPL | 0.15 | 0.1168 | 0.10706 | 0.090756 | 0.07524 | 0.060353 | 0.044755 | 0.030537 | 0.022007 | 0.012911
| Lin LED Fixture_Com, E/P - IntL | Lodging | Interior Lighting | NC | 0.15 | 0.14075 | 0.13556 | 0.13118 | 0.1241 | 0.12323 | 0.12306 | 0.11977 | 0.11938 | 0.11791
| Lin LED Fixture_Com, E/P - IntL | Lodging | Interior Lighting | RET | 0.015 | 0.013459 | 0.012997 | 0.011849 | 0.010867 | 0.010044 | 0.0091545 | 0.0086371 | 0.0086953 | 0.0084885
| Lin LED Fixture_Com, E/P - IntL | Lodging | Interior Lighting | REPL | 0.15 | 0.1168 | 0.10706 | 0.090756 | 0.07524 | 0.060353 | 0.044755 | 0.030537 | 0.022007 | 0.012911
| LED Tube Repl_Com, E - IntL [No Heat] | Lodging | Interior Lighting | RET | 0.085 | 0.076265 | 0.073648 | 0.067145 | 0.061577 | 0.062573 | 0.062626 | 0.064811 | 0.066075 | 0.065252
| LED Tube Repl_Com, E - IntL [No Heat] | Lodging | Interior Lighting | REPL | 0.85 | 0.66186 | 0.60667 | 0.51428 | 0.42636 | 0.39857 | 0.36548 | 0.34479 | 0.31843 | 0.28267
| LED Tube Repl_Com, E - IntL [Electric Heat] | Lodging | Interior Lighting | RET | 0.085 | 0.076265 | 0.073648 | 0.067145 | 0.061577 | 0.062573 | 0.062626 | 0.064811 | 0.066075 | 0.065252
| LED Tube Repl_Com, E - IntL [Electric Heat] | Lodging | Interior Lighting | REPL | 0.85 | 0.66186 | 0.60667 | 0.51428 | 0.42636 | 0.39857 | 0.36548 | 0.34479 | 0.31843 | 0.28267
| LED Tube Repl_Com, E/G - IntL | Lodging | Interior Lighting | RET | 0.085 | 0.076265 | 0.073648 | 0.067145 | 0.061577 | 0.062573 | 0.062626 | 0.064811 | 0.066075 | 0.065252
| LED Tube Repl_Com, E/G - IntL | Lodging | Interior Lighting | REPL | 0.85 | 0.66186 | 0.60667 | 0.51428 | 0.42636 | 0.39857 | 0.36548 | 0.34479 | 0.31843 | 0.28267
| LED Tube Repl_Com, E/O - IntL | Lodging | Interior Lighting | RET | 0.085 | 0.076265 | 0.073648 | 0.067145 | 0.061577 | 0.062573 | 0.062626 | 0.064811 | 0.066075 | 0.065252
| LED Tube Repl_Com, E/O - IntL | Lodging | Interior Lighting | REPL | 0.85 | 0.66186 | 0.60667 | 0.51428 | 0.42636 | 0.39857 | 0.36548 | 0.34479 | 0.31843 | 0.28267
| LED Tube Repl_Com, E/P - IntL | Lodging | Interior Lighting | RET | 0.085 | 0.076265 | 0.073648 | 0.067145 | 0.061577 | 0.062573 | 0.062626 | 0.064811 | 0.066075 | 0.065252
| LED Tube Repl_Com, E/P - IntL | Lodging | Interior Lighting | REPL | 0.85 | 0.66186 | 0.60667 | 0.51428 | 0.42636 | 0.39857 | 0.36548 | 0.34479 | 0.31843 | 0.28267
| Repl pin CFL wLED_Com, E - IntL [No Heat] | Lodging | Interior Lighting | RET | 0.1 | 0.091111 | 0.089343 | 0.082713 | 0.077027 | 0.083295 | 0.087967 | 0.095407 | 0.10137 | 0.10052
| Repl pin CFL wLED_Com, E - IntL [No Heat] | Lodging | Interior Lighting | REPL | 1 | 0.77865 | 0.71373 | 0.60504 | 0.5016 | 0.51234 | 0.51585 | 0.53747 | 0.55204 | 0.54954
| Repl pin CFL wLED_Com, E - IntL [Electric Heat] | Lodging | Interior Lighting | RET | 0.1 | 0.091111 | 0.089343 | 0.082713 | 0.077027 | 0.083295 | 0.087967 | 0.095407 | 0.10137 | 0.10052
| Repl pin CFL wLED_Com, E - IntL [Electric Heat] | Lodging | Interior Lighting | REPL | 1 | 0.77865 | 0.71373 | 0.60504 | 0.5016 | 0.51234 | 0.51585 | 0.53747 | 0.55204 | 0.54954
| Repl pin CFL wLED_Com, E/G - IntL | Lodging | Interior Lighting | RET | 0.1 | 0.091111 | 0.089343 | 0.082713 | 0.077027 | 0.083295 | 0.087967 | 0.095407 | 0.10137 | 0.10052
| Repl pin CFL wLED_Com, E/G - IntL | Lodging | Interior Lighting | REPL | 1 | 0.77865 | 0.71373 | 0.60504 | 0.5016 | 0.51234 | 0.51585 | 0.53747 | 0.55204 | 0.54954
| Repl pin CFL wLED_Com, E/O - IntL | Lodging | Interior Lighting | RET | 0.1 | 0.091111 | 0.089343 | 0.082713 | 0.077027 | 0.083295 | 0.087967 | 0.095407 | 0.10137 | 0.10052
| Repl pin CFL wLED_Com, E/O - IntL | Lodging | Interior Lighting | REPL | 1 | 0.77865 | 0.71373 | 0.60504 | 0.5016 | 0.51234 | 0.51585 | 0.53747 | 0.55204 | 0.54954
| Repl pin CFL wLED_Com, E/P - IntL | Lodging | Interior Lighting | RET | 0.1 | 0.091111 | 0.089343 | 0.082713 | 0.077027 | 0.083295 | 0.087967 | 0.095407 | 0.10137 | 0.10052
| Repl pin CFL wLED_Com, E/P - IntL | Lodging | Interior Lighting | REPL | 1 | 0.77865 | 0.71373 | 0.60504 | 0.5016 | 0.51234 | 0.51585 | 0.53747 | 0.55204 | 0.54954
| Refrig Case LED_Com, E - IntL | Lodging | Interior Lighting | NC | 1 | 0.93833 | 0.90372 | 0.87456 | 0.82735 | 0.82156 | 0.82043 | 0.7985 | 0.79589 | 0.78609
| Refrig Case LED_Com, E - IntL | Lodging | Interior Lighting | RET | 0.1 | 0.092465 | 0.09202 | 0.086458 | 0.081711 | 0.077833 | 0.073108 | 0.071083 | 0.078855 | 0.083769
| Refrig Case LED_Com, E - IntL | Lodging | Interior Lighting | REPL | 1 | 0.77865 | 0.71373 | 0.60504 | 0.5016 | 0.40235 | 0.29836 | 0.20358 | 0.20974 | 0.20941
| Refrig Case Ctrls_Com, E - IntL | Lodging | Interior Lighting | RET | 0.1 | 0.097332 | 0.10196 | 0.10084 | 0.10032 | 0.10059 | 0.099455 | 0.10179 | 0.10273 | 0.10052
| Stair Occ Sensor_Com, E - IntL [No Heat] | Lodging | Interior Lighting | NC | 1 | 0.93833 | 0.90372 | 0.87456 | 0.82735 | 0.82156 | 0.82043 | 0.7985 | 0.79589 | 0.78609
| Stair Occ Sensor_Com, E - IntL [No Heat] | Lodging | Interior Lighting | RET | 0.1 | 0.097332 | 0.10196 | 0.10084 | 0.10032 | 0.10059 | 0.099455 | 0.10179 | 0.10273 | 0.10052
| Stair Occ Sensor_Com, E - IntL [Electric Heat] | Lodging | Interior Lighting | NC | 1 | 0.93833 | 0.90372 | 0.87456 | 0.82735 | 0.82156 | 0.82043 | 0.7985 | 0.79589 | 0.78609
| Stair Occ Sensor_Com, E - IntL [Electric Heat] | Lodging | Interior Lighting | RET | 0.1 | 0.097332 | 0.10196 | 0.10084 | 0.10032 | 0.10059 | 0.099455 | 0.10179 | 0.10273 | 0.10052
| Stair Occ Sensor_Com, E/G - IntL | Lodging | Interior Lighting | NC | 1 | 0.93833 | 0.90372 | 0.87456 | 0.82735 | 0.82156 | 0.82043 | 0.7985 | 0.79589 | 0.78609
| Stair Occ Sensor_Com, E/G - IntL | Lodging | Interior Lighting | RET | 0.1 | 0.097332 | 0.10196 | 0.10084 | 0.10032 | 0.10059 | 0.099455 | 0.10179 | 0.10273 | 0.10052
| Stair Occ Sensor_Com, E/O - IntL | Lodging | Interior Lighting | NC | 1 | 0.93833 | 0.90372 | 0.87456 | 0.82735 | 0.82156 | 0.82043 | 0.7985 | 0.79589 | 0.78609
| Stair Occ Sensor_Com, E/O - IntL | Lodging | Interior Lighting | RET | 0.1 | 0.097332 | 0.10196 | 0.10084 | 0.10032 | 0.10059 | 0.099455 | 0.10179 | 0.10273 | 0.10052
| Stair Occ Sensor_Com, E/P - IntL | Lodging | Interior Lighting | NC | 1 | 0.93833 | 0.90372 | 0.87456 | 0.82735 | 0.82156 | 0.82043 | 0.7985 | 0.79589 | 0.78609
| Stair Occ Sensor_Com, E/P - IntL | Lodging | Interior Lighting | RET | 0.1 | 0.097332 | 0.10196 | 0.10084 | 0.10032 | 0.10059 | 0.099455 | 0.10179 | 0.10273 | 0.10052
| Int Delamping_Com, E - IntL [No Heat] | Lodging | Interior Lighting | RET | 0.04 | 0.038933 | 0.040784 | 0.040336 | 0.040128 | 0.040235 | 0.039782 | 0.040716 | 0.041092 | 0.040207
| Int Delamping_Com, E - IntL [Electric Heat] | Lodging | Interior Lighting | RET | 0.04 | 0.038933 | 0.040784 | 0.040336 | 0.040128 | 0.040235 | 0.039782 | 0.040716 | 0.041092 | 0.040207
| Int Delamping_Com, E/G - IntL | Lodging | Interior Lighting | RET | 0.04 | 0.038933 | 0.040784 | 0.040336 | 0.040128 | 0.040235 | 0.039782 | 0.040716 | 0.041092 | 0.040207
| Int Delamping_Com, E/O - IntL | Lodging | Interior Lighting | RET | 0.04 | 0.038933 | 0.040784 | 0.040336 | 0.040128 | 0.040235 | 0.039782 | 0.040716 | 0.041092 | 0.040207
| Int Delamping_Com, E/P - IntL | Lodging | Interior Lighting | RET | 0.04 | 0.038933 | 0.040784 | 0.040336 | 0.040128 | 0.040235 | 0.039782 | 0.040716 | 0.041092 | 0.040207
| Int Ltg Dsgn_Com, E - IntL [No Heat] | Lodging | Interior Lighting | NC | 0.1 | 0.093833 | 0.090372 | 0.087456 | 0.082735 | 0.082156 | 0.082043 | 0.07985 | 0.079589 | 0.078609
| Int Ltg Dsgn_Com, E - IntL [Electric Heat] | Lodging | Interior Lighting | NC | 0.1 | 0.093833 | 0.090372 | 0.087456 | 0.082735 | 0.082156 | 0.082043 | 0.07985 | 0.079589 | 0.078609
| Int Ltg Dsgn_Com, E/G - IntL | Lodging | Interior Lighting | NC | 0.1 | 0.093833 | 0.090372 | 0.087456 | 0.082735 | 0.082156 | 0.082043 | 0.07985 | 0.079589 | 0.078609
| Int Ltg Dsgn_Com, E/O - IntL | Lodging | Interior Lighting | NC | 0.1 | 0.093833 | 0.090372 | 0.087456 | 0.082735 | 0.082156 | 0.082043 | 0.07985 | 0.079589 | 0.078609
| Int Ltg Dsgn_Com, E/P - IntL | Lodging | Interior Lighting | NC | 0.1 | 0.093833 | 0.090372 | 0.087456 | 0.082735 | 0.082156 | 0.082043 | 0.07985 | 0.079589 | 0.078609
| Room Air Conditioner_Com, E - Cool | Small Retail | Cooling | NC | 0 | 0 | 0 | 0 | 0 | 0 | 0 | 0 | 0 | 0
| Room Air Conditioner_Com, E - Cool | Small Retail | Cooling | RET | 0 | 0 | 0 | 0 | 0 | 0 | 0 | 0 | 0 | 0
| Room Air Conditioner_Com, E - Cool | Small Retail | Cooling | REPL | 0 | 0 | 0 | 0 | 0 | 0 | 0 | 0 | 0 | 0
| Computer Room Air Conditioner_Com, E - Cool | Small Retail | Cooling | NC | 1 | 0.93833 | 0.90372 | 0.87456 | 0.82735 | 0.82156 | 0.82043 | 0.7985 | 0.79589 | 0.78609
| Computer Room Air Conditioner_Com, E - Cool | Small Retail | Cooling | REPL | 1 | 0.97332 | 1.0196 | 1.0084 | 1.0032 | 1.0059 | 0.99455 | 1.0179 | 1.0273 | 1.0052
| Mini Split Ductless AC_Com, E - Cool | Small Retail | Cooling | NC | 0 | 0 | 0 | 0 | 0 | 0 | 0 | 0 | 0 | 0
| Mini Split Ductless AC_Com, E - Cool | Small Retail | Cooling | RET | 0 | 0 | 0 | 0 | 0 | 0 | 0 | 0 | 0 | 0
| Mini Split Ductless AC_Com, E - Cool | Small Retail | Cooling | REPL | 0 | 0 | 0 | 0 | 0 | 0 | 0 | 0 | 0 | 0
| Eff Unitary AC_Com, E - Cool | Small Retail | Cooling | NC | 1 | 0.93833 | 0.90372 | 0.87456 | 0.82735 | 0.82156 | 0.82043 | 0.7985 | 0.79589 | 0.78609
| Eff Unitary AC_Com, E - Cool | Small Retail | Cooling | RET | 0.1 | 0.092807 | 0.092702 | 0.087421 | 0.082927 | 0.079284 | 0.074746 | 0.07804 | 0.080242 | 0.079895
| Eff Unitary AC_Com, E - Cool | Small Retail | Cooling | REPL | 1 | 0.85652 | 0.83608 | 0.76638 | 0.70224 | 0.64376 | 0.57684 | 0.58025 | 0.5754 | 0.55301
| PTAC_Com, E - Cool | Small Retail | Cooling | NC | 0 | 0 | 0 | 0 | 0 | 0 | 0 | 0 | 0 | 0
| PTAC_Com, E - Cool | Small Retail | Cooling | RET | 0 | 0 | 0 | 0 | 0 | 0 | 0 | 0 | 0 | 0
| PTAC_Com, E - Cool | Small Retail | Cooling | REPL | 0 | 0 | 0 | 0 | 0 | 0 | 0 | 0 | 0 | 0
| Unitary Equipment Economizer_Com, E - Cool | Small Retail | Cooling | RET | 0.1 | 0.097332 | 0.10196 | 0.10084 | 0.10032 | 0.10059 | 0.099455 | 0.10179 | 0.10273 | 0.10052
| AC Tuneup_Com, E - Cool [ASHP] | Small Retail | Cooling | RET | 0.1 | 0.097332 | 0.10196 | 0.10084 | 0.10032 | 0.10059 | 0.099455 | 0.10179 | 0.10273 | 0.10052
| AC Tuneup_Com, E - Heat [ASHP] | Small Retail | Space Heating | RET | 0.1 | 0.097332 | 0.10196 | 0.10084 | 0.10032 | 0.10059 | 0.099455 | 0.10179 | 0.10273 | 0.10052
| AC Tuneup_Com, E - Cool [Unitary AC] | Small Retail | Cooling | RET | 0.1 | 0.097332 | 0.10196 | 0.10084 | 0.10032 | 0.10059 | 0.099455 | 0.10179 | 0.10273 | 0.10052
| DCV_Com, E - Cool [Building w Elec Heat] | Small Retail | Cooling | RET | 0.1 | 0.097332 | 0.10196 | 0.10084 | 0.10032 | 0.10059 | 0.099455 | 0.10179 | 0.10273 | 0.10052
| DCV_Com, E - Heat [Building w Elec Heat] | Small Retail | Space Heating | RET | 0.1 | 0.097332 | 0.10196 | 0.10084 | 0.10032 | 0.10059 | 0.099455 | 0.10179 | 0.10273 | 0.10052
| DCV_Com, E - Vent [Building w Elec Heat] | Small Retail | Ventilation | RET | 0.1 | 0.097332 | 0.10196 | 0.10084 | 0.10032 | 0.10059 | 0.099455 | 0.10179 | 0.10273 | 0.10052
| DCV_Com, E - Cool [Building w Gas Heat] | Small Retail | Cooling | RET | 0.1 | 0.097332 | 0.10196 | 0.10084 | 0.10032 | 0.10059 | 0.099455 | 0.10179 | 0.10273 | 0.10052
| DCV_Com, G - Heat [Building w Gas Heat] | Small Retail |  | RET | 0.1 | 0.099873 | 0.099896 | 0.099218 | 0.099015 | 0.099059 | 0.099362 | 0.099739 | 0.10032 | 0.10082
| DCV_Com, E - Vent [Building w Gas Heat] | Small Retail | Ventilation | RET | 0.1 | 0.097332 | 0.10196 | 0.10084 | 0.10032 | 0.10059 | 0.099455 | 0.10179 | 0.10273 | 0.10052
| DCV_Com, E - Cool [Building w Oil Heat] | Small Retail | Cooling | RET | 0.1 | 0.097332 | 0.10196 | 0.10084 | 0.10032 | 0.10059 | 0.099455 | 0.10179 | 0.10273 | 0.10052
| DCV_Com, O - Heat [Building w Oil Heat] | Small Retail |  | RET | 0.1 | 0.098815 | 0.098374 | 0.09739 | 0.096516 | 0.095684 | 0.094967 | 0.094216 | 0.093466 | 0.092665
| DCV_Com, E - Vent [Building w Oil Heat] | Small Retail | Ventilation | RET | 0.1 | 0.097332 | 0.10196 | 0.10084 | 0.10032 | 0.10059 | 0.099455 | 0.10179 | 0.10273 | 0.10052
| DCV_Com, E - Cool [Building w Propane Heat] | Small Retail | Cooling | RET | 0.1 | 0.097332 | 0.10196 | 0.10084 | 0.10032 | 0.10059 | 0.099455 | 0.10179 | 0.10273 | 0.10052
| DCV_Com, P - Heat [Building w Propane Heat] | Small Retail |  | RET | 0.1 | 0.098815 | 0.098374 | 0.09739 | 0.096516 | 0.095684 | 0.094967 | 0.094216 | 0.093466 | 0.092665
| DCV_Com, E - Vent [Building w Propane Heat] | Small Retail | Ventilation | RET | 0.1 | 0.097332 | 0.10196 | 0.10084 | 0.10032 | 0.10059 | 0.099455 | 0.10179 | 0.10273 | 0.10052
| Controls for Unitary AC_Com, E - Cool | Small Retail | Cooling | RET | 0.1 | 0.097332 | 0.10196 | 0.10084 | 0.10032 | 0.10059 | 0.099455 | 0.10179 | 0.10273 | 0.10052
| Optimized Unitary AC Sys_Com, E - Cool [Building w Elec Heat] | Small Retail | Cooling | NC | 1 | 0.93833 | 0.90372 | 0.87456 | 0.82735 | 0.82156 | 0.82043 | 0.7985 | 0.79589 | 0.78609
| Optimized Unitary AC Sys_Com, E - Heat [Building w Elec Heat] | Small Retail | Space Heating | NC | 1 | 0.93833 | 0.90372 | 0.87456 | 0.82735 | 0.82156 | 0.82043 | 0.7985 | 0.79589 | 0.78609
| Optimized Unitary AC Sys_Com, E - Cool [Building w Gas Heat] | Small Retail | Cooling | NC | 1 | 0.93833 | 0.90372 | 0.87456 | 0.82735 | 0.82156 | 0.82043 | 0.7985 | 0.79589 | 0.78609
| Optimized Unitary AC Sys_Com, G - Heat [Building w Gas Heat] | Small Retail |  | NC | 1 | 0.94759 | 0.91754 | 0.87973 | 0.83964 | 0.81496 | 0.80903 | 0.80762 | 0.8088 | 0.80611
| Optimized Unitary AC Sys_Com, E - Cool [Building w Oil Heat] | Small Retail | Cooling | NC | 1 | 0.93833 | 0.90372 | 0.87456 | 0.82735 | 0.82156 | 0.82043 | 0.7985 | 0.79589 | 0.78609
| Optimized Unitary AC Sys_Com, O - Heat [Building w Oil Heat] | Small Retail |  | NC | 1 | 0.93756 | 0.90356 | 0.86352 | 0.81845 | 0.7872 | 0.77324 | 0.7629 | 0.75353 | 0.74091
| Optimized Unitary AC Sys_Com, E - Cool [Building w Propane Heat] | Small Retail | Cooling | NC | 1 | 0.93833 | 0.90372 | 0.87456 | 0.82735 | 0.82156 | 0.82043 | 0.7985 | 0.79589 | 0.78609
| Optimized Unitary AC Sys_Com, P - Heat [Building w Propane Heat] | Small Retail |  | NC | 1 | 0.93756 | 0.90356 | 0.86352 | 0.81845 | 0.7872 | 0.77324 | 0.7629 | 0.75353 | 0.74091
| Cool Roof_Com, E - Cool [Building w Elec Heat] | Small Retail | Cooling | NC | 1 | 0.93833 | 0.90372 | 0.87456 | 0.82735 | 0.82156 | 0.82043 | 0.7985 | 0.79589 | 0.78609
| Cool Roof_Com, E - Cool [Building w Elec Heat] | Small Retail | Cooling | RET | 0.1 | 0.097332 | 0.10196 | 0.10084 | 0.10032 | 0.10059 | 0.099455 | 0.10179 | 0.10273 | 0.10052
| Cool Roof_Com, E - Heat [Building w Elec Heat] | Small Retail | Space Heating | NC | 1 | 0.93833 | 0.90372 | 0.87456 | 0.82735 | 0.82156 | 0.82043 | 0.7985 | 0.79589 | 0.78609
| Cool Roof_Com, E - Heat [Building w Elec Heat] | Small Retail | Space Heating | RET | 0.1 | 0.097332 | 0.10196 | 0.10084 | 0.10032 | 0.10059 | 0.099455 | 0.10179 | 0.10273 | 0.10052
| Cool Roof_Com, E - Cool [Building w Gas Heat] | Small Retail | Cooling | NC | 1 | 0.93833 | 0.90372 | 0.87456 | 0.82735 | 0.82156 | 0.82043 | 0.7985 | 0.79589 | 0.78609
| Cool Roof_Com, E - Cool [Building w Gas Heat] | Small Retail | Cooling | RET | 0.1 | 0.097332 | 0.10196 | 0.10084 | 0.10032 | 0.10059 | 0.099455 | 0.10179 | 0.10273 | 0.10052
| Cool Roof_Com, G - Heat [Building w Gas Heat] | Small Retail |  | NC | 1 | 0.94759 | 0.91754 | 0.87973 | 0.83964 | 0.81496 | 0.80903 | 0.80762 | 0.8088 | 0.80611
| Cool Roof_Com, G - Heat [Building w Gas Heat] | Small Retail |  | RET | 0.1 | 0.099873 | 0.099896 | 0.099218 | 0.099015 | 0.099059 | 0.099362 | 0.099739 | 0.10032 | 0.10082
| Cool Roof_Com, E - Cool [Building w Oil Heat] | Small Retail | Cooling | NC | 1 | 0.93833 | 0.90372 | 0.87456 | 0.82735 | 0.82156 | 0.82043 | 0.7985 | 0.79589 | 0.78609
| Cool Roof_Com, E - Cool [Building w Oil Heat] | Small Retail | Cooling | RET | 0.1 | 0.097332 | 0.10196 | 0.10084 | 0.10032 | 0.10059 | 0.099455 | 0.10179 | 0.10273 | 0.10052
| Cool Roof_Com, O - Heat [Building w Oil Heat] | Small Retail |  | NC | 1 | 0.93756 | 0.90356 | 0.86352 | 0.81845 | 0.7872 | 0.77324 | 0.7629 | 0.75353 | 0.74091
| Cool Roof_Com, O - Heat [Building w Oil Heat] | Small Retail |  | RET | 0.1 | 0.098815 | 0.098374 | 0.09739 | 0.096516 | 0.095684 | 0.094967 | 0.094216 | 0.093466 | 0.092665
| Cool Roof_Com, E - Cool [Building w Propane Heat] | Small Retail | Cooling | NC | 1 | 0.93833 | 0.90372 | 0.87456 | 0.82735 | 0.82156 | 0.82043 | 0.7985 | 0.79589 | 0.78609
| Cool Roof_Com, E - Cool [Building w Propane Heat] | Small Retail | Cooling | RET | 0.1 | 0.097332 | 0.10196 | 0.10084 | 0.10032 | 0.10059 | 0.099455 | 0.10179 | 0.10273 | 0.10052
| Cool Roof_Com, P - Heat [Building w Propane Heat] | Small Retail |  | NC | 1 | 0.93756 | 0.90356 | 0.86352 | 0.81845 | 0.7872 | 0.77324 | 0.7629 | 0.75353 | 0.74091
| Cool Roof_Com, P - Heat [Building w Propane Heat] | Small Retail |  | RET | 0.1 | 0.098815 | 0.098374 | 0.09739 | 0.096516 | 0.095684 | 0.094967 | 0.094216 | 0.093466 | 0.092665
| GSHP_Com, E - Cool | Small Retail | Cooling | RET | 0.1 | 0.087647 | 0.08268 | 0.073635 | 0.065966 | 0.059562 | 0.053031 | 0.048875 | 0.044419 | 0.039138
| GSHP_Com, E - Cool | Small Retail | Cooling | REPL | 1 | 0.77865 | 0.71373 | 0.60504 | 0.5016 | 0.40235 | 0.29836 | 0.20358 | 0.10273 | 1.395e-16
| GSHP_Com, E - Heat | Small Retail | Space Heating | RET | 0.1 | 0.087647 | 0.08268 | 0.073635 | 0.065966 | 0.059562 | 0.053031 | 0.048875 | 0.044419 | 0.039138
| GSHP_Com, E - Heat | Small Retail | Space Heating | REPL | 1 | 0.77865 | 0.71373 | 0.60504 | 0.5016 | 0.40235 | 0.29836 | 0.20358 | 0.10273 | 1.395e-16
| Unitary HP_Com, E - Cool | Small Retail | Cooling | NC | 1 | 0.93833 | 0.90372 | 0.87456 | 0.82735 | 0.82156 | 0.82043 | 0.7985 | 0.79589 | 0.78609
| Unitary HP_Com, E - Cool | Small Retail | Cooling | RET | 0.1 | 0.092646 | 0.09238 | 0.086966 | 0.082352 | 0.078598 | 0.07397 | 0.083793 | 0.092335 | 0.09758
| Unitary HP_Com, E - Cool | Small Retail | Cooling | REPL | 1 | 0.77865 | 0.71373 | 0.60504 | 0.5016 | 0.40235 | 0.29836 | 0.32088 | 0.33951 | 0.34751
| Unitary HP_Com, E - Heat | Small Retail | Space Heating | NC | 1 | 0.93833 | 0.90372 | 0.87456 | 0.82735 | 0.82156 | 0.82043 | 0.7985 | 0.79589 | 0.78609
| Unitary HP_Com, E - Heat | Small Retail | Space Heating | RET | 0.1 | 0.092646 | 0.09238 | 0.086966 | 0.082352 | 0.078598 | 0.07397 | 0.083793 | 0.092335 | 0.09758
| Unitary HP_Com, E - Heat | Small Retail | Space Heating | REPL | 1 | 0.77865 | 0.71373 | 0.60504 | 0.5016 | 0.40235 | 0.29836 | 0.32088 | 0.33951 | 0.34751
| PTHP_Com, E - Cool | Small Retail | Cooling | NC | 0 | 0 | 0 | 0 | 0 | 0 | 0 | 0 | 0 | 0
| PTHP_Com, E - Cool | Small Retail | Cooling | RET | 0 | 0 | 0 | 0 | 0 | 0 | 0 | 0 | 0 | 0
| PTHP_Com, E - Cool | Small Retail | Cooling | REPL | 0 | 0 | 0 | 0 | 0 | 0 | 0 | 0 | 0 | 0
| PTHP_Com, E - Heat | Small Retail | Space Heating | NC | 0 | 0 | 0 | 0 | 0 | 0 | 0 | 0 | 0 | 0
| PTHP_Com, E - Heat | Small Retail | Space Heating | RET | 0 | 0 | 0 | 0 | 0 | 0 | 0 | 0 | 0 | 0
| PTHP_Com, E - Heat | Small Retail | Space Heating | REPL | 0 | 0 | 0 | 0 | 0 | 0 | 0 | 0 | 0 | 0
| Minisplit Ductless HP_Com, E - Cool | Small Retail | Cooling | RET | 0.1 | 0.088491 | 0.084279 | 0.075782 | 0.068543 | 0.062484 | 0.056168 | 0.054338 | 0.051952 | 0.048264
| Minisplit Ductless HP_Com, E - Cool | Small Retail | Cooling | REPL | 1 | 0.77865 | 0.71373 | 0.60504 | 0.5016 | 0.40235 | 0.29836 | 0.22432 | 0.14459 | 0.061433
| Minisplit Ductless HP_Com, E - Heat | Small Retail | Space Heating | RET | 0.1 | 0.088491 | 0.084279 | 0.075782 | 0.068543 | 0.062484 | 0.056168 | 0.054338 | 0.051952 | 0.048264
| Minisplit Ductless HP_Com, E - Heat | Small Retail | Space Heating | REPL | 1 | 0.77865 | 0.71373 | 0.60504 | 0.5016 | 0.40235 | 0.29836 | 0.22432 | 0.14459 | 0.061433
| Programmable TStat_Com, E - Cool [Building w Elec Heat] | Small Retail | Cooling | NC | 0 | 0 | 0 | 0 | 0 | 0 | 0 | 0 | 0 | 0
| Programmable TStat_Com, E - Heat [Building w Elec Heat] | Small Retail | Space Heating | NC | 0 | 0 | 0 | 0 | 0 | 0 | 0 | 0 | 0 | 0
| Programmable TStat_Com, E - Cool [Building w Gas Heat] | Small Retail | Cooling | NC | 0 | 0 | 0 | 0 | 0 | 0 | 0 | 0 | 0 | 0
| Programmable TStat_Com, E - Cool [Building w Gas Heat] | Small Retail | Cooling | RET | 0 | 0 | 0 | 0 | 0 | 0 | 0 | 0 | 0 | 0
| Programmable TStat_Com, G - Heat [Building w Gas Heat] | Small Retail |  | NC | 0 | 0 | 0 | 0 | 0 | 0 | 0 | 0 | 0 | 0
| Programmable TStat_Com, G - Heat [Building w Gas Heat] | Small Retail |  | RET | 0 | 0 | 0 | 0 | 0 | 0 | 0 | 0 | 0 | 0
| Programmable TStat_Com, E - Cool [Building w Propane Heat] | Small Retail | Cooling | NC | 0 | 0 | 0 | 0 | 0 | 0 | 0 | 0 | 0 | 0
| Programmable TStat_Com, E - Cool [Building w Propane Heat] | Small Retail | Cooling | RET | 0 | 0 | 0 | 0 | 0 | 0 | 0 | 0 | 0 | 0
| Programmable TStat_Com, P - Heat [Building w Propane Heat] | Small Retail |  | NC | 0 | 0 | 0 | 0 | 0 | 0 | 0 | 0 | 0 | 0
| Programmable TStat_Com, P - Heat [Building w Propane Heat] | Small Retail |  | RET | 0 | 0 | 0 | 0 | 0 | 0 | 0 | 0 | 0 | 0
| Programmable TStat_Com, E - Cool [Building w Oil Heat] | Small Retail | Cooling | NC | 0 | 0 | 0 | 0 | 0 | 0 | 0 | 0 | 0 | 0
| Programmable TStat_Com, E - Cool [Building w Oil Heat] | Small Retail | Cooling | RET | 0 | 0 | 0 | 0 | 0 | 0 | 0 | 0 | 0 | 0
| Programmable TStat_Com, O - Heat [Building w Oil Heat] | Small Retail |  | NC | 0 | 0 | 0 | 0 | 0 | 0 | 0 | 0 | 0 | 0
| Programmable TStat_Com, O - Heat [Building w Oil Heat] | Small Retail |  | RET | 0 | 0 | 0 | 0 | 0 | 0 | 0 | 0 | 0 | 0
| Smart TStat_Com, E - Cool [Building w Elec Heat] | Small Retail | Cooling | NC | 1 | 0.93833 | 0.90372 | 0.87456 | 0.82735 | 0.82156 | 0.82043 | 0.7985 | 0.79589 | 0.78609
| Smart TStat_Com, E - Cool [Building w Elec Heat] | Small Retail | Cooling | RET | 0.1 | 0.097332 | 0.10196 | 0.10084 | 0.10032 | 0.10059 | 0.099455 | 0.10179 | 0.10273 | 0.10052
| Smart TStat_Com, E - Heat [Building w Elec Heat] | Small Retail | Space Heating | NC | 1 | 0.93833 | 0.90372 | 0.87456 | 0.82735 | 0.82156 | 0.82043 | 0.7985 | 0.79589 | 0.78609
| Smart TStat_Com, E - Heat [Building w Elec Heat] | Small Retail | Space Heating | RET | 0.1 | 0.097332 | 0.10196 | 0.10084 | 0.10032 | 0.10059 | 0.099455 | 0.10179 | 0.10273 | 0.10052
| Smart TStat_Com, E - Cool [Building w Gas Heat] | Small Retail | Cooling | NC | 1 | 0.93833 | 0.90372 | 0.87456 | 0.82735 | 0.82156 | 0.82043 | 0.7985 | 0.79589 | 0.78609
| Smart TStat_Com, E - Cool [Building w Gas Heat] | Small Retail | Cooling | RET | 0.1 | 0.097332 | 0.10196 | 0.10084 | 0.10032 | 0.10059 | 0.099455 | 0.10179 | 0.10273 | 0.10052
| Smart TStat_Com, G - Heat [Building w Gas Heat] | Small Retail |  | NC | 1 | 0.94759 | 0.91754 | 0.87973 | 0.83964 | 0.81496 | 0.80903 | 0.80762 | 0.8088 | 0.80611
| Smart TStat_Com, G - Heat [Building w Gas Heat] | Small Retail |  | RET | 0.1 | 0.099873 | 0.099896 | 0.099218 | 0.099015 | 0.099059 | 0.099362 | 0.099739 | 0.10032 | 0.10082
| Smart TStat_Com, E - Cool [Building w Propane Heat] | Small Retail | Cooling | NC | 1 | 0.93833 | 0.90372 | 0.87456 | 0.82735 | 0.82156 | 0.82043 | 0.7985 | 0.79589 | 0.78609
| Smart TStat_Com, E - Cool [Building w Propane Heat] | Small Retail | Cooling | RET | 0.1 | 0.097332 | 0.10196 | 0.10084 | 0.10032 | 0.10059 | 0.099455 | 0.10179 | 0.10273 | 0.10052
| Smart TStat_Com, P - Heat [Building w Propane Heat] | Small Retail |  | NC | 1 | 0.93756 | 0.90356 | 0.86352 | 0.81845 | 0.7872 | 0.77324 | 0.7629 | 0.75353 | 0.74091
| Smart TStat_Com, P - Heat [Building w Propane Heat] | Small Retail |  | RET | 0.1 | 0.098815 | 0.098374 | 0.09739 | 0.096516 | 0.095684 | 0.094967 | 0.094216 | 0.093466 | 0.092665
| Smart TStat_Com, E - Cool [Building w Oil Heat] | Small Retail | Cooling | NC | 1 | 0.93833 | 0.90372 | 0.87456 | 0.82735 | 0.82156 | 0.82043 | 0.7985 | 0.79589 | 0.78609
| Smart TStat_Com, E - Cool [Building w Oil Heat] | Small Retail | Cooling | RET | 0.1 | 0.097332 | 0.10196 | 0.10084 | 0.10032 | 0.10059 | 0.099455 | 0.10179 | 0.10273 | 0.10052
| Smart TStat_Com, O - Heat [Building w Oil Heat] | Small Retail |  | NC | 1 | 0.93756 | 0.90356 | 0.86352 | 0.81845 | 0.7872 | 0.77324 | 0.7629 | 0.75353 | 0.74091
| Smart TStat_Com, O - Heat [Building w Oil Heat] | Small Retail |  | RET | 0.1 | 0.098815 | 0.098374 | 0.09739 | 0.096516 | 0.095684 | 0.094967 | 0.094216 | 0.093466 | 0.092665
| Boiler Blowdown Controls_Com, G - Heat | Small Retail |  | RET | 0.1 | 0.099873 | 0.099896 | 0.099218 | 0.099015 | 0.099059 | 0.099362 | 0.099739 | 0.10032 | 0.10082
| Boiler Blowdown Controls_Com, O - Heat | Small Retail |  | RET | 0.1 | 0.098815 | 0.098374 | 0.09739 | 0.096516 | 0.095684 | 0.094967 | 0.094216 | 0.093466 | 0.092665
| Boiler Blowdown Controls_Com, P - Heat | Small Retail |  | RET | 0.1 | 0.098815 | 0.098374 | 0.09739 | 0.096516 | 0.095684 | 0.094967 | 0.094216 | 0.093466 | 0.092665
| Boiler Modifications_Com, G - Heat | Small Retail |  | RET | 0.1 | 0.099873 | 0.099896 | 0.099218 | 0.099015 | 0.099059 | 0.099362 | 0.099739 | 0.10032 | 0.10082
| Boiler Modifications_Com, O - Heat | Small Retail |  | RET | 0.1 | 0.098815 | 0.098374 | 0.09739 | 0.096516 | 0.095684 | 0.094967 | 0.094216 | 0.093466 | 0.092665
| Boiler Modifications_Com, P - Heat | Small Retail |  | RET | 0.1 | 0.098815 | 0.098374 | 0.09739 | 0.096516 | 0.095684 | 0.094967 | 0.094216 | 0.093466 | 0.092665
| Boilers_Com, G - Heat | Small Retail |  | NC | 1 | 0.94759 | 0.91754 | 0.87973 | 0.83964 | 0.81496 | 0.80903 | 0.80762 | 0.8088 | 0.80611
| Boilers_Com, G - Heat | Small Retail |  | RET | 0.1 | 0.092555 | 0.085793 | 0.078967 | 0.073031 | 0.06771 | 0.062941 | 0.05855 | 0.054577 | 0.050829
| Boilers_Com, G - Heat | Small Retail |  | REPL | 1 | 0.79898 | 0.69928 | 0.59531 | 0.49508 | 0.39624 | 0.29809 | 0.19948 | 0.10032 | 1.3992e-16
| Boilers_Com, O - Heat | Small Retail |  | NC | 1 | 0.93756 | 0.90356 | 0.86352 | 0.81845 | 0.7872 | 0.77324 | 0.7629 | 0.75353 | 0.74091
| Boilers_Com, O - Heat | Small Retail |  | RET | 0.1 | 0.090915 | 0.083274 | 0.07585 | 0.06916 | 0.063082 | 0.057604 | 0.05258 | 0.047991 | 0.043776
| Boilers_Com, O - Heat | Small Retail |  | REPL | 1 | 0.79052 | 0.68862 | 0.58434 | 0.48258 | 0.38274 | 0.2849 | 0.18843 | 0.093466 | 1.286e-16
| Boilers_Com, P - Heat | Small Retail |  | NC | 1 | 0.93756 | 0.90356 | 0.86352 | 0.81845 | 0.7872 | 0.77324 | 0.7629 | 0.75353 | 0.74091
| Boilers_Com, P - Heat | Small Retail |  | RET | 0.1 | 0.091245 | 0.083879 | 0.076678 | 0.070169 | 0.064234 | 0.058869 | 0.053929 | 0.049401 | 0.045226
| Boilers_Com, P - Heat | Small Retail |  | REPL | 1 | 0.79052 | 0.68862 | 0.58434 | 0.48258 | 0.38274 | 0.2849 | 0.18843 | 0.093466 | 1.286e-16
| Furnace_Com, G - Heat | Small Retail |  | NC | 1 | 0.94759 | 0.91754 | 0.87973 | 0.83964 | 0.81496 | 0.80903 | 0.80762 | 0.8088 | 0.80611
| Furnace_Com, G - Heat | Small Retail |  | RET | 0.1 | 0.093815 | 0.088145 | 0.082235 | 0.077089 | 0.072445 | 0.068259 | 0.064361 | 0.060811 | 0.057405
| Furnace_Com, G - Heat | Small Retail |  | REPL | 1 | 0.79898 | 0.69928 | 0.59531 | 0.49508 | 0.39624 | 0.29809 | 0.19948 | 0.10032 | 1.3992e-16
| Furnace_Com, O - Heat | Small Retail |  | NC | 1 | 0.93756 | 0.90356 | 0.86352 | 0.81845 | 0.7872 | 0.77324 | 0.7629 | 0.75353 | 0.74091
| Furnace_Com, O - Heat | Small Retail |  | RET | 0.1 | 0.08992 | 0.081461 | 0.073386 | 0.066182 | 0.059705 | 0.053923 | 0.048681 | 0.043947 | 0.039648
| Furnace_Com, O - Heat | Small Retail |  | REPL | 1 | 0.79052 | 0.68862 | 0.58434 | 0.48258 | 0.38274 | 0.2849 | 0.18843 | 0.093466 | 1.286e-16
| Furnace_Com, P - Heat | Small Retail |  | NC | 1 | 0.93756 | 0.90356 | 0.86352 | 0.81845 | 0.7872 | 0.77324 | 0.7629 | 0.75353 | 0.74091
| Furnace_Com, P - Heat | Small Retail |  | RET | 0.1 | 0.091371 | 0.08411 | 0.076995 | 0.070556 | 0.064678 | 0.059357 | 0.054451 | 0.049948 | 0.045789
| Furnace_Com, P - Heat | Small Retail |  | REPL | 1 | 0.79052 | 0.68862 | 0.58434 | 0.48258 | 0.38274 | 0.2849 | 0.18843 | 0.093466 | 1.286e-16
| Unit Heater_Com, G - Heat | Small Retail |  | NC | 1 | 0.94759 | 0.91754 | 0.87973 | 0.83964 | 0.81496 | 0.80903 | 0.80762 | 0.8088 | 0.80611
| Unit Heater_Com, G - Heat | Small Retail |  | RET | 0.1 | 0.091973 | 0.084718 | 0.077486 | 0.071211 | 0.065608 | 0.060603 | 0.056021 | 0.056002 | 0.055959
| Unit Heater_Com, G - Heat | Small Retail |  | REPL | 1 | 0.79898 | 0.69928 | 0.59531 | 0.49508 | 0.39624 | 0.29809 | 0.19948 | 0.14143 | 0.082627
| Unit Heater_Com, P - Heat | Small Retail |  | NC | 1 | 0.93756 | 0.90356 | 0.86352 | 0.81845 | 0.7872 | 0.77324 | 0.7629 | 0.75353 | 0.74091
| Unit Heater_Com, P - Heat | Small Retail |  | RET | 0.1 | 0.088934 | 0.079683 | 0.070997 | 0.063324 | 0.0565 | 0.050469 | 0.045063 | 0.040234 | 0.0359
| Unit Heater_Com, P - Heat | Small Retail |  | REPL | 1 | 0.79052 | 0.68862 | 0.58434 | 0.48258 | 0.38274 | 0.2849 | 0.18843 | 0.093466 | 1.286e-16
| Energy Recovery Ventilator_Com, G - Heat | Small Retail |  | NC | 0.8 | 0.75807 | 0.73403 | 0.70378 | 0.67171 | 0.65197 | 0.64722 | 0.6461 | 0.64704 | 0.64489
| Energy Recovery Ventilator_Com, G - Heat | Small Retail |  | RET | 0.08 | 0.073107 | 0.066909 | 0.060806 | 0.055523 | 0.050827 | 0.046649 | 0.045505 | 0.044556 | 0.043659
| Energy Recovery Ventilator_Com, G - Heat | Small Retail |  | REPL | 0.8 | 0.63919 | 0.55942 | 0.47625 | 0.39606 | 0.31699 | 0.23847 | 0.18618 | 0.13376 | 0.080656
| Energy Recovery Ventilator_Com, O - Heat | Small Retail |  | NC | 0.8 | 0.75005 | 0.72285 | 0.69081 | 0.65476 | 0.62976 | 0.61859 | 0.61032 | 0.60282 | 0.59273
| Energy Recovery Ventilator_Com, O - Heat | Small Retail |  | RET | 0.08 | 0.072333 | 0.065889 | 0.059685 | 0.054122 | 0.049095 | 0.044585 | 0.042985 | 0.041511 | 0.040128
| Energy Recovery Ventilator_Com, O - Heat | Small Retail |  | REPL | 0.8 | 0.63242 | 0.5509 | 0.46747 | 0.38607 | 0.30619 | 0.22792 | 0.17587 | 0.12462 | 0.074132
| Energy Recovery Ventilator_Com, P - Heat | Small Retail |  | NC | 0.8 | 0.75005 | 0.72285 | 0.69081 | 0.65476 | 0.62976 | 0.61859 | 0.61032 | 0.60282 | 0.59273
| Energy Recovery Ventilator_Com, P - Heat | Small Retail |  | RET | 0.08 | 0.072333 | 0.065889 | 0.059685 | 0.054122 | 0.049095 | 0.044585 | 0.042985 | 0.041511 | 0.040128
| Energy Recovery Ventilator_Com, P - Heat | Small Retail |  | REPL | 0.8 | 0.63242 | 0.5509 | 0.46747 | 0.38607 | 0.30619 | 0.22792 | 0.17587 | 0.12462 | 0.074132
| Forced Air Heating Maintenance_Com, G - Heat | Small Retail |  | RET | 0.1 | 0.099873 | 0.099896 | 0.099218 | 0.099015 | 0.099059 | 0.099362 | 0.099739 | 0.10032 | 0.10082
| Forced Air Heating Maintenance_Com, O - Heat | Small Retail |  | RET | 0.1 | 0.098815 | 0.098374 | 0.09739 | 0.096516 | 0.095684 | 0.094967 | 0.094216 | 0.093466 | 0.092665
| Forced Air Heating Maintenance_Com, P - Heat | Small Retail |  | RET | 0.1 | 0.098815 | 0.098374 | 0.09739 | 0.096516 | 0.095684 | 0.094967 | 0.094216 | 0.093466 | 0.092665
| Infrared Heater_Com, G - Heat | Small Retail |  | NC | 1 | 0.94759 | 0.91754 | 0.87973 | 0.83964 | 0.81496 | 0.80903 | 0.80762 | 0.8088 | 0.80611
| Infrared Heater_Com, G - Heat | Small Retail |  | RET | 0.1 | 0.09901 | 0.098178 | 0.096669 | 0.095639 | 0.094855 | 0.094323 | 0.093864 | 0.10032 | 0.10082
| Infrared Heater_Com, G - Heat | Small Retail |  | REPL | 1 | 0.79898 | 0.69928 | 0.59531 | 0.49508 | 0.39624 | 0.29809 | 0.19948 | 0.28004 | 0.36123
| Infrared Heater_Com, P - Heat | Small Retail |  | NC | 1 | 0.93756 | 0.90356 | 0.86352 | 0.81845 | 0.7872 | 0.77324 | 0.7629 | 0.75353 | 0.74091
| Infrared Heater_Com, P - Heat | Small Retail |  | RET | 0.1 | 0.097962 | 0.096682 | 0.094888 | 0.093225 | 0.091623 | 0.090151 | 0.088666 | 0.093466 | 0.092665
| Infrared Heater_Com, P - Heat | Small Retail |  | REPL | 1 | 0.79052 | 0.68862 | 0.58434 | 0.48258 | 0.38274 | 0.2849 | 0.18843 | 0.26091 | 0.33201
| Steam Trap Maintenance_Com, G - Heat | Small Retail |  | RET | 0.1 | 0.099873 | 0.099896 | 0.099218 | 0.099015 | 0.099059 | 0.099362 | 0.099739 | 0.10032 | 0.10082
| Steam Trap Maintenance_Com, O - Heat | Small Retail |  | RET | 0.1 | 0.098815 | 0.098374 | 0.09739 | 0.096516 | 0.095684 | 0.094967 | 0.094216 | 0.093466 | 0.092665
| Windows_Com, E - Cool [Building w Elec Heat] | Small Retail | Cooling | NC | 1 | 0.93833 | 0.90372 | 0.87456 | 0.82735 | 0.82156 | 0.82043 | 0.7985 | 0.79589 | 0.78609
| Windows_Com, E - Heat [Building w Elec Heat] | Small Retail | Space Heating | NC | 1 | 0.93833 | 0.90372 | 0.87456 | 0.82735 | 0.82156 | 0.82043 | 0.7985 | 0.79589 | 0.78609
| Windows_Com, E - Cool [Building w Gas Heat] | Small Retail | Cooling | NC | 1 | 0.93833 | 0.90372 | 0.87456 | 0.82735 | 0.82156 | 0.82043 | 0.7985 | 0.79589 | 0.78609
| Windows_Com, G - Heat [Building w Gas Heat] | Small Retail |  | NC | 1 | 0.94759 | 0.91754 | 0.87973 | 0.83964 | 0.81496 | 0.80903 | 0.80762 | 0.8088 | 0.80611
| Windows_Com, E - Cool [Building w Oil Heat] | Small Retail | Cooling | NC | 1 | 0.93833 | 0.90372 | 0.87456 | 0.82735 | 0.82156 | 0.82043 | 0.7985 | 0.79589 | 0.78609
| Windows_Com, O - Heat [Building w Oil Heat] | Small Retail |  | NC | 1 | 0.93756 | 0.90356 | 0.86352 | 0.81845 | 0.7872 | 0.77324 | 0.7629 | 0.75353 | 0.74091
| Windows_Com, E - Cool [Building w Propane Heat] | Small Retail | Cooling | NC | 1 | 0.93833 | 0.90372 | 0.87456 | 0.82735 | 0.82156 | 0.82043 | 0.7985 | 0.79589 | 0.78609
| Windows_Com, P - Heat [Building w Propane Heat] | Small Retail |  | NC | 1 | 0.93756 | 0.90356 | 0.86352 | 0.81845 | 0.7872 | 0.77324 | 0.7629 | 0.75353 | 0.74091
| Window Film_Com, E - Cool [Building w Elec Heat] | Small Retail | Cooling | RET | 0 | 0 | 0 | 0 | 0 | 0 | 0 | 0 | 0 | 0
| Window Film_Com, E - Heat [Building w Elec Heat] | Small Retail | Space Heating | RET | 0 | 0 | 0 | 0 | 0 | 0 | 0 | 0 | 0 | 0
| Window Film_Com, E - Cool [Building w Gas Heat] | Small Retail | Cooling | RET | 0 | 0 | 0 | 0 | 0 | 0 | 0 | 0 | 0 | 0
| Window Film_Com, G - Heat [Building w Gas Heat] | Small Retail |  | RET | 0 | 0 | 0 | 0 | 0 | 0 | 0 | 0 | 0 | 0
| Window Film_Com, E - Cool [Building w Oil Heat] | Small Retail | Cooling | RET | 0 | 0 | 0 | 0 | 0 | 0 | 0 | 0 | 0 | 0
| Window Film_Com, O - Heat [Building w Oil Heat] | Small Retail |  | RET | 0 | 0 | 0 | 0 | 0 | 0 | 0 | 0 | 0 | 0
| Window Film_Com, E - Cool [Building w Propane Heat] | Small Retail | Cooling | RET | 0 | 0 | 0 | 0 | 0 | 0 | 0 | 0 | 0 | 0
| Window Film_Com, P - Heat [Building w Propane Heat] | Small Retail |  | RET | 0 | 0 | 0 | 0 | 0 | 0 | 0 | 0 | 0 | 0
| Motors and Fans_Com, E - Vent | Small Retail | Ventilation | NC | 1 | 0.93833 | 0.90372 | 0.87456 | 0.82735 | 0.82156 | 0.82043 | 0.7985 | 0.79589 | 0.78609
| Motors and Fans_Com, E - Vent | Small Retail | Ventilation | RET | 0.1 | 0.087696 | 0.082772 | 0.073758 | 0.066113 | 0.059727 | 0.053208 | 0.049292 | 0.045051 | 0.03994
| Motors and Fans_Com, E - Vent | Small Retail | Ventilation | REPL | 1 | 0.77865 | 0.71373 | 0.60504 | 0.5016 | 0.40235 | 0.29836 | 0.20584 | 0.1073 | 0.0067012
| ECM Furnace Motors_Com, E - Vent | Small Retail | Ventilation | RET | 0.1 | 0.097332 | 0.10196 | 0.10084 | 0.10032 | 0.10059 | 0.099455 | 0.10179 | 0.10273 | 0.10052
| VFD on HVAC System_Com, E - Vent | Small Retail | Ventilation | RET | 0.1 | 0.097332 | 0.10196 | 0.10084 | 0.10032 | 0.10059 | 0.099455 | 0.10179 | 0.10273 | 0.10052
| Kitchen DCV_Com, E - Vent [Building w Elec Heat] | Small Retail | Ventilation | NC | 1 | 0.93833 | 0.90372 | 0.87456 | 0.82735 | 0.82156 | 0.82043 | 0.7985 | 0.79589 | 0.78609
| Kitchen DCV_Com, E - Vent [Building w Elec Heat] | Small Retail | Ventilation | RET | 0.1 | 0.08828 | 0.083878 | 0.075241 | 0.067892 | 0.061742 | 0.055369 | 0.052982 | 0.050097 | 0.046023
| Kitchen DCV_Com, E - Vent [Building w Elec Heat] | Small Retail | Ventilation | REPL | 1 | 0.77865 | 0.71373 | 0.60504 | 0.5016 | 0.40235 | 0.29836 | 0.21941 | 0.13469 | 0.046908
| Kitchen DCV_Com, E - Heat [Building w Elec Heat] | Small Retail | Space Heating | NC | 1 | 0.93833 | 0.90372 | 0.87456 | 0.82735 | 0.82156 | 0.82043 | 0.7985 | 0.79589 | 0.78609
| Kitchen DCV_Com, E - Heat [Building w Elec Heat] | Small Retail | Space Heating | RET | 0.1 | 0.08828 | 0.083878 | 0.075241 | 0.067892 | 0.061742 | 0.055369 | 0.052982 | 0.050097 | 0.046023
| Kitchen DCV_Com, E - Heat [Building w Elec Heat] | Small Retail | Space Heating | REPL | 1 | 0.77865 | 0.71373 | 0.60504 | 0.5016 | 0.40235 | 0.29836 | 0.21941 | 0.13469 | 0.046908
| Kitchen DCV_Com, E - Vent [Building w Gas Heat] | Small Retail | Ventilation | NC | 1 | 0.93833 | 0.90372 | 0.87456 | 0.82735 | 0.82156 | 0.82043 | 0.7985 | 0.79589 | 0.78609
| Kitchen DCV_Com, E - Vent [Building w Gas Heat] | Small Retail | Ventilation | RET | 0.1 | 0.08828 | 0.083878 | 0.075241 | 0.067892 | 0.061742 | 0.055369 | 0.052982 | 0.050097 | 0.046023
| Kitchen DCV_Com, E - Vent [Building w Gas Heat] | Small Retail | Ventilation | REPL | 1 | 0.77865 | 0.71373 | 0.60504 | 0.5016 | 0.40235 | 0.29836 | 0.21941 | 0.13469 | 0.046908
| Kitchen DCV_Com, G - Heat [Building w Gas Heat] | Small Retail |  | NC | 1 | 0.94759 | 0.91754 | 0.87973 | 0.83964 | 0.81496 | 0.80903 | 0.80762 | 0.8088 | 0.80611
| Kitchen DCV_Com, G - Heat [Building w Gas Heat] | Small Retail |  | RET | 0.1 | 0.090585 | 0.08218 | 0.074031 | 0.067009 | 0.060804 | 0.055318 | 0.051915 | 0.048923 | 0.046161
| Kitchen DCV_Com, G - Heat [Building w Gas Heat] | Small Retail |  | REPL | 1 | 0.79898 | 0.69928 | 0.59531 | 0.49508 | 0.39624 | 0.29809 | 0.21499 | 0.13153 | 0.047049
| Kitchen DCV_Com, E - Vent [Building w Oil Heat] | Small Retail | Ventilation | NC | 1 | 0.93833 | 0.90372 | 0.87456 | 0.82735 | 0.82156 | 0.82043 | 0.7985 | 0.79589 | 0.78609
| Kitchen DCV_Com, E - Vent [Building w Oil Heat] | Small Retail | Ventilation | RET | 0.1 | 0.08828 | 0.083878 | 0.075241 | 0.067892 | 0.061742 | 0.055369 | 0.052982 | 0.050097 | 0.046023
| Kitchen DCV_Com, E - Vent [Building w Oil Heat] | Small Retail | Ventilation | REPL | 1 | 0.77865 | 0.71373 | 0.60504 | 0.5016 | 0.40235 | 0.29836 | 0.21941 | 0.13469 | 0.046908
| Kitchen DCV_Com, O - Heat [Building w Oil Heat] | Small Retail |  | NC | 1 | 0.93756 | 0.90356 | 0.86352 | 0.81845 | 0.7872 | 0.77324 | 0.7629 | 0.75353 | 0.74091
| Kitchen DCV_Com, O - Heat [Building w Oil Heat] | Small Retail |  | RET | 0.1 | 0.089625 | 0.080927 | 0.072666 | 0.065318 | 0.058732 | 0.052871 | 0.04904 | 0.045579 | 0.042427
| Kitchen DCV_Com, O - Heat [Building w Oil Heat] | Small Retail |  | REPL | 1 | 0.79052 | 0.68862 | 0.58434 | 0.48258 | 0.38274 | 0.2849 | 0.20309 | 0.12254 | 0.043244
| Kitchen DCV_Com, E - Vent [Building w Oil Heat] | Small Retail | Ventilation | NC | 1 | 0.93833 | 0.90372 | 0.87456 | 0.82735 | 0.82156 | 0.82043 | 0.7985 | 0.79589 | 0.78609
| Kitchen DCV_Com, E - Vent [Building w Oil Heat] | Small Retail | Ventilation | RET | 0.1 | 0.08828 | 0.083878 | 0.075241 | 0.067892 | 0.061742 | 0.055369 | 0.052982 | 0.050097 | 0.046023
| Kitchen DCV_Com, E - Vent [Building w Oil Heat] | Small Retail | Ventilation | REPL | 1 | 0.77865 | 0.71373 | 0.60504 | 0.5016 | 0.40235 | 0.29836 | 0.21941 | 0.13469 | 0.046908
| Kitchen DCV_Com, P - Heat [Building w Propane Heat] | Small Retail |  | NC | 1 | 0.93756 | 0.90356 | 0.86352 | 0.81845 | 0.7872 | 0.77324 | 0.7629 | 0.75353 | 0.74091
| Kitchen DCV_Com, P - Heat [Building w Propane Heat] | Small Retail |  | RET | 0.1 | 0.089625 | 0.080927 | 0.072666 | 0.065318 | 0.058732 | 0.052871 | 0.04904 | 0.045579 | 0.042427
| Kitchen DCV_Com, P - Heat [Building w Propane Heat] | Small Retail |  | REPL | 1 | 0.79052 | 0.68862 | 0.58434 | 0.48258 | 0.38274 | 0.2849 | 0.20309 | 0.12254 | 0.043244
| Duct Sealing Regulated_Com, E - Vent [Building w Elec Heat] | Small Retail | Ventilation | RET | 0.1 | 0.097332 | 0.10196 | 0.10084 | 0.10032 | 0.10059 | 0.099455 | 0.10179 | 0.10273 | 0.10052
| Duct Sealing Regulated_Com, E - Heat [Building w Elec Heat] | Small Retail | Space Heating | RET | 0.1 | 0.097332 | 0.10196 | 0.10084 | 0.10032 | 0.10059 | 0.099455 | 0.10179 | 0.10273 | 0.10052
| Duct Sealing Regulated_Com, E - Cool [Building w Elec Heat] | Small Retail | Cooling | RET | 0.1 | 0.097332 | 0.10196 | 0.10084 | 0.10032 | 0.10059 | 0.099455 | 0.10179 | 0.10273 | 0.10052
| Duct Sealing Regulated_Com, E - Vent [Building w Gas Heat] | Small Retail | Ventilation | RET | 0.1 | 0.097332 | 0.10196 | 0.10084 | 0.10032 | 0.10059 | 0.099455 | 0.10179 | 0.10273 | 0.10052
| Duct Sealing Regulated_Com, G - Heat [Building w Gas Heat] | Small Retail |  | RET | 0.1 | 0.099873 | 0.099896 | 0.099218 | 0.099015 | 0.099059 | 0.099362 | 0.099739 | 0.10032 | 0.10082
| Duct Sealing Regulated_Com, E - Cool [Building w Gas Heat] | Small Retail | Cooling | RET | 0.1 | 0.097332 | 0.10196 | 0.10084 | 0.10032 | 0.10059 | 0.099455 | 0.10179 | 0.10273 | 0.10052
| Duct Sealing Non Regulated_Com, E - Vent [Building w Oil Heat] | Small Retail | Ventilation | RET | 0.1 | 0.097332 | 0.10196 | 0.10084 | 0.10032 | 0.10059 | 0.099455 | 0.10179 | 0.10273 | 0.10052
| Duct Sealing Non Regulated_Com, O - Heat [Building w Oil Heat] | Small Retail |  | RET | 0.1 | 0.098815 | 0.098374 | 0.09739 | 0.096516 | 0.095684 | 0.094967 | 0.094216 | 0.093466 | 0.092665
| Duct Sealing Non Regulated_Com, E - Cool [Building w Oil Heat] | Small Retail | Cooling | RET | 0.1 | 0.097332 | 0.10196 | 0.10084 | 0.10032 | 0.10059 | 0.099455 | 0.10179 | 0.10273 | 0.10052
| Duct Sealing Non Regulated_Com, E - Vent [Building w Propane Heat] | Small Retail | Ventilation | RET | 0.1 | 0.097332 | 0.10196 | 0.10084 | 0.10032 | 0.10059 | 0.099455 | 0.10179 | 0.10273 | 0.10052
| Duct Sealing Non Regulated_Com, P - Heat [Building w Propane Heat] | Small Retail |  | RET | 0.1 | 0.098815 | 0.098374 | 0.09739 | 0.096516 | 0.095684 | 0.094967 | 0.094216 | 0.093466 | 0.092665
| Duct Sealing Non Regulated_Com, E - Cool [Building w Propane Heat] | Small Retail | Cooling | RET | 0.1 | 0.097332 | 0.10196 | 0.10084 | 0.10032 | 0.10059 | 0.099455 | 0.10179 | 0.10273 | 0.10052
| Power Strip_Com, E - Plug [Tier 1] | Small Retail | Plug Loads | NC | 0 | 0 | 0 | 0 | 0 | 0 | 0 | 0 | 0 | 0
| Power Strip_Com, E - Plug [Tier 1] | Small Retail | Plug Loads | RET | 0 | 0 | 0 | 0 | 0 | 0 | 0 | 0 | 0 | 0
| Power Strip_Com, E - Plug [Tier 1] | Small Retail | Plug Loads | REPL | 0 | 0 | 0 | 0 | 0 | 0 | 0 | 0 | 0 | 0
| Power Strip_Com, E - Plug [Tier 2] | Small Retail | Plug Loads | NC | 1 | 0.93833 | 0.90372 | 0.87456 | 0.82735 | 0.82156 | 0.82043 | 0.7985 | 0.80393 | 0.80206
| Power Strip_Com, E - Plug [Tier 2] | Small Retail | Plug Loads | RET | 0.1 | 0.08796 | 0.083271 | 0.074426 | 0.068466 | 0.063596 | 0.058364 | 0.055557 | 0.072045 | 0.084618
| Power Strip_Com, E - Plug [Tier 2] | Small Retail | Plug Loads | REPL | 1 | 0.77865 | 0.71373 | 0.60504 | 0.51712 | 0.43349 | 0.34454 | 0.26659 | 0.38005 | 0.48047
| Computer Power Management_Com, E - Plug | Small Retail | Plug Loads | RET | 0.1 | 0.097332 | 0.10196 | 0.10084 | 0.10032 | 0.10059 | 0.099455 | 0.10179 | 0.10273 | 0.10052
| Vending Machine Controls_Com, E - Plug [Non-Refrigerated] | Small Retail | Plug Loads | RET | 0.1 | 0.097332 | 0.10196 | 0.10084 | 0.10032 | 0.10059 | 0.099455 | 0.10179 | 0.10273 | 0.10052
| Vending Machine Controls_Com, E - Plug [Refrigerated] | Small Retail | Plug Loads | RET | 0.1 | 0.097332 | 0.10196 | 0.10084 | 0.10032 | 0.10059 | 0.099455 | 0.10179 | 0.10273 | 0.10052
| Ovens_Com, E - Cook | Small Retail | Cooking | NC | 1 | 0.93833 | 0.90372 | 0.87456 | 0.82735 | 0.82156 | 0.82043 | 0.7985 | 0.79589 | 0.78609
| Ovens_Com, E - Cook | Small Retail | Cooking | REPL | 1 | 0.97332 | 1.0196 | 1.0084 | 1.0032 | 1.0059 | 0.99455 | 1.0179 | 1.0273 | 1.0052
| Ovens_Com, G - Cook | Small Retail |  | NC | 1 | 0.94759 | 0.91754 | 0.87973 | 0.83964 | 0.81496 | 0.80903 | 0.80762 | 0.8088 | 0.80611
| Ovens_Com, G - Cook | Small Retail |  | REPL | 1 | 0.99873 | 0.99896 | 0.99218 | 0.99015 | 0.99059 | 0.99362 | 0.99739 | 1.0032 | 1.0082
| Ovens_Com, P - Cook | Small Retail |  | NC | 1 | 0.93756 | 0.90356 | 0.86352 | 0.81845 | 0.7872 | 0.77324 | 0.7629 | 0.75353 | 0.74091
| Ovens_Com, P - Cook | Small Retail |  | REPL | 1 | 0.98815 | 0.98374 | 0.9739 | 0.96516 | 0.95684 | 0.94967 | 0.94216 | 0.93466 | 0.92665
| Fryers_Com, E - Cook | Small Retail | Cooking | NC | 1 | 0.93833 | 0.90372 | 0.87456 | 0.82735 | 0.82156 | 0.82043 | 0.7985 | 0.79589 | 0.78609
| Fryers_Com, E - Cook | Small Retail | Cooking | REPL | 1 | 0.97332 | 1.0196 | 1.0084 | 1.0032 | 1.0059 | 0.99455 | 1.0179 | 1.0273 | 1.0052
| Fryers_Com, G - Cook | Small Retail |  | NC | 1 | 0.94759 | 0.91754 | 0.87973 | 0.83964 | 0.81496 | 0.80903 | 0.80762 | 0.8088 | 0.80611
| Fryers_Com, G - Cook | Small Retail |  | REPL | 1 | 0.99873 | 0.99896 | 0.99218 | 0.99015 | 0.99059 | 0.99362 | 0.99739 | 1.0032 | 1.0082
| Fryers_Com, P - Cook | Small Retail |  | NC | 1 | 0.93756 | 0.90356 | 0.86352 | 0.81845 | 0.7872 | 0.77324 | 0.7629 | 0.75353 | 0.74091
| Fryers_Com, P - Cook | Small Retail |  | REPL | 1 | 0.98815 | 0.98374 | 0.9739 | 0.96516 | 0.95684 | 0.94967 | 0.94216 | 0.93466 | 0.92665
| Griddles_Com, E - Cook | Small Retail | Cooking | NC | 1 | 0.93833 | 0.90372 | 0.87456 | 0.82735 | 0.82156 | 0.82043 | 0.7985 | 0.79589 | 0.78609
| Griddles_Com, E - Cook | Small Retail | Cooking | REPL | 1 | 0.97332 | 1.0196 | 1.0084 | 1.0032 | 1.0059 | 0.99455 | 1.0179 | 1.0273 | 1.0052
| Griddles_Com, G - Cook | Small Retail |  | NC | 1 | 0.94759 | 0.91754 | 0.87973 | 0.83964 | 0.81496 | 0.80903 | 0.80762 | 0.8088 | 0.80611
| Griddles_Com, G - Cook | Small Retail |  | REPL | 1 | 0.99873 | 0.99896 | 0.99218 | 0.99015 | 0.99059 | 0.99362 | 0.99739 | 1.0032 | 1.0082
| Griddles_Com, P - Cook | Small Retail |  | NC | 1 | 0.93756 | 0.90356 | 0.86352 | 0.81845 | 0.7872 | 0.77324 | 0.7629 | 0.75353 | 0.74091
| Griddles_Com, P - Cook | Small Retail |  | REPL | 1 | 0.98815 | 0.98374 | 0.9739 | 0.96516 | 0.95684 | 0.94967 | 0.94216 | 0.93466 | 0.92665
| Hot Food Holding Cabinet_Com, E - Cook | Small Retail | Cooking | NC | 1 | 0.93833 | 0.90372 | 0.87456 | 0.82735 | 0.82156 | 0.82043 | 0.7985 | 0.79589 | 0.78609
| Hot Food Holding Cabinet_Com, E - Cook | Small Retail | Cooking | REPL | 1 | 0.97332 | 1.0196 | 1.0084 | 1.0032 | 1.0059 | 0.99455 | 1.0179 | 1.0273 | 1.0052
| Steamers_Com, E - Cook | Small Retail | Cooking | NC | 1 | 0.93833 | 0.90372 | 0.87456 | 0.82735 | 0.82156 | 0.82043 | 0.7985 | 0.79589 | 0.78609
| Steamers_Com, E - Cook | Small Retail | Cooking | REPL | 1 | 0.97332 | 1.0196 | 1.0084 | 1.0032 | 1.0059 | 0.99455 | 1.0179 | 1.0273 | 1.0052
| Steamers_Com, G - Cook | Small Retail |  | NC | 1 | 0.94759 | 0.91754 | 0.87973 | 0.83964 | 0.81496 | 0.80903 | 0.80762 | 0.8088 | 0.80611
| Steamers_Com, G - Cook | Small Retail |  | REPL | 1 | 0.99873 | 0.99896 | 0.99218 | 0.99015 | 0.99059 | 0.99362 | 0.99739 | 1.0032 | 1.0082
| ES Refrigerator and Freezer_Com, E - Refr | Small Retail | Refrigeration | NC | 1 | 0.93833 | 0.90372 | 0.87456 | 0.82735 | 0.82156 | 0.82043 | 0.7985 | 0.79589 | 0.78609
| ES Refrigerator and Freezer_Com, E - Refr | Small Retail | Refrigeration | REPL | 1 | 0.97332 | 1.0196 | 1.0084 | 1.0032 | 1.0059 | 0.99455 | 1.0179 | 1.0273 | 1.0052
| Anti Sweat Heat Control_Com, E - Refr | Small Retail | Refrigeration | NC | 1 | 0.93833 | 0.90372 | 0.87456 | 0.82735 | 0.82156 | 0.82043 | 0.7985 | 0.79589 | 0.78609
| Anti Sweat Heat Control_Com, E - Refr | Small Retail | Refrigeration | RET | 0.1 | 0.097332 | 0.10196 | 0.10084 | 0.10032 | 0.10059 | 0.099455 | 0.10179 | 0.10273 | 0.10052
| Case Night Covers_Com, E - Refr | Small Retail | Refrigeration | RET | 0.1 | 0.097332 | 0.10196 | 0.10084 | 0.10032 | 0.10059 | 0.099455 | 0.10179 | 0.10273 | 0.10052
| Loading Dock Pit Seals_Com, E - Refr | Small Retail | Refrigeration | NC | 1 | 0.93833 | 0.90372 | 0.87456 | 0.82735 | 0.82156 | 0.82043 | 0.7985 | 0.79589 | 0.78609
| Loading Dock Pit Seals_Com, E - Refr | Small Retail | Refrigeration | RET | 0.1 | 0.097332 | 0.10196 | 0.10084 | 0.10032 | 0.10059 | 0.099455 | 0.10179 | 0.10273 | 0.10052
| ECM Comp Cond Fan Motor_Com, E - Refr | Small Retail | Refrigeration | NC | 1 | 0.93833 | 0.90372 | 0.87456 | 0.82735 | 0.82156 | 0.82043 | 0.7985 | 0.79589 | 0.78609
| ECM Comp Cond Fan Motor_Com, E - Refr | Small Retail | Refrigeration | RET | 0.1 | 0.094236 | 0.095577 | 0.09152 | 0.088151 | 0.085575 | 0.081919 | 0.0966 | 0.10273 | 0.10052
| ECM Comp Cond Fan Motor_Com, E - Refr | Small Retail | Refrigeration | REPL | 1 | 0.77865 | 0.71373 | 0.60504 | 0.5016 | 0.40235 | 0.29836 | 0.35782 | 0.41407 | 0.45695
| Evap Fan Motor Replacement_Com, E - Refr | Small Retail | Refrigeration | NC | 1 | 0.93833 | 0.90372 | 0.87456 | 0.82735 | 0.82156 | 0.82043 | 0.7985 | 0.79589 | 0.78609
| Evap Fan Motor Replacement_Com, E - Refr | Small Retail | Refrigeration | RET | 0.1 | 0.088171 | 0.083672 | 0.074964 | 0.067558 | 0.061364 | 0.054962 | 0.052289 | 0.049149 | 0.044878
| Evap Fan Motor Replacement_Com, E - Refr | Small Retail | Refrigeration | REPL | 1 | 0.77865 | 0.71373 | 0.60504 | 0.5016 | 0.40235 | 0.29836 | 0.21689 | 0.1296 | 0.03943
| Evap Fan Speed Controls_Com, E - Refr | Small Retail | Refrigeration | NC | 1 | 0.93833 | 0.90372 | 0.87456 | 0.82735 | 0.82156 | 0.82043 | 0.7985 | 0.79589 | 0.78609
| Evap Fan Speed Controls_Com, E - Refr | Small Retail | Refrigeration | RET | 0.1 | 0.097332 | 0.10196 | 0.10084 | 0.10032 | 0.10059 | 0.099455 | 0.10179 | 0.10273 | 0.10052
| LowHeat NoHeat Doors_Com, E - Refr | Small Retail | Refrigeration | NC | 1 | 0.93833 | 0.90372 | 0.87456 | 0.82735 | 0.82156 | 0.82043 | 0.7985 | 0.79589 | 0.78609
| LowHeat NoHeat Doors_Com, E - Refr | Small Retail | Refrigeration | RET | 0.1 | 0.097332 | 0.10196 | 0.10084 | 0.10032 | 0.10059 | 0.099455 | 0.10179 | 0.10273 | 0.10052
| Refrigerated Vending Machine_Com, E - Refr | Small Retail | Refrigeration | NC | 1 | 0.93833 | 0.90372 | 0.87456 | 0.82735 | 0.82156 | 0.82043 | 0.7985 | 0.79589 | 0.78609
| Refrigerated Vending Machine_Com, E - Refr | Small Retail | Refrigeration | REPL | 1 | 0.97332 | 1.0196 | 1.0084 | 1.0032 | 1.0059 | 0.99455 | 1.0179 | 1.0273 | 1.0052
| Walk In Refrigeration_Com, E - Refr | Small Retail | Refrigeration | NC | 0.7 | 0.65683 | 0.6326 | 0.61219 | 0.57915 | 0.57509 | 0.5743 | 0.55895 | 0.55712 | 0.55027
| Refrigeration Tune Up_Com, E - Refr | Small Retail | Refrigeration | RET | 0.1 | 0.097332 | 0.10196 | 0.10084 | 0.10032 | 0.10059 | 0.099455 | 0.10179 | 0.10273 | 0.10052
| ES Ice Machine_Com, E - Refr | Small Retail | Refrigeration | NC | 1 | 0.93833 | 0.90372 | 0.87456 | 0.82735 | 0.82156 | 0.82043 | 0.7985 | 0.79589 | 0.78609
| ES Ice Machine_Com, E - Refr | Small Retail | Refrigeration | REPL | 1 | 0.97332 | 1.0196 | 1.0084 | 1.0032 | 1.0059 | 0.99455 | 1.0179 | 1.0273 | 1.0052
| Walk In Cooler Retroft_Com, E - Refr | Small Retail | Refrigeration | RET | 0.07 | 0.068132 | 0.071373 | 0.070588 | 0.070224 | 0.070412 | 0.069618 | 0.071252 | 0.071911 | 0.070362
| HE Built Up Refrig_Com, E - Refr | Small Retail | Refrigeration | NC | 0.7 | 0.65683 | 0.6326 | 0.61219 | 0.57915 | 0.57509 | 0.5743 | 0.55895 | 0.55712 | 0.55027
| HE Built Up Refrig_Com, E - Refr | Small Retail | Refrigeration | RET | 0.07 | 0.068132 | 0.071373 | 0.070588 | 0.070224 | 0.070412 | 0.069618 | 0.071252 | 0.071911 | 0.070362
| Door Gasket Replacement_Com, E - Refr | Small Retail | Refrigeration | RET | 0.1 | 0.097332 | 0.10196 | 0.10084 | 0.10032 | 0.10059 | 0.099455 | 0.10179 | 0.10273 | 0.10052
| EnergyStar Dehumidifier_Com, E - Appl | Small Retail | Appliances | NC | 1 | 0.93833 | 0.90372 | 0.87456 | 0.82735 | 0.82156 | 0.82043 | 0.7985 | 0.79589 | 0.78609
| EnergyStar Dehumidifier_Com, E - Appl | Small Retail | Appliances | REPL | 1 | 0.97332 | 1.0196 | 1.0084 | 1.0032 | 1.0059 | 0.99455 | 1.0179 | 1.0273 | 1.0052
| Clothes Washer Elec WH_Com, E - Appl [unit w/ elec dry - Washer] | Small Retail | Appliances | NC | 1 | 0.93833 | 0.90372 | 0.87456 | 0.82735 | 0.82156 | 0.82043 | 0.80656 | 0.81205 | 0.81016
| Clothes Washer Elec WH_Com, E - Appl [unit w/ elec dry - Washer] | Small Retail | Appliances | REPL | 1 | 0.97332 | 1.0196 | 1.0084 | 1.0032 | 1.0059 | 0.99455 | 1.0179 | 1.0273 | 1.0052
| Clothes Washer Elec WH_Com, E - Appl [unit w/ elec dry - Dryer] | Small Retail | Appliances | NC | 1 | 0.93833 | 0.90372 | 0.87456 | 0.82735 | 0.82156 | 0.82043 | 0.80656 | 0.81205 | 0.81016
| Clothes Washer Elec WH_Com, E - Appl [unit w/ elec dry - Dryer] | Small Retail | Appliances | REPL | 1 | 0.97332 | 1.0196 | 1.0084 | 1.0032 | 1.0059 | 0.99455 | 1.0179 | 1.0273 | 1.0052
| Clothes Washer Elec WH_Com, E - HWat [unit w/ elec dry - Water Heater] | Small Retail | Water Heating | NC | 1 | 0.93833 | 0.90372 | 0.87456 | 0.82735 | 0.82156 | 0.82043 | 0.80656 | 0.81205 | 0.81016
| Clothes Washer Elec WH_Com, E - HWat [unit w/ elec dry - Water Heater] | Small Retail | Water Heating | REPL | 1 | 0.97332 | 1.0196 | 1.0084 | 1.0032 | 1.0059 | 0.99455 | 1.0179 | 1.0273 | 1.0052
| Clothes Washer Elec WH_Com, E - Appl [unit w/ gas dry - Washer] | Small Retail | Appliances | NC | 1 | 0.93833 | 0.90372 | 0.87456 | 0.82735 | 0.82156 | 0.82043 | 0.80656 | 0.81205 | 0.81016
| Clothes Washer Elec WH_Com, E - Appl [unit w/ gas dry - Washer] | Small Retail | Appliances | REPL | 1 | 0.97332 | 1.0196 | 1.0084 | 1.0032 | 1.0059 | 0.99455 | 1.0179 | 1.0273 | 1.0052
| Clothes Washer Elec WH_Com, E - HWat [unit w/ gas dry - Water Heater] | Small Retail | Water Heating | NC | 1 | 0.93833 | 0.90372 | 0.87456 | 0.82735 | 0.82156 | 0.82043 | 0.80656 | 0.81205 | 0.81016
| Clothes Washer Elec WH_Com, E - HWat [unit w/ gas dry - Water Heater] | Small Retail | Water Heating | REPL | 1 | 0.97332 | 1.0196 | 1.0084 | 1.0032 | 1.0059 | 0.99455 | 1.0179 | 1.0273 | 1.0052
| Clothes Washer Elec WH_Com, E - Appl [unit w/ propane dry - Washer] | Small Retail | Appliances | NC | 1 | 0.93833 | 0.90372 | 0.87456 | 0.82735 | 0.82156 | 0.82043 | 0.80656 | 0.81205 | 0.81016
| Clothes Washer Elec WH_Com, E - Appl [unit w/ propane dry - Washer] | Small Retail | Appliances | REPL | 1 | 0.97332 | 1.0196 | 1.0084 | 1.0032 | 1.0059 | 0.99455 | 1.0179 | 1.0273 | 1.0052
| Clothes Washer Elec WH_Com, P - Oth [unit w/ propane dry - Dryer] | Small Retail |  | NC | 1 | 0.93756 | 0.90356 | 0.86352 | 0.81845 | 0.7872 | 0.77324 | 0.7706 | 0.76883 | 0.76359
| Clothes Washer Elec WH_Com, P - Oth [unit w/ propane dry - Dryer] | Small Retail |  | REPL | 1 | 0.98815 | 0.98374 | 0.9739 | 0.96516 | 0.95684 | 0.94967 | 0.94216 | 0.93466 | 0.92665
| Clothes Washer Elec WH_Com, E - HWat [unit w/ propane dry - Water Heater] | Small Retail | Water Heating | NC | 1 | 0.93833 | 0.90372 | 0.87456 | 0.82735 | 0.82156 | 0.82043 | 0.80656 | 0.81205 | 0.81016
| Clothes Washer Elec WH_Com, E - HWat [unit w/ propane dry - Water Heater] | Small Retail | Water Heating | REPL | 1 | 0.97332 | 1.0196 | 1.0084 | 1.0032 | 1.0059 | 0.99455 | 1.0179 | 1.0273 | 1.0052
| Clothes Washer Gas WH_Com, E - Appl [unit w/ elec dry - Washer] | Small Retail | Appliances | NC | 1 | 0.93833 | 0.90372 | 0.87456 | 0.82735 | 0.82156 | 0.82043 | 0.80656 | 0.81205 | 0.81016
| Clothes Washer Gas WH_Com, E - Appl [unit w/ elec dry - Washer] | Small Retail | Appliances | REPL | 1 | 0.97332 | 1.0196 | 1.0084 | 1.0032 | 1.0059 | 0.99455 | 1.0179 | 1.0273 | 1.0052
| Clothes Washer Gas WH_Com, E - Appl [unit w/ elec dry - Dryer] | Small Retail | Appliances | NC | 1 | 0.93833 | 0.90372 | 0.87456 | 0.82735 | 0.82156 | 0.82043 | 0.80656 | 0.81205 | 0.81016
| Clothes Washer Gas WH_Com, E - Appl [unit w/ elec dry - Dryer] | Small Retail | Appliances | REPL | 1 | 0.97332 | 1.0196 | 1.0084 | 1.0032 | 1.0059 | 0.99455 | 1.0179 | 1.0273 | 1.0052
| Clothes Washer Gas WH_Com, G - HWat [unit w/ elec dry - Water Heater] | Small Retail |  | NC | 1 | 0.94759 | 0.91754 | 0.87973 | 0.83964 | 0.81496 | 0.80903 | 0.81578 | 0.82522 | 0.83079
| Clothes Washer Gas WH_Com, G - HWat [unit w/ elec dry - Water Heater] | Small Retail |  | REPL | 1 | 0.99873 | 0.99896 | 0.99218 | 0.99015 | 0.99059 | 0.99362 | 0.99739 | 1.0032 | 1.0082
| Clothes Washer Gas WH_Com, E - Appl [unit w/ gas dry - Washer] | Small Retail | Appliances | NC | 1 | 0.93833 | 0.90372 | 0.87456 | 0.82735 | 0.82156 | 0.82043 | 0.80656 | 0.81205 | 0.81016
| Clothes Washer Gas WH_Com, E - Appl [unit w/ gas dry - Washer] | Small Retail | Appliances | REPL | 1 | 0.97332 | 1.0196 | 1.0084 | 1.0032 | 1.0059 | 0.99455 | 1.0179 | 1.0273 | 1.0052
| Clothes Washer Gas WH_Com, G - HWat [unit w/ gas dry - Water Heater] | Small Retail |  | NC | 1 | 0.94759 | 0.91754 | 0.87973 | 0.83964 | 0.81496 | 0.80903 | 0.81578 | 0.82522 | 0.83079
| Clothes Washer Gas WH_Com, G - HWat [unit w/ gas dry - Water Heater] | Small Retail |  | REPL | 1 | 0.99873 | 0.99896 | 0.99218 | 0.99015 | 0.99059 | 0.99362 | 0.99739 | 1.0032 | 1.0082
| Clothes Washer Gas WH_Com, E - Appl [unit w/ propane dry - Washer] | Small Retail | Appliances | NC | 1 | 0.93833 | 0.90372 | 0.87456 | 0.82735 | 0.82156 | 0.82043 | 0.80656 | 0.81205 | 0.81016
| Clothes Washer Gas WH_Com, E - Appl [unit w/ propane dry - Washer] | Small Retail | Appliances | REPL | 1 | 0.97332 | 1.0196 | 1.0084 | 1.0032 | 1.0059 | 0.99455 | 1.0179 | 1.0273 | 1.0052
| Clothes Washer Gas WH_Com, P - Oth [unit w/ propane dry - Dryer] | Small Retail |  | NC | 1 | 0.93756 | 0.90356 | 0.86352 | 0.81845 | 0.7872 | 0.77324 | 0.7706 | 0.76883 | 0.76359
| Clothes Washer Gas WH_Com, P - Oth [unit w/ propane dry - Dryer] | Small Retail |  | REPL | 1 | 0.98815 | 0.98374 | 0.9739 | 0.96516 | 0.95684 | 0.94967 | 0.94216 | 0.93466 | 0.92665
| Clothes Washer Gas WH_Com, G - HWat [unit w/ propane dry - Water Heater] | Small Retail |  | NC | 1 | 0.94759 | 0.91754 | 0.87973 | 0.83964 | 0.81496 | 0.80903 | 0.81578 | 0.82522 | 0.83079
| Clothes Washer Gas WH_Com, G - HWat [unit w/ propane dry - Water Heater] | Small Retail |  | REPL | 1 | 0.99873 | 0.99896 | 0.99218 | 0.99015 | 0.99059 | 0.99362 | 0.99739 | 1.0032 | 1.0082
| Clothes Washer Oil WH_Com, E - Appl [unit w/ elec dry - Washer] | Small Retail | Appliances | NC | 1 | 0.93833 | 0.90372 | 0.87456 | 0.82735 | 0.82156 | 0.82043 | 0.80656 | 0.81205 | 0.81016
| Clothes Washer Oil WH_Com, E - Appl [unit w/ elec dry - Washer] | Small Retail | Appliances | REPL | 1 | 0.97332 | 1.0196 | 1.0084 | 1.0032 | 1.0059 | 0.99455 | 1.0179 | 1.0273 | 1.0052
| Clothes Washer Oil WH_Com, E - Appl [unit w/ elec dry - Dryer] | Small Retail | Appliances | NC | 1 | 0.93833 | 0.90372 | 0.87456 | 0.82735 | 0.82156 | 0.82043 | 0.80656 | 0.81205 | 0.81016
| Clothes Washer Oil WH_Com, E - Appl [unit w/ elec dry - Dryer] | Small Retail | Appliances | REPL | 1 | 0.97332 | 1.0196 | 1.0084 | 1.0032 | 1.0059 | 0.99455 | 1.0179 | 1.0273 | 1.0052
| Clothes Washer Oil WH_Com, O - HWat [unit w/ elec dry - Water Heater] | Small Retail |  | NC | 1 | 0.93756 | 0.90356 | 0.86352 | 0.81845 | 0.7872 | 0.77324 | 0.7706 | 0.76883 | 0.76359
| Clothes Washer Oil WH_Com, O - HWat [unit w/ elec dry - Water Heater] | Small Retail |  | REPL | 1 | 0.98815 | 0.98374 | 0.9739 | 0.96516 | 0.95684 | 0.94967 | 0.94216 | 0.93466 | 0.92665
| Clothes Washer Oil WH_Com, E - Appl [unit w/ gas dry - Washer] | Small Retail | Appliances | NC | 1 | 0.93833 | 0.90372 | 0.87456 | 0.82735 | 0.82156 | 0.82043 | 0.80656 | 0.81205 | 0.81016
| Clothes Washer Oil WH_Com, E - Appl [unit w/ gas dry - Washer] | Small Retail | Appliances | REPL | 1 | 0.97332 | 1.0196 | 1.0084 | 1.0032 | 1.0059 | 0.99455 | 1.0179 | 1.0273 | 1.0052
| Clothes Washer Oil WH_Com, O - HWat [unit w/ gas dry - Water Heater] | Small Retail |  | NC | 1 | 0.93756 | 0.90356 | 0.86352 | 0.81845 | 0.7872 | 0.77324 | 0.7706 | 0.76883 | 0.76359
| Clothes Washer Oil WH_Com, O - HWat [unit w/ gas dry - Water Heater] | Small Retail |  | REPL | 1 | 0.98815 | 0.98374 | 0.9739 | 0.96516 | 0.95684 | 0.94967 | 0.94216 | 0.93466 | 0.92665
| Clothes Washer Oil WH_Com, E - Appl [unit w/ propane dry - Washer] | Small Retail | Appliances | NC | 1 | 0.93833 | 0.90372 | 0.87456 | 0.82735 | 0.82156 | 0.82043 | 0.80656 | 0.81205 | 0.81016
| Clothes Washer Oil WH_Com, E - Appl [unit w/ propane dry - Washer] | Small Retail | Appliances | REPL | 1 | 0.97332 | 1.0196 | 1.0084 | 1.0032 | 1.0059 | 0.99455 | 1.0179 | 1.0273 | 1.0052
| Clothes Washer Oil WH_Com, P - Oth [unit w/ propane dry - Dryer] | Small Retail |  | NC | 1 | 0.93756 | 0.90356 | 0.86352 | 0.81845 | 0.7872 | 0.77324 | 0.7706 | 0.76883 | 0.76359
| Clothes Washer Oil WH_Com, P - Oth [unit w/ propane dry - Dryer] | Small Retail |  | REPL | 1 | 0.98815 | 0.98374 | 0.9739 | 0.96516 | 0.95684 | 0.94967 | 0.94216 | 0.93466 | 0.92665
| Clothes Washer Oil WH_Com, O - HWat [unit w/ propane dry - Water Heater] | Small Retail |  | NC | 1 | 0.93756 | 0.90356 | 0.86352 | 0.81845 | 0.7872 | 0.77324 | 0.7706 | 0.76883 | 0.76359
| Clothes Washer Oil WH_Com, O - HWat [unit w/ propane dry - Water Heater] | Small Retail |  | REPL | 1 | 0.98815 | 0.98374 | 0.9739 | 0.96516 | 0.95684 | 0.94967 | 0.94216 | 0.93466 | 0.92665
| Clothes Washer Propane WH_Com, E - Appl [unit w/ elec dry - Washer] | Small Retail | Appliances | NC | 1 | 0.93833 | 0.90372 | 0.87456 | 0.82735 | 0.82156 | 0.82043 | 0.80656 | 0.81205 | 0.81016
| Clothes Washer Propane WH_Com, E - Appl [unit w/ elec dry - Washer] | Small Retail | Appliances | REPL | 1 | 0.97332 | 1.0196 | 1.0084 | 1.0032 | 1.0059 | 0.99455 | 1.0179 | 1.0273 | 1.0052
| Clothes Washer Propane WH_Com, E - Appl [unit w/ elec dry - Dryer] | Small Retail | Appliances | NC | 1 | 0.93833 | 0.90372 | 0.87456 | 0.82735 | 0.82156 | 0.82043 | 0.80656 | 0.81205 | 0.81016
| Clothes Washer Propane WH_Com, E - Appl [unit w/ elec dry - Dryer] | Small Retail | Appliances | REPL | 1 | 0.97332 | 1.0196 | 1.0084 | 1.0032 | 1.0059 | 0.99455 | 1.0179 | 1.0273 | 1.0052
| Clothes Washer Propane WH_Com, P - HWat [unit w/ elec dry - Water Heater] | Small Retail |  | NC | 1 | 0.93756 | 0.90356 | 0.86352 | 0.81845 | 0.7872 | 0.77324 | 0.7706 | 0.76883 | 0.76359
| Clothes Washer Propane WH_Com, P - HWat [unit w/ elec dry - Water Heater] | Small Retail |  | REPL | 1 | 0.98815 | 0.98374 | 0.9739 | 0.96516 | 0.95684 | 0.94967 | 0.94216 | 0.93466 | 0.92665
| Clothes Washer Propane WH_Com, E - Appl [unit w/ gas dry - Washer] | Small Retail | Appliances | NC | 1 | 0.93833 | 0.90372 | 0.87456 | 0.82735 | 0.82156 | 0.82043 | 0.80656 | 0.81205 | 0.81016
| Clothes Washer Propane WH_Com, E - Appl [unit w/ gas dry - Washer] | Small Retail | Appliances | REPL | 1 | 0.97332 | 1.0196 | 1.0084 | 1.0032 | 1.0059 | 0.99455 | 1.0179 | 1.0273 | 1.0052
| Clothes Washer Propane WH_Com, P - HWat [unit w/ gas dry - Water Heater] | Small Retail |  | NC | 1 | 0.93756 | 0.90356 | 0.86352 | 0.81845 | 0.7872 | 0.77324 | 0.7706 | 0.76883 | 0.76359
| Clothes Washer Propane WH_Com, P - HWat [unit w/ gas dry - Water Heater] | Small Retail |  | REPL | 1 | 0.98815 | 0.98374 | 0.9739 | 0.96516 | 0.95684 | 0.94967 | 0.94216 | 0.93466 | 0.92665
| Clothes Washer Propane WH_Com, E - Appl [unit w/ propane dry - Washer] | Small Retail | Appliances | NC | 1 | 0.93833 | 0.90372 | 0.87456 | 0.82735 | 0.82156 | 0.82043 | 0.80656 | 0.81205 | 0.81016
| Clothes Washer Propane WH_Com, E - Appl [unit w/ propane dry - Washer] | Small Retail | Appliances | REPL | 1 | 0.97332 | 1.0196 | 1.0084 | 1.0032 | 1.0059 | 0.99455 | 1.0179 | 1.0273 | 1.0052
| Clothes Washer Propane WH_Com, P - Oth [unit w/ propane dry - Dryer] | Small Retail |  | NC | 1 | 0.93756 | 0.90356 | 0.86352 | 0.81845 | 0.7872 | 0.77324 | 0.7706 | 0.76883 | 0.76359
| Clothes Washer Propane WH_Com, P - Oth [unit w/ propane dry - Dryer] | Small Retail |  | REPL | 1 | 0.98815 | 0.98374 | 0.9739 | 0.96516 | 0.95684 | 0.94967 | 0.94216 | 0.93466 | 0.92665
| Clothes Washer Propane WH_Com, P - HWat [unit w/ propane dry - Water Heater] | Small Retail |  | NC | 1 | 0.93756 | 0.90356 | 0.86352 | 0.81845 | 0.7872 | 0.77324 | 0.7706 | 0.76883 | 0.76359
| Clothes Washer Propane WH_Com, P - HWat [unit w/ propane dry - Water Heater] | Small Retail |  | REPL | 1 | 0.98815 | 0.98374 | 0.9739 | 0.96516 | 0.95684 | 0.94967 | 0.94216 | 0.93466 | 0.92665
| Dishwasher_Com, E - Appl [Building w elec WH] | Small Retail | Appliances | NC | 1 | 0.93833 | 0.90372 | 0.87456 | 0.82735 | 0.82156 | 0.82043 | 0.7985 | 0.79589 | 0.78609
| Dishwasher_Com, E - Appl [Building w elec WH] | Small Retail | Appliances | REPL | 1 | 0.97332 | 1.0196 | 1.0084 | 1.0032 | 1.0059 | 0.99455 | 1.0179 | 1.0273 | 1.0052
| Dishwasher_Com, E - HWat [Building w elec WH] | Small Retail | Water Heating | NC | 1 | 0.93833 | 0.90372 | 0.87456 | 0.82735 | 0.82156 | 0.82043 | 0.7985 | 0.79589 | 0.78609
| Dishwasher_Com, E - HWat [Building w elec WH] | Small Retail | Water Heating | REPL | 1 | 0.97332 | 1.0196 | 1.0084 | 1.0032 | 1.0059 | 0.99455 | 1.0179 | 1.0273 | 1.0052
| Dishwasher_Com, E - Appl [Building w gas WH] | Small Retail | Appliances | NC | 1 | 0.93833 | 0.90372 | 0.87456 | 0.82735 | 0.82156 | 0.82043 | 0.7985 | 0.79589 | 0.78609
| Dishwasher_Com, E - Appl [Building w gas WH] | Small Retail | Appliances | REPL | 1 | 0.97332 | 1.0196 | 1.0084 | 1.0032 | 1.0059 | 0.99455 | 1.0179 | 1.0273 | 1.0052
| Dishwasher_Com, G - HWat [Building w gas WH] | Small Retail |  | NC | 1 | 0.94759 | 0.91754 | 0.87973 | 0.83964 | 0.81496 | 0.80903 | 0.80762 | 0.8088 | 0.80611
| Dishwasher_Com, G - HWat [Building w gas WH] | Small Retail |  | REPL | 1 | 0.99873 | 0.99896 | 0.99218 | 0.99015 | 0.99059 | 0.99362 | 0.99739 | 1.0032 | 1.0082
| Dishwasher_Com, E - Appl [Building w oil WH] | Small Retail | Appliances | NC | 1 | 0.93833 | 0.90372 | 0.87456 | 0.82735 | 0.82156 | 0.82043 | 0.7985 | 0.79589 | 0.78609
| Dishwasher_Com, E - Appl [Building w oil WH] | Small Retail | Appliances | REPL | 1 | 0.97332 | 1.0196 | 1.0084 | 1.0032 | 1.0059 | 0.99455 | 1.0179 | 1.0273 | 1.0052
| Dishwasher_Com, O - HWat [Building w oil WH] | Small Retail |  | NC | 1 | 0.93756 | 0.90356 | 0.86352 | 0.81845 | 0.7872 | 0.77324 | 0.7629 | 0.75353 | 0.74091
| Dishwasher_Com, O - HWat [Building w oil WH] | Small Retail |  | REPL | 1 | 0.98815 | 0.98374 | 0.9739 | 0.96516 | 0.95684 | 0.94967 | 0.94216 | 0.93466 | 0.92665
| Dishwasher_Com, E - Appl [Building w propane WH] | Small Retail | Appliances | NC | 1 | 0.93833 | 0.90372 | 0.87456 | 0.82735 | 0.82156 | 0.82043 | 0.7985 | 0.79589 | 0.78609
| Dishwasher_Com, E - Appl [Building w propane WH] | Small Retail | Appliances | REPL | 1 | 0.97332 | 1.0196 | 1.0084 | 1.0032 | 1.0059 | 0.99455 | 1.0179 | 1.0273 | 1.0052
| Dishwasher_Com, P - HWat [Building w propane WH] | Small Retail |  | NC | 1 | 0.93756 | 0.90356 | 0.86352 | 0.81845 | 0.7872 | 0.77324 | 0.7629 | 0.75353 | 0.74091
| Dishwasher_Com, P - HWat [Building w propane WH] | Small Retail |  | REPL | 1 | 0.98815 | 0.98374 | 0.9739 | 0.96516 | 0.95684 | 0.94967 | 0.94216 | 0.93466 | 0.92665
| Faucet Aerator_Com, E - HWat | Small Retail | Water Heating | RET | 0.1 | 0.097332 | 0.10196 | 0.10084 | 0.10032 | 0.10059 | 0.099455 | 0.10179 | 0.10273 | 0.10052
| Faucet Aerator_Com, G - HWat | Small Retail |  | RET | 0.1 | 0.099873 | 0.099896 | 0.099218 | 0.099015 | 0.099059 | 0.099362 | 0.099739 | 0.10032 | 0.10082
| Faucet Aerator_Com, O - HWat | Small Retail |  | RET | 0.1 | 0.098815 | 0.098374 | 0.09739 | 0.096516 | 0.095684 | 0.094967 | 0.094216 | 0.093466 | 0.092665
| Faucet Aerator_Com, P - HWat | Small Retail |  | RET | 0.1 | 0.098815 | 0.098374 | 0.09739 | 0.096516 | 0.095684 | 0.094967 | 0.094216 | 0.093466 | 0.092665
| Pre Rinse Sprayers_Com, E - HWat | Small Retail | Water Heating | RET | 0.1 | 0.097332 | 0.10196 | 0.10084 | 0.10032 | 0.10059 | 0.099455 | 0.10179 | 0.10273 | 0.10052
| Pre Rinse Sprayers_Com, G - HWat | Small Retail |  | RET | 0.1 | 0.099873 | 0.099896 | 0.099218 | 0.099015 | 0.099059 | 0.099362 | 0.099739 | 0.10032 | 0.10082
| Pre Rinse Sprayers_Com, O - HWat | Small Retail |  | RET | 0.1 | 0.098815 | 0.098374 | 0.09739 | 0.096516 | 0.095684 | 0.094967 | 0.094216 | 0.093466 | 0.092665
| Pre Rinse Sprayers_Com, P - HWat | Small Retail |  | RET | 0.1 | 0.098815 | 0.098374 | 0.09739 | 0.096516 | 0.095684 | 0.094967 | 0.094216 | 0.093466 | 0.092665
| Heat Pump Water Heater_Com, E - HWat | Small Retail | Water Heating | NC | 0.9 | 0.8445 | 0.81335 | 0.7871 | 0.74462 | 0.73941 | 0.73839 | 0.71865 | 0.7163 | 0.70748
| Heat Pump Water Heater_Com, E - HWat | Small Retail | Water Heating | RET | 0.09 | 0.079102 | 0.074826 | 0.066825 | 0.060032 | 0.055259 | 0.050231 | 0.04734 | 0.044068 | 0.039841
| Heat Pump Water Heater_Com, E - HWat | Small Retail | Water Heating | REPL | 0.9 | 0.70079 | 0.64235 | 0.54454 | 0.45144 | 0.37117 | 0.28643 | 0.2107 | 0.12944 | 0.045233
| FF Storage Water Heater_Com, G - HWat | Small Retail |  | NC | 1 | 0.94759 | 0.91754 | 0.87973 | 0.83964 | 0.81496 | 0.80903 | 0.80762 | 0.8088 | 0.80611
| FF Storage Water Heater_Com, G - HWat | Small Retail |  | RET | 0.1 | 0.093051 | 0.086716 | 0.080245 | 0.074611 | 0.069546 | 0.064994 | 0.06781 | 0.070615 | 0.07322
| FF Storage Water Heater_Com, G - HWat | Small Retail |  | REPL | 1 | 0.79898 | 0.69928 | 0.59531 | 0.49508 | 0.39624 | 0.29809 | 0.26974 | 0.24166 | 0.21306
| FF Storage Water Heater_Com, O - HWat | Small Retail |  | NC | 1 | 0.93756 | 0.90356 | 0.86352 | 0.81845 | 0.7872 | 0.77324 | 0.7629 | 0.75353 | 0.74091
| FF Storage Water Heater_Com, O - HWat | Small Retail |  | RET | 0.1 | 0.092066 | 0.085395 | 0.078766 | 0.072728 | 0.067176 | 0.062119 | 0.064055 | 0.065789 | 0.067297
| FF Storage Water Heater_Com, O - HWat | Small Retail |  | REPL | 1 | 0.79052 | 0.68862 | 0.58434 | 0.48258 | 0.38274 | 0.2849 | 0.2548 | 0.22514 | 0.19582
| FF Storage Water Heater_Com, P - HWat | Small Retail |  | NC | 1 | 0.93756 | 0.90356 | 0.86352 | 0.81845 | 0.7872 | 0.77324 | 0.7629 | 0.75353 | 0.74091
| FF Storage Water Heater_Com, P - HWat | Small Retail |  | RET | 0.1 | 0.092066 | 0.085395 | 0.078766 | 0.072728 | 0.067176 | 0.062119 | 0.064055 | 0.065789 | 0.067297
| FF Storage Water Heater_Com, P - HWat | Small Retail |  | REPL | 1 | 0.79052 | 0.68862 | 0.58434 | 0.48258 | 0.38274 | 0.2849 | 0.2548 | 0.22514 | 0.19582
| FF Instantaneous Water Heater_Com, G - HWat | Small Retail |  | NC | 1 | 0.94759 | 0.91754 | 0.87973 | 0.83964 | 0.81496 | 0.80903 | 0.80762 | 0.8088 | 0.80611
| FF Instantaneous Water Heater_Com, G - HWat | Small Retail |  | RET | 0.1 | 0.093051 | 0.086716 | 0.080245 | 0.074611 | 0.069546 | 0.064994 | 0.060785 | 0.056964 | 0.053336
| FF Instantaneous Water Heater_Com, G - HWat | Small Retail |  | REPL | 1 | 0.79898 | 0.69928 | 0.59531 | 0.49508 | 0.39624 | 0.29809 | 0.19948 | 0.10032 | 1.3992e-16
| FF Instantaneous Water Heater_Com, O - HWat | Small Retail |  | NC | 1 | 0.93756 | 0.90356 | 0.86352 | 0.81845 | 0.7872 | 0.77324 | 0.7629 | 0.75353 | 0.74091
| FF Instantaneous Water Heater_Com, O - HWat | Small Retail |  | RET | 0.1 | 0.092066 | 0.085395 | 0.078766 | 0.072728 | 0.067176 | 0.062119 | 0.057418 | 0.053071 | 0.049022
| FF Instantaneous Water Heater_Com, O - HWat | Small Retail |  | REPL | 1 | 0.79052 | 0.68862 | 0.58434 | 0.48258 | 0.38274 | 0.2849 | 0.18843 | 0.093466 | 1.286e-16
| FF Instantaneous Water Heater_Com, P - HWat | Small Retail |  | NC | 1 | 0.93756 | 0.90356 | 0.86352 | 0.81845 | 0.7872 | 0.77324 | 0.7629 | 0.75353 | 0.74091
| FF Instantaneous Water Heater_Com, P - HWat | Small Retail |  | RET | 0.1 | 0.092066 | 0.085395 | 0.078766 | 0.072728 | 0.067176 | 0.062119 | 0.057418 | 0.053071 | 0.049022
| FF Instantaneous Water Heater_Com, P - HWat | Small Retail |  | REPL | 1 | 0.79052 | 0.68862 | 0.58434 | 0.48258 | 0.38274 | 0.2849 | 0.18843 | 0.093466 | 1.286e-16
| Clothes Dryer_Com, E - Appl | Small Retail | Appliances | NC | 1 | 0.93833 | 0.90372 | 0.87456 | 0.82735 | 0.82156 | 0.82043 | 0.7985 | 0.79589 | 0.78609
| Clothes Dryer_Com, E - Appl | Small Retail | Appliances | RET | 0.1 | 0.08807 | 0.08348 | 0.074706 | 0.067249 | 0.061013 | 0.054585 | 0.051725 | 0.048421 | 0.044029
| Clothes Dryer_Com, E - Appl | Small Retail | Appliances | REPL | 1 | 0.77865 | 0.71373 | 0.60504 | 0.5016 | 0.40235 | 0.29836 | 0.21532 | 0.12643 | 0.03479
| Clothes Dryer_Com, P - Oth | Small Retail |  | NC | 1 | 0.93756 | 0.90356 | 0.86352 | 0.81845 | 0.7872 | 0.77324 | 0.7629 | 0.75353 | 0.74091
| Clothes Dryer_Com, P - Oth | Small Retail |  | RET | 0.1 | 0.089412 | 0.080543 | 0.07215 | 0.064699 | 0.058038 | 0.052122 | 0.047876 | 0.044054 | 0.040589
| Clothes Dryer_Com, P - Oth | Small Retail |  | REPL | 1 | 0.79052 | 0.68862 | 0.58434 | 0.48258 | 0.38274 | 0.2849 | 0.1993 | 0.11503 | 0.032072
| Pnemautic to DDC_Com, E - TotE [Building w Elec Heat] | Small Retail | Total Electric | RET | 0.1 | 0.097332 | 0.10196 | 0.10084 | 0.10032 | 0.10059 | 0.099455 | 0.10179 | 0.10273 | 0.10052
| Pnemautic to DDC_Com, E - TotE [Building w Gas Heat] | Small Retail | Total Electric | RET | 0.1 | 0.097332 | 0.10196 | 0.10084 | 0.10032 | 0.10059 | 0.099455 | 0.10179 | 0.10273 | 0.10052
| Pnemautic to DDC_Com, G - TotF [Building w Gas Heat] | Small Retail |  | RET | 0.1 | 0.099873 | 0.099896 | 0.099218 | 0.099015 | 0.099059 | 0.099362 | 0.099739 | 0.10032 | 0.10082
| Pnemautic to DDC_Com, E - TotE [Building w Oil Heat] | Small Retail | Total Electric | RET | 0.1 | 0.097332 | 0.10196 | 0.10084 | 0.10032 | 0.10059 | 0.099455 | 0.10179 | 0.10273 | 0.10052
| Pnemautic to DDC_Com, O - TotF [Building w Oil Heat] | Small Retail |  | RET | 0.1 | 0.098815 | 0.098374 | 0.09739 | 0.096516 | 0.095684 | 0.094967 | 0.094216 | 0.093466 | 0.092665
| Pnemautic to DDC_Com, E - TotE [Building w Propane Heat] | Small Retail | Total Electric | RET | 0.1 | 0.097332 | 0.10196 | 0.10084 | 0.10032 | 0.10059 | 0.099455 | 0.10179 | 0.10273 | 0.10052
| Pnemautic to DDC_Com, P - TotF [Building w Propane Heat] | Small Retail |  | RET | 0.1 | 0.098815 | 0.098374 | 0.09739 | 0.096516 | 0.095684 | 0.094967 | 0.094216 | 0.093466 | 0.092665
| RCx_Com, E - TotE [Building w Elec Heat] | Small Retail | Total Electric | RET | 0.05 | 0.048666 | 0.05098 | 0.05042 | 0.05016 | 0.050294 | 0.049727 | 0.050895 | 0.051365 | 0.050259
| RCx_Com, E - TotE [Building w Gas Heat] | Small Retail | Total Electric | RET | 0.05 | 0.048666 | 0.05098 | 0.05042 | 0.05016 | 0.050294 | 0.049727 | 0.050895 | 0.051365 | 0.050259
| RCx_Com, G - TotF [Building w Gas Heat] | Small Retail |  | RET | 0.05 | 0.049936 | 0.049948 | 0.049609 | 0.049508 | 0.04953 | 0.049681 | 0.04987 | 0.050161 | 0.05041
| RCx_Com, E - TotE [Building w Oil Heat] | Small Retail | Total Electric | RET | 0.05 | 0.048666 | 0.05098 | 0.05042 | 0.05016 | 0.050294 | 0.049727 | 0.050895 | 0.051365 | 0.050259
| RCx_Com, O - TotF [Building w Oil Heat] | Small Retail |  | RET | 0.05 | 0.049408 | 0.049187 | 0.048695 | 0.048258 | 0.047842 | 0.047483 | 0.047108 | 0.046733 | 0.046332
| RCx_Com, E - TotE [Building w Propane Heat] | Small Retail | Total Electric | RET | 0.05 | 0.048666 | 0.05098 | 0.05042 | 0.05016 | 0.050294 | 0.049727 | 0.050895 | 0.051365 | 0.050259
| RCx_Com, P - TotF [Building w Propane Heat] | Small Retail |  | RET | 0.05 | 0.049408 | 0.049187 | 0.048695 | 0.048258 | 0.047842 | 0.047483 | 0.047108 | 0.046733 | 0.046332
| Commissioning_Com, E - TotE [Building w Elec Heat] | Small Retail | Total Electric | NC | 0 | 0 | 0 | 0 | 0 | 0 | 0 | 0 | 0 | 0
| Commissioning_Com, E - TotE [Building w Gas Heat] | Small Retail | Total Electric | NC | 0 | 0 | 0 | 0 | 0 | 0 | 0 | 0 | 0 | 0
| Commissioning_Com, G - TotF [Building w Gas Heat] | Small Retail |  | NC | 0 | 0 | 0 | 0 | 0 | 0 | 0 | 0 | 0 | 0
| Commissioning_Com, E - TotE [Building w Oil Heat] | Small Retail | Total Electric | NC | 0 | 0 | 0 | 0 | 0 | 0 | 0 | 0 | 0 | 0
| Commissioning_Com, O - TotF [Building w Oil Heat] | Small Retail |  | NC | 0 | 0 | 0 | 0 | 0 | 0 | 0 | 0 | 0 | 0
| Commissioning_Com, E - TotE [Building w Propane Heat] | Small Retail | Total Electric | NC | 0 | 0 | 0 | 0 | 0 | 0 | 0 | 0 | 0 | 0
| Commissioning_Com, P - TotF [Building w Propane Heat] | Small Retail |  | NC | 0 | 0 | 0 | 0 | 0 | 0 | 0 | 0 | 0 | 0
| Integrated Building Design_Com, E - TotE [Building w Elec Heat] | Small Retail | Total Electric | NC | 0.1 | 0.093833 | 0.090372 | 0.087456 | 0.082735 | 0.082156 | 0.082043 | 0.07985 | 0.079589 | 0.078609
| Integrated Building Design_Com, E - TotE [Building w Gas Heat] | Small Retail | Total Electric | NC | 0.1 | 0.093833 | 0.090372 | 0.087456 | 0.082735 | 0.082156 | 0.082043 | 0.07985 | 0.079589 | 0.078609
| Integrated Building Design_Com, G - TotF [Building w Gas Heat] | Small Retail |  | NC | 0.1 | 0.094759 | 0.091754 | 0.087973 | 0.083964 | 0.081496 | 0.080903 | 0.080762 | 0.08088 | 0.080611
| Integrated Building Design_Com, E - TotE [Building w Oil Heat] | Small Retail | Total Electric | NC | 0.1 | 0.093833 | 0.090372 | 0.087456 | 0.082735 | 0.082156 | 0.082043 | 0.07985 | 0.079589 | 0.078609
| Integrated Building Design_Com, O - TotF [Building w Oil Heat] | Small Retail |  | NC | 0.1 | 0.093756 | 0.090356 | 0.086352 | 0.081845 | 0.07872 | 0.077324 | 0.07629 | 0.075353 | 0.074091
| Integrated Building Design_Com, E - TotE [Building w Propane Heat] | Small Retail | Total Electric | NC | 0.1 | 0.093833 | 0.090372 | 0.087456 | 0.082735 | 0.082156 | 0.082043 | 0.07985 | 0.079589 | 0.078609
| Integrated Building Design_Com, P - TotF [Building w Propane Heat] | Small Retail |  | NC | 0.1 | 0.093756 | 0.090356 | 0.086352 | 0.081845 | 0.07872 | 0.077324 | 0.07629 | 0.075353 | 0.074091
| Deep Energy Retrofit_Com, E - TotE [Building w Elec Heat] | Small Retail | Total Electric | RET | 0.01 | 0.0097332 | 0.010196 | 0.010084 | 0.010032 | 0.010059 | 0.0099455 | 0.010179 | 0.010273 | 0.010052
| Deep Energy Retrofit_Com, E - TotE [Building w Gas Heat] | Small Retail | Total Electric | RET | 0.01 | 0.0097332 | 0.010196 | 0.010084 | 0.010032 | 0.010059 | 0.0099455 | 0.010179 | 0.010273 | 0.010052
| Deep Energy Retrofit_Com, G - TotF [Building w Gas Heat] | Small Retail |  | RET | 0.01 | 0.0099873 | 0.0099896 | 0.0099218 | 0.0099015 | 0.0099059 | 0.0099362 | 0.0099739 | 0.010032 | 0.010082
| Deep Energy Retrofit_Com, E - TotE [Building w Oil Heat] | Small Retail | Total Electric | RET | 0.01 | 0.0097332 | 0.010196 | 0.010084 | 0.010032 | 0.010059 | 0.0099455 | 0.010179 | 0.010273 | 0.010052
| Deep Energy Retrofit_Com, O - TotF [Building w Oil Heat] | Small Retail |  | RET | 0.01 | 0.0098815 | 0.0098374 | 0.009739 | 0.0096516 | 0.0095684 | 0.0094967 | 0.0094216 | 0.0093466 | 0.0092665
| Deep Energy Retrofit_Com, E - TotE [Building w Propane Heat] | Small Retail | Total Electric | RET | 0.01 | 0.0097332 | 0.010196 | 0.010084 | 0.010032 | 0.010059 | 0.0099455 | 0.010179 | 0.010273 | 0.010052
| Deep Energy Retrofit_Com, P - TotF [Building w Propane Heat] | Small Retail |  | RET | 0.01 | 0.0098815 | 0.0098374 | 0.009739 | 0.0096516 | 0.0095684 | 0.0094967 | 0.0094216 | 0.0093466 | 0.0092665
| EMS_Com, E - TotE [Building w Elec Heat] | Small Retail | Total Electric | NC | 0.35 | 0.32842 | 0.3163 | 0.3061 | 0.28957 | 0.28755 | 0.28715 | 0.27947 | 0.27856 | 0.27513
| EMS_Com, E - TotE [Building w Elec Heat] | Small Retail | Total Electric | RET | 0.035 | 0.034066 | 0.035686 | 0.035294 | 0.035112 | 0.035206 | 0.034809 | 0.035626 | 0.035956 | 0.035181
| EMS_Com, E - TotE [Building w Gas Heat] | Small Retail | Total Electric | NC | 0.35 | 0.32842 | 0.3163 | 0.3061 | 0.28957 | 0.28755 | 0.28715 | 0.27947 | 0.27856 | 0.27513
| EMS_Com, E - TotE [Building w Gas Heat] | Small Retail | Total Electric | RET | 0.035 | 0.034066 | 0.035686 | 0.035294 | 0.035112 | 0.035206 | 0.034809 | 0.035626 | 0.035956 | 0.035181
| EMS_Com, G - TotF [Building w Gas Heat] | Small Retail |  | NC | 0.35 | 0.33166 | 0.32114 | 0.3079 | 0.29387 | 0.28524 | 0.28316 | 0.28267 | 0.28308 | 0.28214
| EMS_Com, G - TotF [Building w Gas Heat] | Small Retail |  | RET | 0.035 | 0.034955 | 0.034964 | 0.034726 | 0.034655 | 0.034671 | 0.034777 | 0.034909 | 0.035113 | 0.035287
| EMS_Com, E - TotE [Building w Oil Heat] | Small Retail | Total Electric | NC | 0.35 | 0.32842 | 0.3163 | 0.3061 | 0.28957 | 0.28755 | 0.28715 | 0.27947 | 0.27856 | 0.27513
| EMS_Com, E - TotE [Building w Oil Heat] | Small Retail | Total Electric | RET | 0.035 | 0.034066 | 0.035686 | 0.035294 | 0.035112 | 0.035206 | 0.034809 | 0.035626 | 0.035956 | 0.035181
| EMS_Com, O - TotF [Building w Oil Heat] | Small Retail |  | NC | 0.35 | 0.32815 | 0.31625 | 0.30223 | 0.28646 | 0.27552 | 0.27063 | 0.26701 | 0.26373 | 0.25932
| EMS_Com, O - TotF [Building w Oil Heat] | Small Retail |  | RET | 0.035 | 0.034585 | 0.034431 | 0.034086 | 0.033781 | 0.033489 | 0.033238 | 0.032976 | 0.032713 | 0.032433
| EMS_Com, E - TotE [Building w Propane Heat] | Small Retail | Total Electric | NC | 0.35 | 0.32842 | 0.3163 | 0.3061 | 0.28957 | 0.28755 | 0.28715 | 0.27947 | 0.27856 | 0.27513
| EMS_Com, E - TotE [Building w Propane Heat] | Small Retail | Total Electric | RET | 0.035 | 0.034066 | 0.035686 | 0.035294 | 0.035112 | 0.035206 | 0.034809 | 0.035626 | 0.035956 | 0.035181
| EMS_Com, P - TotF [Building w Propane Heat] | Small Retail |  | NC | 0.35 | 0.32815 | 0.31625 | 0.30223 | 0.28646 | 0.27552 | 0.27063 | 0.26701 | 0.26373 | 0.25932
| EMS_Com, P - TotF [Building w Propane Heat] | Small Retail |  | RET | 0.035 | 0.034585 | 0.034431 | 0.034086 | 0.033781 | 0.033489 | 0.033238 | 0.032976 | 0.032713 | 0.032433
| VFDs on HVAC Pumps_Com, E - Oth | Small Retail | Other | RET | 0.1 | 0.097332 | 0.10196 | 0.10084 | 0.10032 | 0.10059 | 0.099455 | 0.10179 | 0.10273 | 0.10052
| ECM Circulators_Com, E - Oth | Small Retail | Other | RET | 0.1 | 0.097332 | 0.10196 | 0.10084 | 0.10032 | 0.10059 | 0.099455 | 0.10179 | 0.10273 | 0.10052
| Motors_Com, E - Oth | Small Retail | Other | NC | 1 | 0.93833 | 0.90372 | 0.87456 | 0.82735 | 0.82156 | 0.82043 | 0.7985 | 0.79589 | 0.78609
| Motors_Com, E - Oth | Small Retail | Other | RET | 0.1 | 0.087696 | 0.082772 | 0.073758 | 0.066113 | 0.059727 | 0.053208 | 0.049292 | 0.045051 | 0.03994
| Motors_Com, E - Oth | Small Retail | Other | REPL | 1 | 0.77865 | 0.71373 | 0.60504 | 0.5016 | 0.40235 | 0.29836 | 0.20584 | 0.1073 | 0.0067012
| Ext Area Ltg_Com, E - ExtL | Small Retail | Exterior Lighting | NC | 0.5 | 0.46917 | 0.45186 | 0.43728 | 0.41368 | 0.41078 | 0.41022 | 0.39925 | 0.39795 | 0.39305
| Ext Area Ltg_Com, E - ExtL | Small Retail | Exterior Lighting | RET | 0.05 | 0.046233 | 0.04601 | 0.043229 | 0.040856 | 0.046537 | 0.049727 | 0.050895 | 0.051365 | 0.050259
| Ext Area Ltg_Com, E - ExtL | Small Retail | Exterior Lighting | REPL | 0.5 | 0.38933 | 0.35686 | 0.30252 | 0.2508 | 0.27738 | 0.29987 | 0.33313 | 0.36267 | 0.38075
| Street Ltg_Com, E - ExtL | Small Retail | Exterior Lighting | NC | 1 | 0.93833 | 0.90372 | 0.87456 | 0.82735 | 0.82156 | 0.82043 | 0.7985 | 0.79589 | 0.78609
| Street Ltg_Com, E - ExtL | Small Retail | Exterior Lighting | RET | 0.1 | 0.092465 | 0.09202 | 0.086458 | 0.081711 | 0.093074 | 0.099455 | 0.10179 | 0.10273 | 0.10052
| Street Ltg_Com, E - ExtL | Small Retail | Exterior Lighting | REPL | 1 | 0.77865 | 0.71373 | 0.60504 | 0.5016 | 0.55476 | 0.59974 | 0.66626 | 0.72534 | 0.7615
| Ext Ltg Ctrls_Com, E - ExtL | Small Retail | Exterior Lighting | RET | 0.1 | 0.097332 | 0.10196 | 0.10084 | 0.10032 | 0.10059 | 0.099455 | 0.10179 | 0.10273 | 0.10052
| Ext Ltg Dsgn_Com, E - ExtL | Small Retail | Exterior Lighting | NC | 0.1 | 0.093833 | 0.090372 | 0.087456 | 0.082735 | 0.082156 | 0.082043 | 0.07985 | 0.079589 | 0.078609
| Ext Ltg Dsgn_Com, E - ExtL | Small Retail | Exterior Lighting | REPL | 0.1 | 0.097332 | 0.10196 | 0.10084 | 0.10032 | 0.10059 | 0.099455 | 0.10179 | 0.10273 | 0.10052
| Int Ltg Ctrls_Com, E - IntL [No Heat] | Small Retail | Interior Lighting | RET | 0.1 | 0.097332 | 0.10196 | 0.10084 | 0.10032 | 0.10059 | 0.099455 | 0.10179 | 0.10273 | 0.10052
| Int Ltg Ctrls_Com, E - IntL [Electric Heat] | Small Retail | Interior Lighting | RET | 0.1 | 0.097332 | 0.10196 | 0.10084 | 0.10032 | 0.10059 | 0.099455 | 0.10179 | 0.10273 | 0.10052
| Int Ltg Ctrls_Com, E/G - IntL | Small Retail | Interior Lighting | RET | 0.1 | 0.097332 | 0.10196 | 0.10084 | 0.10032 | 0.10059 | 0.099455 | 0.10179 | 0.10273 | 0.10052
| Int Ltg Ctrls_Com, E/O - IntL | Small Retail | Interior Lighting | RET | 0.1 | 0.097332 | 0.10196 | 0.10084 | 0.10032 | 0.10059 | 0.099455 | 0.10179 | 0.10273 | 0.10052
| Int Ltg Ctrls_Com, E/P - IntL | Small Retail | Interior Lighting | RET | 0.1 | 0.097332 | 0.10196 | 0.10084 | 0.10032 | 0.10059 | 0.099455 | 0.10179 | 0.10273 | 0.10052
| Exit Sign RetFit_Com, E - IntL [No Heat] | Small Retail | Interior Lighting | RET | 0.1 | 0.097332 | 0.10196 | 0.10084 | 0.10032 | 0.10059 | 0.099455 | 0.10179 | 0.10273 | 0.10052
| Exit Sign RetFit_Com, E - IntL [Electric Heat] | Small Retail | Interior Lighting | RET | 0.1 | 0.097332 | 0.10196 | 0.10084 | 0.10032 | 0.10059 | 0.099455 | 0.10179 | 0.10273 | 0.10052
| Exit Sign RetFit_Com, E/G - IntL | Small Retail | Interior Lighting | RET | 0.1 | 0.097332 | 0.10196 | 0.10084 | 0.10032 | 0.10059 | 0.099455 | 0.10179 | 0.10273 | 0.10052
| Exit Sign RetFit_Com, E/O - IntL | Small Retail | Interior Lighting | RET | 0.1 | 0.097332 | 0.10196 | 0.10084 | 0.10032 | 0.10059 | 0.099455 | 0.10179 | 0.10273 | 0.10052
| Exit Sign RetFit_Com, E/P - IntL | Small Retail | Interior Lighting | RET | 0.1 | 0.097332 | 0.10196 | 0.10084 | 0.10032 | 0.10059 | 0.099455 | 0.10179 | 0.10273 | 0.10052
| LED HiLo Bay_Com, E - IntL [No Heat] | Small Retail | Interior Lighting | NC | 1 | 0.93833 | 0.90372 | 0.87456 | 0.82735 | 0.82156 | 0.82043 | 0.7985 | 0.79589 | 0.78609
| LED HiLo Bay_Com, E - IntL [No Heat] | Small Retail | Interior Lighting | RET | 0.1 | 0.090778 | 0.088692 | 0.08181 | 0.075908 | 0.070986 | 0.06546 | 0.062485 | 0.058816 | 0.059434
| LED HiLo Bay_Com, E - IntL [No Heat] | Small Retail | Interior Lighting | REPL | 1 | 0.77865 | 0.71373 | 0.60504 | 0.5016 | 0.40235 | 0.29836 | 0.20358 | 0.10273 | 0.0576
| LED HiLo Bay_Com, E - IntL [Electric Heat] | Small Retail | Interior Lighting | NC | 1 | 0.93833 | 0.90372 | 0.87456 | 0.82735 | 0.82156 | 0.82043 | 0.7985 | 0.79589 | 0.78609
| LED HiLo Bay_Com, E - IntL [Electric Heat] | Small Retail | Interior Lighting | RET | 0.1 | 0.090778 | 0.088692 | 0.08181 | 0.075908 | 0.070986 | 0.06546 | 0.062485 | 0.058816 | 0.059434
| LED HiLo Bay_Com, E - IntL [Electric Heat] | Small Retail | Interior Lighting | REPL | 1 | 0.77865 | 0.71373 | 0.60504 | 0.5016 | 0.40235 | 0.29836 | 0.20358 | 0.10273 | 0.0576
| LED HiLo Bay_Com, E/G - IntL | Small Retail | Interior Lighting | NC | 1 | 0.93833 | 0.90372 | 0.87456 | 0.82735 | 0.82156 | 0.82043 | 0.7985 | 0.79589 | 0.78609
| LED HiLo Bay_Com, E/G - IntL | Small Retail | Interior Lighting | RET | 0.1 | 0.090778 | 0.088692 | 0.08181 | 0.075908 | 0.070986 | 0.06546 | 0.062485 | 0.058816 | 0.059434
| LED HiLo Bay_Com, E/G - IntL | Small Retail | Interior Lighting | REPL | 1 | 0.77865 | 0.71373 | 0.60504 | 0.5016 | 0.40235 | 0.29836 | 0.20358 | 0.10273 | 0.0576
| LED HiLo Bay_Com, E/O - IntL | Small Retail | Interior Lighting | NC | 1 | 0.93833 | 0.90372 | 0.87456 | 0.82735 | 0.82156 | 0.82043 | 0.7985 | 0.79589 | 0.78609
| LED HiLo Bay_Com, E/O - IntL | Small Retail | Interior Lighting | RET | 0.1 | 0.090778 | 0.088692 | 0.08181 | 0.075908 | 0.070986 | 0.06546 | 0.062485 | 0.058816 | 0.059434
| LED HiLo Bay_Com, E/O - IntL | Small Retail | Interior Lighting | REPL | 1 | 0.77865 | 0.71373 | 0.60504 | 0.5016 | 0.40235 | 0.29836 | 0.20358 | 0.10273 | 0.0576
| LED HiLo Bay_Com, E/P - IntL | Small Retail | Interior Lighting | NC | 1 | 0.93833 | 0.90372 | 0.87456 | 0.82735 | 0.82156 | 0.82043 | 0.7985 | 0.79589 | 0.78609
| LED HiLo Bay_Com, E/P - IntL | Small Retail | Interior Lighting | RET | 0.1 | 0.090778 | 0.088692 | 0.08181 | 0.075908 | 0.070986 | 0.06546 | 0.062485 | 0.058816 | 0.059434
| LED HiLo Bay_Com, E/P - IntL | Small Retail | Interior Lighting | REPL | 1 | 0.77865 | 0.71373 | 0.60504 | 0.5016 | 0.40235 | 0.29836 | 0.20358 | 0.10273 | 0.0576
| Repl Scre_Com, E - IntL [No Heat] | Small Retail | Interior Lighting | NC | 1 | 0.93833 | 0 | 0 | 0 | 0 | 0 | 0 | 0 | 0
| Repl Scre_Com, E - IntL [No Heat] | Small Retail | Interior Lighting | RET | 0.1 | 0.097332 | 0 | 0 | 0 | 0 | 0 | 0 | 0 | 0
| Repl Scre_Com, E - IntL [No Heat] | Small Retail | Interior Lighting | REPL | 1 | 0.97332 | 0 | 0 | 0 | 0 | 0 | 0 | 0 | 0
| Repl Scre_Com, E - IntL [Electric Heat] | Small Retail | Interior Lighting | NC | 1 | 0.93833 | 0 | 0 | 0 | 0 | 0 | 0 | 0 | 0
| Repl Scre_Com, E - IntL [Electric Heat] | Small Retail | Interior Lighting | RET | 0.1 | 0.097332 | 0 | 0 | 0 | 0 | 0 | 0 | 0 | 0
| Repl Scre_Com, E - IntL [Electric Heat] | Small Retail | Interior Lighting | REPL | 1 | 0.97332 | 0 | 0 | 0 | 0 | 0 | 0 | 0 | 0
| Repl Scre_Com, E/G - IntL | Small Retail | Interior Lighting | NC | 1 | 0.93833 | 0 | 0 | 0 | 0 | 0 | 0 | 0 | 0
| Repl Scre_Com, E/G - IntL | Small Retail | Interior Lighting | RET | 0.1 | 0.097332 | 0 | 0 | 0 | 0 | 0 | 0 | 0 | 0
| Repl Scre_Com, E/G - IntL | Small Retail | Interior Lighting | REPL | 1 | 0.97332 | 0 | 0 | 0 | 0 | 0 | 0 | 0 | 0
| Repl Scre_Com, E/O - IntL | Small Retail | Interior Lighting | NC | 1 | 0.93833 | 0 | 0 | 0 | 0 | 0 | 0 | 0 | 0
| Repl Scre_Com, E/O - IntL | Small Retail | Interior Lighting | RET | 0.1 | 0.097332 | 0 | 0 | 0 | 0 | 0 | 0 | 0 | 0
| Repl Scre_Com, E/O - IntL | Small Retail | Interior Lighting | REPL | 1 | 0.97332 | 0 | 0 | 0 | 0 | 0 | 0 | 0 | 0
| Repl Scre_Com, E/P - IntL | Small Retail | Interior Lighting | NC | 1 | 0.93833 | 0 | 0 | 0 | 0 | 0 | 0 | 0 | 0
| Repl Scre_Com, E/P - IntL | Small Retail | Interior Lighting | RET | 0.1 | 0.097332 | 0 | 0 | 0 | 0 | 0 | 0 | 0 | 0
| Repl Scre_Com, E/P - IntL | Small Retail | Interior Lighting | REPL | 1 | 0.97332 | 0 | 0 | 0 | 0 | 0 | 0 | 0 | 0
| Lin LED Fixture_Com, E - IntL [No Heat] | Small Retail | Interior Lighting | NC | 0.15 | 0.14075 | 0.13556 | 0.13118 | 0.1241 | 0.12323 | 0.12306 | 0.11977 | 0.11938 | 0.11791
| Lin LED Fixture_Com, E - IntL [No Heat] | Small Retail | Interior Lighting | RET | 0.015 | 0.013459 | 0.012997 | 0.011849 | 0.010867 | 0.010044 | 0.0091545 | 0.0086371 | 0.0086953 | 0.0084885
| Lin LED Fixture_Com, E - IntL [No Heat] | Small Retail | Interior Lighting | REPL | 0.15 | 0.1168 | 0.10706 | 0.090756 | 0.07524 | 0.060353 | 0.044755 | 0.030537 | 0.022007 | 0.012911
| Lin LED Fixture_Com, E - IntL [Electric Heat] | Small Retail | Interior Lighting | NC | 0.15 | 0.14075 | 0.13556 | 0.13118 | 0.1241 | 0.12323 | 0.12306 | 0.11977 | 0.11938 | 0.11791
| Lin LED Fixture_Com, E - IntL [Electric Heat] | Small Retail | Interior Lighting | RET | 0.015 | 0.013459 | 0.012997 | 0.011849 | 0.010867 | 0.010044 | 0.0091545 | 0.0086371 | 0.0086953 | 0.0084885
| Lin LED Fixture_Com, E - IntL [Electric Heat] | Small Retail | Interior Lighting | REPL | 0.15 | 0.1168 | 0.10706 | 0.090756 | 0.07524 | 0.060353 | 0.044755 | 0.030537 | 0.022007 | 0.012911
| Lin LED Fixture_Com, E/G - IntL | Small Retail | Interior Lighting | NC | 0.15 | 0.14075 | 0.13556 | 0.13118 | 0.1241 | 0.12323 | 0.12306 | 0.11977 | 0.11938 | 0.11791
| Lin LED Fixture_Com, E/G - IntL | Small Retail | Interior Lighting | RET | 0.015 | 0.013459 | 0.012997 | 0.011849 | 0.010867 | 0.010044 | 0.0091545 | 0.0086371 | 0.0086953 | 0.0084885
| Lin LED Fixture_Com, E/G - IntL | Small Retail | Interior Lighting | REPL | 0.15 | 0.1168 | 0.10706 | 0.090756 | 0.07524 | 0.060353 | 0.044755 | 0.030537 | 0.022007 | 0.012911
| Lin LED Fixture_Com, E/O - IntL | Small Retail | Interior Lighting | NC | 0.15 | 0.14075 | 0.13556 | 0.13118 | 0.1241 | 0.12323 | 0.12306 | 0.11977 | 0.11938 | 0.11791
| Lin LED Fixture_Com, E/O - IntL | Small Retail | Interior Lighting | RET | 0.015 | 0.013459 | 0.012997 | 0.011849 | 0.010867 | 0.010044 | 0.0091545 | 0.0086371 | 0.0086953 | 0.0084885
| Lin LED Fixture_Com, E/O - IntL | Small Retail | Interior Lighting | REPL | 0.15 | 0.1168 | 0.10706 | 0.090756 | 0.07524 | 0.060353 | 0.044755 | 0.030537 | 0.022007 | 0.012911
| Lin LED Fixture_Com, E/P - IntL | Small Retail | Interior Lighting | NC | 0.15 | 0.14075 | 0.13556 | 0.13118 | 0.1241 | 0.12323 | 0.12306 | 0.11977 | 0.11938 | 0.11791
| Lin LED Fixture_Com, E/P - IntL | Small Retail | Interior Lighting | RET | 0.015 | 0.013459 | 0.012997 | 0.011849 | 0.010867 | 0.010044 | 0.0091545 | 0.0086371 | 0.0086953 | 0.0084885
| Lin LED Fixture_Com, E/P - IntL | Small Retail | Interior Lighting | REPL | 0.15 | 0.1168 | 0.10706 | 0.090756 | 0.07524 | 0.060353 | 0.044755 | 0.030537 | 0.022007 | 0.012911
| LED Tube Repl_Com, E - IntL [No Heat] | Small Retail | Interior Lighting | RET | 0.085 | 0.076265 | 0.073648 | 0.067145 | 0.061577 | 0.062573 | 0.062626 | 0.064811 | 0.066075 | 0.065252
| LED Tube Repl_Com, E - IntL [No Heat] | Small Retail | Interior Lighting | REPL | 0.85 | 0.66186 | 0.60667 | 0.51428 | 0.42636 | 0.39857 | 0.36548 | 0.34479 | 0.31843 | 0.28267
| LED Tube Repl_Com, E - IntL [Electric Heat] | Small Retail | Interior Lighting | RET | 0.085 | 0.076265 | 0.073648 | 0.067145 | 0.061577 | 0.062573 | 0.062626 | 0.064811 | 0.066075 | 0.065252
| LED Tube Repl_Com, E - IntL [Electric Heat] | Small Retail | Interior Lighting | REPL | 0.85 | 0.66186 | 0.60667 | 0.51428 | 0.42636 | 0.39857 | 0.36548 | 0.34479 | 0.31843 | 0.28267
| LED Tube Repl_Com, E/G - IntL | Small Retail | Interior Lighting | RET | 0.085 | 0.076265 | 0.073648 | 0.067145 | 0.061577 | 0.062573 | 0.062626 | 0.064811 | 0.066075 | 0.065252
| LED Tube Repl_Com, E/G - IntL | Small Retail | Interior Lighting | REPL | 0.85 | 0.66186 | 0.60667 | 0.51428 | 0.42636 | 0.39857 | 0.36548 | 0.34479 | 0.31843 | 0.28267
| LED Tube Repl_Com, E/O - IntL | Small Retail | Interior Lighting | RET | 0.085 | 0.076265 | 0.073648 | 0.067145 | 0.061577 | 0.062573 | 0.062626 | 0.064811 | 0.066075 | 0.065252
| LED Tube Repl_Com, E/O - IntL | Small Retail | Interior Lighting | REPL | 0.85 | 0.66186 | 0.60667 | 0.51428 | 0.42636 | 0.39857 | 0.36548 | 0.34479 | 0.31843 | 0.28267
| LED Tube Repl_Com, E/P - IntL | Small Retail | Interior Lighting | RET | 0.085 | 0.076265 | 0.073648 | 0.067145 | 0.061577 | 0.062573 | 0.062626 | 0.064811 | 0.066075 | 0.065252
| LED Tube Repl_Com, E/P - IntL | Small Retail | Interior Lighting | REPL | 0.85 | 0.66186 | 0.60667 | 0.51428 | 0.42636 | 0.39857 | 0.36548 | 0.34479 | 0.31843 | 0.28267
| Repl pin CFL wLED_Com, E - IntL [No Heat] | Small Retail | Interior Lighting | RET | 0.1 | 0.091111 | 0.089343 | 0.082713 | 0.077027 | 0.083295 | 0.087967 | 0.095407 | 0.10137 | 0.10052
| Repl pin CFL wLED_Com, E - IntL [No Heat] | Small Retail | Interior Lighting | REPL | 1 | 0.77865 | 0.71373 | 0.60504 | 0.5016 | 0.51234 | 0.51585 | 0.53747 | 0.55204 | 0.54954
| Repl pin CFL wLED_Com, E - IntL [Electric Heat] | Small Retail | Interior Lighting | RET | 0.1 | 0.091111 | 0.089343 | 0.082713 | 0.077027 | 0.083295 | 0.087967 | 0.095407 | 0.10137 | 0.10052
| Repl pin CFL wLED_Com, E - IntL [Electric Heat] | Small Retail | Interior Lighting | REPL | 1 | 0.77865 | 0.71373 | 0.60504 | 0.5016 | 0.51234 | 0.51585 | 0.53747 | 0.55204 | 0.54954
| Repl pin CFL wLED_Com, E/G - IntL | Small Retail | Interior Lighting | RET | 0.1 | 0.091111 | 0.089343 | 0.082713 | 0.077027 | 0.083295 | 0.087967 | 0.095407 | 0.10137 | 0.10052
| Repl pin CFL wLED_Com, E/G - IntL | Small Retail | Interior Lighting | REPL | 1 | 0.77865 | 0.71373 | 0.60504 | 0.5016 | 0.51234 | 0.51585 | 0.53747 | 0.55204 | 0.54954
| Repl pin CFL wLED_Com, E/O - IntL | Small Retail | Interior Lighting | RET | 0.1 | 0.091111 | 0.089343 | 0.082713 | 0.077027 | 0.083295 | 0.087967 | 0.095407 | 0.10137 | 0.10052
| Repl pin CFL wLED_Com, E/O - IntL | Small Retail | Interior Lighting | REPL | 1 | 0.77865 | 0.71373 | 0.60504 | 0.5016 | 0.51234 | 0.51585 | 0.53747 | 0.55204 | 0.54954
| Repl pin CFL wLED_Com, E/P - IntL | Small Retail | Interior Lighting | RET | 0.1 | 0.091111 | 0.089343 | 0.082713 | 0.077027 | 0.083295 | 0.087967 | 0.095407 | 0.10137 | 0.10052
| Repl pin CFL wLED_Com, E/P - IntL | Small Retail | Interior Lighting | REPL | 1 | 0.77865 | 0.71373 | 0.60504 | 0.5016 | 0.51234 | 0.51585 | 0.53747 | 0.55204 | 0.54954
| Refrig Case LED_Com, E - IntL | Small Retail | Interior Lighting | NC | 1 | 0.93833 | 0.90372 | 0.87456 | 0.82735 | 0.82156 | 0.82043 | 0.7985 | 0.79589 | 0.78609
| Refrig Case LED_Com, E - IntL | Small Retail | Interior Lighting | RET | 0.1 | 0.092465 | 0.09202 | 0.086458 | 0.081711 | 0.077833 | 0.073108 | 0.071083 | 0.078855 | 0.083769
| Refrig Case LED_Com, E - IntL | Small Retail | Interior Lighting | REPL | 1 | 0.77865 | 0.71373 | 0.60504 | 0.5016 | 0.40235 | 0.29836 | 0.20358 | 0.20974 | 0.20941
| Refrig Case Ctrls_Com, E - IntL | Small Retail | Interior Lighting | RET | 0.1 | 0.097332 | 0.10196 | 0.10084 | 0.10032 | 0.10059 | 0.099455 | 0.10179 | 0.10273 | 0.10052
| Stair Occ Sensor_Com, E - IntL [No Heat] | Small Retail | Interior Lighting | NC | 1 | 0.93833 | 0.90372 | 0.87456 | 0.82735 | 0.82156 | 0.82043 | 0.7985 | 0.79589 | 0.78609
| Stair Occ Sensor_Com, E - IntL [No Heat] | Small Retail | Interior Lighting | RET | 0.1 | 0.097332 | 0.10196 | 0.10084 | 0.10032 | 0.10059 | 0.099455 | 0.10179 | 0.10273 | 0.10052
| Stair Occ Sensor_Com, E - IntL [Electric Heat] | Small Retail | Interior Lighting | NC | 1 | 0.93833 | 0.90372 | 0.87456 | 0.82735 | 0.82156 | 0.82043 | 0.7985 | 0.79589 | 0.78609
| Stair Occ Sensor_Com, E - IntL [Electric Heat] | Small Retail | Interior Lighting | RET | 0.1 | 0.097332 | 0.10196 | 0.10084 | 0.10032 | 0.10059 | 0.099455 | 0.10179 | 0.10273 | 0.10052
| Stair Occ Sensor_Com, E/G - IntL | Small Retail | Interior Lighting | NC | 1 | 0.93833 | 0.90372 | 0.87456 | 0.82735 | 0.82156 | 0.82043 | 0.7985 | 0.79589 | 0.78609
| Stair Occ Sensor_Com, E/G - IntL | Small Retail | Interior Lighting | RET | 0.1 | 0.097332 | 0.10196 | 0.10084 | 0.10032 | 0.10059 | 0.099455 | 0.10179 | 0.10273 | 0.10052
| Stair Occ Sensor_Com, E/O - IntL | Small Retail | Interior Lighting | NC | 1 | 0.93833 | 0.90372 | 0.87456 | 0.82735 | 0.82156 | 0.82043 | 0.7985 | 0.79589 | 0.78609
| Stair Occ Sensor_Com, E/O - IntL | Small Retail | Interior Lighting | RET | 0.1 | 0.097332 | 0.10196 | 0.10084 | 0.10032 | 0.10059 | 0.099455 | 0.10179 | 0.10273 | 0.10052
| Stair Occ Sensor_Com, E/P - IntL | Small Retail | Interior Lighting | NC | 1 | 0.93833 | 0.90372 | 0.87456 | 0.82735 | 0.82156 | 0.82043 | 0.7985 | 0.79589 | 0.78609
| Stair Occ Sensor_Com, E/P - IntL | Small Retail | Interior Lighting | RET | 0.1 | 0.097332 | 0.10196 | 0.10084 | 0.10032 | 0.10059 | 0.099455 | 0.10179 | 0.10273 | 0.10052
| Int Delamping_Com, E - IntL [No Heat] | Small Retail | Interior Lighting | RET | 0.04 | 0.038933 | 0.040784 | 0.040336 | 0.040128 | 0.040235 | 0.039782 | 0.040716 | 0.041092 | 0.040207
| Int Delamping_Com, E - IntL [Electric Heat] | Small Retail | Interior Lighting | RET | 0.04 | 0.038933 | 0.040784 | 0.040336 | 0.040128 | 0.040235 | 0.039782 | 0.040716 | 0.041092 | 0.040207
| Int Delamping_Com, E/G - IntL | Small Retail | Interior Lighting | RET | 0.04 | 0.038933 | 0.040784 | 0.040336 | 0.040128 | 0.040235 | 0.039782 | 0.040716 | 0.041092 | 0.040207
| Int Delamping_Com, E/O - IntL | Small Retail | Interior Lighting | RET | 0.04 | 0.038933 | 0.040784 | 0.040336 | 0.040128 | 0.040235 | 0.039782 | 0.040716 | 0.041092 | 0.040207
| Int Delamping_Com, E/P - IntL | Small Retail | Interior Lighting | RET | 0.04 | 0.038933 | 0.040784 | 0.040336 | 0.040128 | 0.040235 | 0.039782 | 0.040716 | 0.041092 | 0.040207
| Int Ltg Dsgn_Com, E - IntL [No Heat] | Small Retail | Interior Lighting | NC | 0.1 | 0.093833 | 0.090372 | 0.087456 | 0.082735 | 0.082156 | 0.082043 | 0.07985 | 0.079589 | 0.078609
| Int Ltg Dsgn_Com, E - IntL [Electric Heat] | Small Retail | Interior Lighting | NC | 0.1 | 0.093833 | 0.090372 | 0.087456 | 0.082735 | 0.082156 | 0.082043 | 0.07985 | 0.079589 | 0.078609
| Int Ltg Dsgn_Com, E/G - IntL | Small Retail | Interior Lighting | NC | 0.1 | 0.093833 | 0.090372 | 0.087456 | 0.082735 | 0.082156 | 0.082043 | 0.07985 | 0.079589 | 0.078609
| Int Ltg Dsgn_Com, E/O - IntL | Small Retail | Interior Lighting | NC | 0.1 | 0.093833 | 0.090372 | 0.087456 | 0.082735 | 0.082156 | 0.082043 | 0.07985 | 0.079589 | 0.078609
| Int Ltg Dsgn_Com, E/P - IntL | Small Retail | Interior Lighting | NC | 0.1 | 0.093833 | 0.090372 | 0.087456 | 0.082735 | 0.082156 | 0.082043 | 0.07985 | 0.079589 | 0.078609
| Room Air Conditioner_Com, E - Cool | Large Retail | Cooling | NC | 0 | 0 | 0 | 0 | 0 | 0 | 0 | 0 | 0 | 0
| Room Air Conditioner_Com, E - Cool | Large Retail | Cooling | RET | 0 | 0 | 0 | 0 | 0 | 0 | 0 | 0 | 0 | 0
| Room Air Conditioner_Com, E - Cool | Large Retail | Cooling | REPL | 0 | 0 | 0 | 0 | 0 | 0 | 0 | 0 | 0 | 0
| Chiller Systems_Com, E - Cool | Large Retail | Cooling | NC | 1 | 0.93833 | 0.90372 | 0.87456 | 0.82735 | 0.82156 | 0.82043 | 0.7985 | 0.79589 | 0.78609
| Chiller Systems_Com, E - Cool | Large Retail | Cooling | RET | 0.1 | 0.094654 | 0.096429 | 0.092745 | 0.089729 | 0.087494 | 0.084129 | 0.083735 | 0.082185 | 0.078202
| Chiller Systems_Com, E - Cool | Large Retail | Cooling | REPL | 1 | 0.77865 | 0.71373 | 0.60504 | 0.5016 | 0.40235 | 0.29836 | 0.20358 | 0.10273 | 1.395e-16
| Chiller Tuneup_Com, E - Cool | Large Retail | Cooling | RET | 0.1 | 0.097332 | 0.10196 | 0.10084 | 0.10032 | 0.10059 | 0.099455 | 0.10179 | 0.10273 | 0.10052
| Computer Room Air Conditioner_Com, E - Cool | Large Retail | Cooling | NC | 1 | 0.93833 | 0.90372 | 0.87456 | 0.82735 | 0.82156 | 0.82043 | 0.7985 | 0.79589 | 0.78609
| Computer Room Air Conditioner_Com, E - Cool | Large Retail | Cooling | REPL | 1 | 0.97332 | 1.0196 | 1.0084 | 1.0032 | 1.0059 | 0.99455 | 1.0179 | 1.0273 | 1.0052
| Mini Split Ductless AC_Com, E - Cool | Large Retail | Cooling | NC | 0 | 0 | 0 | 0 | 0 | 0 | 0 | 0 | 0 | 0
| Mini Split Ductless AC_Com, E - Cool | Large Retail | Cooling | RET | 0 | 0 | 0 | 0 | 0 | 0 | 0 | 0 | 0 | 0
| Mini Split Ductless AC_Com, E - Cool | Large Retail | Cooling | REPL | 0 | 0 | 0 | 0 | 0 | 0 | 0 | 0 | 0 | 0
| Eff Unitary AC_Com, E - Cool | Large Retail | Cooling | NC | 1 | 0.93833 | 0.90372 | 0.87456 | 0.82735 | 0.82156 | 0.82043 | 0.7985 | 0.79589 | 0.78609
| Eff Unitary AC_Com, E - Cool | Large Retail | Cooling | RET | 0.1 | 0.092807 | 0.092702 | 0.087421 | 0.082927 | 0.079284 | 0.074746 | 0.07804 | 0.080242 | 0.079895
| Eff Unitary AC_Com, E - Cool | Large Retail | Cooling | REPL | 1 | 0.85652 | 0.83608 | 0.76638 | 0.70224 | 0.64376 | 0.57684 | 0.58025 | 0.5754 | 0.55301
| PTAC_Com, E - Cool | Large Retail | Cooling | NC | 0 | 0 | 0 | 0 | 0 | 0 | 0 | 0 | 0 | 0
| PTAC_Com, E - Cool | Large Retail | Cooling | RET | 0 | 0 | 0 | 0 | 0 | 0 | 0 | 0 | 0 | 0
| PTAC_Com, E - Cool | Large Retail | Cooling | REPL | 0 | 0 | 0 | 0 | 0 | 0 | 0 | 0 | 0 | 0
| Unitary Equipment Economizer_Com, E - Cool | Large Retail | Cooling | RET | 0.1 | 0.097332 | 0.10196 | 0.10084 | 0.10032 | 0.10059 | 0.099455 | 0.10179 | 0.10273 | 0.10052
| AC Tuneup_Com, E - Cool [ASHP] | Large Retail | Cooling | RET | 0.1 | 0.097332 | 0.10196 | 0.10084 | 0.10032 | 0.10059 | 0.099455 | 0.10179 | 0.10273 | 0.10052
| AC Tuneup_Com, E - Heat [ASHP] | Large Retail | Space Heating | RET | 0.1 | 0.097332 | 0.10196 | 0.10084 | 0.10032 | 0.10059 | 0.099455 | 0.10179 | 0.10273 | 0.10052
| AC Tuneup_Com, E - Cool [Unitary AC] | Large Retail | Cooling | RET | 0.1 | 0.097332 | 0.10196 | 0.10084 | 0.10032 | 0.10059 | 0.099455 | 0.10179 | 0.10273 | 0.10052
| DCV_Com, E - Cool [Building w Elec Heat] | Large Retail | Cooling | RET | 0.1 | 0.097332 | 0.10196 | 0.10084 | 0.10032 | 0.10059 | 0.099455 | 0.10179 | 0.10273 | 0.10052
| DCV_Com, E - Heat [Building w Elec Heat] | Large Retail | Space Heating | RET | 0.1 | 0.097332 | 0.10196 | 0.10084 | 0.10032 | 0.10059 | 0.099455 | 0.10179 | 0.10273 | 0.10052
| DCV_Com, E - Vent [Building w Elec Heat] | Large Retail | Ventilation | RET | 0.1 | 0.097332 | 0.10196 | 0.10084 | 0.10032 | 0.10059 | 0.099455 | 0.10179 | 0.10273 | 0.10052
| DCV_Com, E - Cool [Building w Gas Heat] | Large Retail | Cooling | RET | 0.1 | 0.097332 | 0.10196 | 0.10084 | 0.10032 | 0.10059 | 0.099455 | 0.10179 | 0.10273 | 0.10052
| DCV_Com, G - Heat [Building w Gas Heat] | Large Retail |  | RET | 0.1 | 0.099873 | 0.099896 | 0.099218 | 0.099015 | 0.099059 | 0.099362 | 0.099739 | 0.10032 | 0.10082
| DCV_Com, E - Vent [Building w Gas Heat] | Large Retail | Ventilation | RET | 0.1 | 0.097332 | 0.10196 | 0.10084 | 0.10032 | 0.10059 | 0.099455 | 0.10179 | 0.10273 | 0.10052
| DCV_Com, E - Cool [Building w Oil Heat] | Large Retail | Cooling | RET | 0.1 | 0.097332 | 0.10196 | 0.10084 | 0.10032 | 0.10059 | 0.099455 | 0.10179 | 0.10273 | 0.10052
| DCV_Com, O - Heat [Building w Oil Heat] | Large Retail |  | RET | 0.1 | 0.098815 | 0.098374 | 0.09739 | 0.096516 | 0.095684 | 0.094967 | 0.094216 | 0.093466 | 0.092665
| DCV_Com, E - Vent [Building w Oil Heat] | Large Retail | Ventilation | RET | 0.1 | 0.097332 | 0.10196 | 0.10084 | 0.10032 | 0.10059 | 0.099455 | 0.10179 | 0.10273 | 0.10052
| DCV_Com, E - Cool [Building w Propane Heat] | Large Retail | Cooling | RET | 0.1 | 0.097332 | 0.10196 | 0.10084 | 0.10032 | 0.10059 | 0.099455 | 0.10179 | 0.10273 | 0.10052
| DCV_Com, P - Heat [Building w Propane Heat] | Large Retail |  | RET | 0.1 | 0.098815 | 0.098374 | 0.09739 | 0.096516 | 0.095684 | 0.094967 | 0.094216 | 0.093466 | 0.092665
| DCV_Com, E - Vent [Building w Propane Heat] | Large Retail | Ventilation | RET | 0.1 | 0.097332 | 0.10196 | 0.10084 | 0.10032 | 0.10059 | 0.099455 | 0.10179 | 0.10273 | 0.10052
| Controls for Unitary AC_Com, E - Cool | Large Retail | Cooling | RET | 0.1 | 0.097332 | 0.10196 | 0.10084 | 0.10032 | 0.10059 | 0.099455 | 0.10179 | 0.10273 | 0.10052
| Optimized Unitary AC Sys_Com, E - Cool [Building w Elec Heat] | Large Retail | Cooling | NC | 1 | 0.93833 | 0.90372 | 0.87456 | 0.82735 | 0.82156 | 0.82043 | 0.7985 | 0.79589 | 0.78609
| Optimized Unitary AC Sys_Com, E - Heat [Building w Elec Heat] | Large Retail | Space Heating | NC | 1 | 0.93833 | 0.90372 | 0.87456 | 0.82735 | 0.82156 | 0.82043 | 0.7985 | 0.79589 | 0.78609
| Optimized Unitary AC Sys_Com, E - Cool [Building w Gas Heat] | Large Retail | Cooling | NC | 1 | 0.93833 | 0.90372 | 0.87456 | 0.82735 | 0.82156 | 0.82043 | 0.7985 | 0.79589 | 0.78609
| Optimized Unitary AC Sys_Com, G - Heat [Building w Gas Heat] | Large Retail |  | NC | 1 | 0.94759 | 0.91754 | 0.87973 | 0.83964 | 0.81496 | 0.80903 | 0.80762 | 0.8088 | 0.80611
| Optimized Unitary AC Sys_Com, E - Cool [Building w Oil Heat] | Large Retail | Cooling | NC | 1 | 0.93833 | 0.90372 | 0.87456 | 0.82735 | 0.82156 | 0.82043 | 0.7985 | 0.79589 | 0.78609
| Optimized Unitary AC Sys_Com, O - Heat [Building w Oil Heat] | Large Retail |  | NC | 1 | 0.93756 | 0.90356 | 0.86352 | 0.81845 | 0.7872 | 0.77324 | 0.7629 | 0.75353 | 0.74091
| Optimized Unitary AC Sys_Com, E - Cool [Building w Propane Heat] | Large Retail | Cooling | NC | 1 | 0.93833 | 0.90372 | 0.87456 | 0.82735 | 0.82156 | 0.82043 | 0.7985 | 0.79589 | 0.78609
| Optimized Unitary AC Sys_Com, P - Heat [Building w Propane Heat] | Large Retail |  | NC | 1 | 0.93756 | 0.90356 | 0.86352 | 0.81845 | 0.7872 | 0.77324 | 0.7629 | 0.75353 | 0.74091
| Optimized Chiller Sys_Com, E - Cool | Large Retail | Cooling | NC | 1 | 0.93833 | 0.90372 | 0.87456 | 0.82735 | 0.82156 | 0.82043 | 0.7985 | 0.79589 | 0.78609
| Cool Roof_Com, E - Cool [Building w Elec Heat] | Large Retail | Cooling | NC | 1 | 0.93833 | 0.90372 | 0.87456 | 0.82735 | 0.82156 | 0.82043 | 0.7985 | 0.79589 | 0.78609
| Cool Roof_Com, E - Cool [Building w Elec Heat] | Large Retail | Cooling | RET | 0.1 | 0.097332 | 0.10196 | 0.10084 | 0.10032 | 0.10059 | 0.099455 | 0.10179 | 0.10273 | 0.10052
| Cool Roof_Com, E - Heat [Building w Elec Heat] | Large Retail | Space Heating | NC | 1 | 0.93833 | 0.90372 | 0.87456 | 0.82735 | 0.82156 | 0.82043 | 0.7985 | 0.79589 | 0.78609
| Cool Roof_Com, E - Heat [Building w Elec Heat] | Large Retail | Space Heating | RET | 0.1 | 0.097332 | 0.10196 | 0.10084 | 0.10032 | 0.10059 | 0.099455 | 0.10179 | 0.10273 | 0.10052
| Cool Roof_Com, E - Cool [Building w Gas Heat] | Large Retail | Cooling | NC | 1 | 0.93833 | 0.90372 | 0.87456 | 0.82735 | 0.82156 | 0.82043 | 0.7985 | 0.79589 | 0.78609
| Cool Roof_Com, E - Cool [Building w Gas Heat] | Large Retail | Cooling | RET | 0.1 | 0.097332 | 0.10196 | 0.10084 | 0.10032 | 0.10059 | 0.099455 | 0.10179 | 0.10273 | 0.10052
| Cool Roof_Com, G - Heat [Building w Gas Heat] | Large Retail |  | NC | 1 | 0.94759 | 0.91754 | 0.87973 | 0.83964 | 0.81496 | 0.80903 | 0.80762 | 0.8088 | 0.80611
| Cool Roof_Com, G - Heat [Building w Gas Heat] | Large Retail |  | RET | 0.1 | 0.099873 | 0.099896 | 0.099218 | 0.099015 | 0.099059 | 0.099362 | 0.099739 | 0.10032 | 0.10082
| Cool Roof_Com, E - Cool [Building w Oil Heat] | Large Retail | Cooling | NC | 1 | 0.93833 | 0.90372 | 0.87456 | 0.82735 | 0.82156 | 0.82043 | 0.7985 | 0.79589 | 0.78609
| Cool Roof_Com, E - Cool [Building w Oil Heat] | Large Retail | Cooling | RET | 0.1 | 0.097332 | 0.10196 | 0.10084 | 0.10032 | 0.10059 | 0.099455 | 0.10179 | 0.10273 | 0.10052
| Cool Roof_Com, O - Heat [Building w Oil Heat] | Large Retail |  | NC | 1 | 0.93756 | 0.90356 | 0.86352 | 0.81845 | 0.7872 | 0.77324 | 0.7629 | 0.75353 | 0.74091
| Cool Roof_Com, O - Heat [Building w Oil Heat] | Large Retail |  | RET | 0.1 | 0.098815 | 0.098374 | 0.09739 | 0.096516 | 0.095684 | 0.094967 | 0.094216 | 0.093466 | 0.092665
| Cool Roof_Com, E - Cool [Building w Propane Heat] | Large Retail | Cooling | NC | 1 | 0.93833 | 0.90372 | 0.87456 | 0.82735 | 0.82156 | 0.82043 | 0.7985 | 0.79589 | 0.78609
| Cool Roof_Com, E - Cool [Building w Propane Heat] | Large Retail | Cooling | RET | 0.1 | 0.097332 | 0.10196 | 0.10084 | 0.10032 | 0.10059 | 0.099455 | 0.10179 | 0.10273 | 0.10052
| Cool Roof_Com, P - Heat [Building w Propane Heat] | Large Retail |  | NC | 1 | 0.93756 | 0.90356 | 0.86352 | 0.81845 | 0.7872 | 0.77324 | 0.7629 | 0.75353 | 0.74091
| Cool Roof_Com, P - Heat [Building w Propane Heat] | Large Retail |  | RET | 0.1 | 0.098815 | 0.098374 | 0.09739 | 0.096516 | 0.095684 | 0.094967 | 0.094216 | 0.093466 | 0.092665
| GSHP_Com, E - Cool | Large Retail | Cooling | RET | 0.1 | 0.087647 | 0.08268 | 0.073635 | 0.065966 | 0.059562 | 0.053031 | 0.048875 | 0.044419 | 0.039138
| GSHP_Com, E - Cool | Large Retail | Cooling | REPL | 1 | 0.77865 | 0.71373 | 0.60504 | 0.5016 | 0.40235 | 0.29836 | 0.20358 | 0.10273 | 1.395e-16
| GSHP_Com, E - Heat | Large Retail | Space Heating | RET | 0.1 | 0.087647 | 0.08268 | 0.073635 | 0.065966 | 0.059562 | 0.053031 | 0.048875 | 0.044419 | 0.039138
| GSHP_Com, E - Heat | Large Retail | Space Heating | REPL | 1 | 0.77865 | 0.71373 | 0.60504 | 0.5016 | 0.40235 | 0.29836 | 0.20358 | 0.10273 | 1.395e-16
| Unitary HP_Com, E - Cool | Large Retail | Cooling | NC | 1 | 0.93833 | 0.90372 | 0.87456 | 0.82735 | 0.82156 | 0.82043 | 0.7985 | 0.79589 | 0.78609
| Unitary HP_Com, E - Cool | Large Retail | Cooling | RET | 0.1 | 0.092646 | 0.09238 | 0.086966 | 0.082352 | 0.078598 | 0.07397 | 0.083793 | 0.092335 | 0.09758
| Unitary HP_Com, E - Cool | Large Retail | Cooling | REPL | 1 | 0.77865 | 0.71373 | 0.60504 | 0.5016 | 0.40235 | 0.29836 | 0.32088 | 0.33951 | 0.34751
| Unitary HP_Com, E - Heat | Large Retail | Space Heating | NC | 1 | 0.93833 | 0.90372 | 0.87456 | 0.82735 | 0.82156 | 0.82043 | 0.7985 | 0.79589 | 0.78609
| Unitary HP_Com, E - Heat | Large Retail | Space Heating | RET | 0.1 | 0.092646 | 0.09238 | 0.086966 | 0.082352 | 0.078598 | 0.07397 | 0.083793 | 0.092335 | 0.09758
| Unitary HP_Com, E - Heat | Large Retail | Space Heating | REPL | 1 | 0.77865 | 0.71373 | 0.60504 | 0.5016 | 0.40235 | 0.29836 | 0.32088 | 0.33951 | 0.34751
| PTHP_Com, E - Cool | Large Retail | Cooling | NC | 0 | 0 | 0 | 0 | 0 | 0 | 0 | 0 | 0 | 0
| PTHP_Com, E - Cool | Large Retail | Cooling | RET | 0 | 0 | 0 | 0 | 0 | 0 | 0 | 0 | 0 | 0
| PTHP_Com, E - Cool | Large Retail | Cooling | REPL | 0 | 0 | 0 | 0 | 0 | 0 | 0 | 0 | 0 | 0
| PTHP_Com, E - Heat | Large Retail | Space Heating | NC | 0 | 0 | 0 | 0 | 0 | 0 | 0 | 0 | 0 | 0
| PTHP_Com, E - Heat | Large Retail | Space Heating | RET | 0 | 0 | 0 | 0 | 0 | 0 | 0 | 0 | 0 | 0
| PTHP_Com, E - Heat | Large Retail | Space Heating | REPL | 0 | 0 | 0 | 0 | 0 | 0 | 0 | 0 | 0 | 0
| Minisplit Ductless HP_Com, E - Cool | Large Retail | Cooling | RET | 0.1 | 0.088491 | 0.084279 | 0.075782 | 0.068543 | 0.062484 | 0.056168 | 0.054338 | 0.051952 | 0.048264
| Minisplit Ductless HP_Com, E - Cool | Large Retail | Cooling | REPL | 1 | 0.77865 | 0.71373 | 0.60504 | 0.5016 | 0.40235 | 0.29836 | 0.22432 | 0.14459 | 0.061433
| Minisplit Ductless HP_Com, E - Heat | Large Retail | Space Heating | RET | 0.1 | 0.088491 | 0.084279 | 0.075782 | 0.068543 | 0.062484 | 0.056168 | 0.054338 | 0.051952 | 0.048264
| Minisplit Ductless HP_Com, E - Heat | Large Retail | Space Heating | REPL | 1 | 0.77865 | 0.71373 | 0.60504 | 0.5016 | 0.40235 | 0.29836 | 0.22432 | 0.14459 | 0.061433
| Programmable TStat_Com, E - Cool [Building w Elec Heat] | Large Retail | Cooling | NC | 0 | 0 | 0 | 0 | 0 | 0 | 0 | 0 | 0 | 0
| Programmable TStat_Com, E - Heat [Building w Elec Heat] | Large Retail | Space Heating | NC | 0 | 0 | 0 | 0 | 0 | 0 | 0 | 0 | 0 | 0
| Programmable TStat_Com, E - Cool [Building w Gas Heat] | Large Retail | Cooling | NC | 0 | 0 | 0 | 0 | 0 | 0 | 0 | 0 | 0 | 0
| Programmable TStat_Com, E - Cool [Building w Gas Heat] | Large Retail | Cooling | RET | 0 | 0 | 0 | 0 | 0 | 0 | 0 | 0 | 0 | 0
| Programmable TStat_Com, G - Heat [Building w Gas Heat] | Large Retail |  | NC | 0 | 0 | 0 | 0 | 0 | 0 | 0 | 0 | 0 | 0
| Programmable TStat_Com, G - Heat [Building w Gas Heat] | Large Retail |  | RET | 0 | 0 | 0 | 0 | 0 | 0 | 0 | 0 | 0 | 0
| Programmable TStat_Com, E - Cool [Building w Propane Heat] | Large Retail | Cooling | NC | 0 | 0 | 0 | 0 | 0 | 0 | 0 | 0 | 0 | 0
| Programmable TStat_Com, E - Cool [Building w Propane Heat] | Large Retail | Cooling | RET | 0 | 0 | 0 | 0 | 0 | 0 | 0 | 0 | 0 | 0
| Programmable TStat_Com, P - Heat [Building w Propane Heat] | Large Retail |  | NC | 0 | 0 | 0 | 0 | 0 | 0 | 0 | 0 | 0 | 0
| Programmable TStat_Com, P - Heat [Building w Propane Heat] | Large Retail |  | RET | 0 | 0 | 0 | 0 | 0 | 0 | 0 | 0 | 0 | 0
| Programmable TStat_Com, E - Cool [Building w Oil Heat] | Large Retail | Cooling | NC | 0 | 0 | 0 | 0 | 0 | 0 | 0 | 0 | 0 | 0
| Programmable TStat_Com, E - Cool [Building w Oil Heat] | Large Retail | Cooling | RET | 0 | 0 | 0 | 0 | 0 | 0 | 0 | 0 | 0 | 0
| Programmable TStat_Com, O - Heat [Building w Oil Heat] | Large Retail |  | NC | 0 | 0 | 0 | 0 | 0 | 0 | 0 | 0 | 0 | 0
| Programmable TStat_Com, O - Heat [Building w Oil Heat] | Large Retail |  | RET | 0 | 0 | 0 | 0 | 0 | 0 | 0 | 0 | 0 | 0
| Smart TStat_Com, E - Cool [Building w Elec Heat] | Large Retail | Cooling | NC | 1 | 0.93833 | 0.90372 | 0.87456 | 0.82735 | 0.82156 | 0.82043 | 0.7985 | 0.79589 | 0.78609
| Smart TStat_Com, E - Cool [Building w Elec Heat] | Large Retail | Cooling | RET | 0.1 | 0.097332 | 0.10196 | 0.10084 | 0.10032 | 0.10059 | 0.099455 | 0.10179 | 0.10273 | 0.10052
| Smart TStat_Com, E - Heat [Building w Elec Heat] | Large Retail | Space Heating | NC | 1 | 0.93833 | 0.90372 | 0.87456 | 0.82735 | 0.82156 | 0.82043 | 0.7985 | 0.79589 | 0.78609
| Smart TStat_Com, E - Heat [Building w Elec Heat] | Large Retail | Space Heating | RET | 0.1 | 0.097332 | 0.10196 | 0.10084 | 0.10032 | 0.10059 | 0.099455 | 0.10179 | 0.10273 | 0.10052
| Smart TStat_Com, E - Cool [Building w Gas Heat] | Large Retail | Cooling | NC | 1 | 0.93833 | 0.90372 | 0.87456 | 0.82735 | 0.82156 | 0.82043 | 0.7985 | 0.79589 | 0.78609
| Smart TStat_Com, E - Cool [Building w Gas Heat] | Large Retail | Cooling | RET | 0.1 | 0.097332 | 0.10196 | 0.10084 | 0.10032 | 0.10059 | 0.099455 | 0.10179 | 0.10273 | 0.10052
| Smart TStat_Com, G - Heat [Building w Gas Heat] | Large Retail |  | NC | 1 | 0.94759 | 0.91754 | 0.87973 | 0.83964 | 0.81496 | 0.80903 | 0.80762 | 0.8088 | 0.80611
| Smart TStat_Com, G - Heat [Building w Gas Heat] | Large Retail |  | RET | 0.1 | 0.099873 | 0.099896 | 0.099218 | 0.099015 | 0.099059 | 0.099362 | 0.099739 | 0.10032 | 0.10082
| Smart TStat_Com, E - Cool [Building w Propane Heat] | Large Retail | Cooling | NC | 1 | 0.93833 | 0.90372 | 0.87456 | 0.82735 | 0.82156 | 0.82043 | 0.7985 | 0.79589 | 0.78609
| Smart TStat_Com, E - Cool [Building w Propane Heat] | Large Retail | Cooling | RET | 0.1 | 0.097332 | 0.10196 | 0.10084 | 0.10032 | 0.10059 | 0.099455 | 0.10179 | 0.10273 | 0.10052
| Smart TStat_Com, P - Heat [Building w Propane Heat] | Large Retail |  | NC | 1 | 0.93756 | 0.90356 | 0.86352 | 0.81845 | 0.7872 | 0.77324 | 0.7629 | 0.75353 | 0.74091
| Smart TStat_Com, P - Heat [Building w Propane Heat] | Large Retail |  | RET | 0.1 | 0.098815 | 0.098374 | 0.09739 | 0.096516 | 0.095684 | 0.094967 | 0.094216 | 0.093466 | 0.092665
| Smart TStat_Com, E - Cool [Building w Oil Heat] | Large Retail | Cooling | NC | 1 | 0.93833 | 0.90372 | 0.87456 | 0.82735 | 0.82156 | 0.82043 | 0.7985 | 0.79589 | 0.78609
| Smart TStat_Com, E - Cool [Building w Oil Heat] | Large Retail | Cooling | RET | 0.1 | 0.097332 | 0.10196 | 0.10084 | 0.10032 | 0.10059 | 0.099455 | 0.10179 | 0.10273 | 0.10052
| Smart TStat_Com, O - Heat [Building w Oil Heat] | Large Retail |  | NC | 1 | 0.93756 | 0.90356 | 0.86352 | 0.81845 | 0.7872 | 0.77324 | 0.7629 | 0.75353 | 0.74091
| Smart TStat_Com, O - Heat [Building w Oil Heat] | Large Retail |  | RET | 0.1 | 0.098815 | 0.098374 | 0.09739 | 0.096516 | 0.095684 | 0.094967 | 0.094216 | 0.093466 | 0.092665
| Boiler Blowdown Controls_Com, G - Heat | Large Retail |  | RET | 0.1 | 0.099873 | 0.099896 | 0.099218 | 0.099015 | 0.099059 | 0.099362 | 0.099739 | 0.10032 | 0.10082
| Boiler Blowdown Controls_Com, O - Heat | Large Retail |  | RET | 0.1 | 0.098815 | 0.098374 | 0.09739 | 0.096516 | 0.095684 | 0.094967 | 0.094216 | 0.093466 | 0.092665
| Boiler Blowdown Controls_Com, P - Heat | Large Retail |  | RET | 0.1 | 0.098815 | 0.098374 | 0.09739 | 0.096516 | 0.095684 | 0.094967 | 0.094216 | 0.093466 | 0.092665
| Boiler Modifications_Com, G - Heat | Large Retail |  | RET | 0.1 | 0.099873 | 0.099896 | 0.099218 | 0.099015 | 0.099059 | 0.099362 | 0.099739 | 0.10032 | 0.10082
| Boiler Modifications_Com, O - Heat | Large Retail |  | RET | 0.1 | 0.098815 | 0.098374 | 0.09739 | 0.096516 | 0.095684 | 0.094967 | 0.094216 | 0.093466 | 0.092665
| Boiler Modifications_Com, P - Heat | Large Retail |  | RET | 0.1 | 0.098815 | 0.098374 | 0.09739 | 0.096516 | 0.095684 | 0.094967 | 0.094216 | 0.093466 | 0.092665
| Boilers_Com, G - Heat | Large Retail |  | NC | 1 | 0.94759 | 0.91754 | 0.87973 | 0.83964 | 0.81496 | 0.80903 | 0.80762 | 0.8088 | 0.80611
| Boilers_Com, G - Heat | Large Retail |  | RET | 0.1 | 0.092555 | 0.085793 | 0.078967 | 0.073031 | 0.06771 | 0.062941 | 0.05855 | 0.054577 | 0.050829
| Boilers_Com, G - Heat | Large Retail |  | REPL | 1 | 0.79898 | 0.69928 | 0.59531 | 0.49508 | 0.39624 | 0.29809 | 0.19948 | 0.10032 | 1.3992e-16
| Boilers_Com, O - Heat | Large Retail |  | NC | 1 | 0.93756 | 0.90356 | 0.86352 | 0.81845 | 0.7872 | 0.77324 | 0.7629 | 0.75353 | 0.74091
| Boilers_Com, O - Heat | Large Retail |  | RET | 0.1 | 0.090915 | 0.083274 | 0.07585 | 0.06916 | 0.063082 | 0.057604 | 0.05258 | 0.047991 | 0.043776
| Boilers_Com, O - Heat | Large Retail |  | REPL | 1 | 0.79052 | 0.68862 | 0.58434 | 0.48258 | 0.38274 | 0.2849 | 0.18843 | 0.093466 | 1.286e-16
| Boilers_Com, P - Heat | Large Retail |  | NC | 1 | 0.93756 | 0.90356 | 0.86352 | 0.81845 | 0.7872 | 0.77324 | 0.7629 | 0.75353 | 0.74091
| Boilers_Com, P - Heat | Large Retail |  | RET | 0.1 | 0.091245 | 0.083879 | 0.076678 | 0.070169 | 0.064234 | 0.058869 | 0.053929 | 0.049401 | 0.045226
| Boilers_Com, P - Heat | Large Retail |  | REPL | 1 | 0.79052 | 0.68862 | 0.58434 | 0.48258 | 0.38274 | 0.2849 | 0.18843 | 0.093466 | 1.286e-16
| Furnace_Com, G - Heat | Large Retail |  | NC | 1 | 0.94759 | 0.91754 | 0.87973 | 0.83964 | 0.81496 | 0.80903 | 0.80762 | 0.8088 | 0.80611
| Furnace_Com, G - Heat | Large Retail |  | RET | 0.1 | 0.093815 | 0.088145 | 0.082235 | 0.077089 | 0.072445 | 0.068259 | 0.064361 | 0.060811 | 0.057405
| Furnace_Com, G - Heat | Large Retail |  | REPL | 1 | 0.79898 | 0.69928 | 0.59531 | 0.49508 | 0.39624 | 0.29809 | 0.19948 | 0.10032 | 1.3992e-16
| Furnace_Com, O - Heat | Large Retail |  | NC | 1 | 0.93756 | 0.90356 | 0.86352 | 0.81845 | 0.7872 | 0.77324 | 0.7629 | 0.75353 | 0.74091
| Furnace_Com, O - Heat | Large Retail |  | RET | 0.1 | 0.08992 | 0.081461 | 0.073386 | 0.066182 | 0.059705 | 0.053923 | 0.048681 | 0.043947 | 0.039648
| Furnace_Com, O - Heat | Large Retail |  | REPL | 1 | 0.79052 | 0.68862 | 0.58434 | 0.48258 | 0.38274 | 0.2849 | 0.18843 | 0.093466 | 1.286e-16
| Furnace_Com, P - Heat | Large Retail |  | NC | 1 | 0.93756 | 0.90356 | 0.86352 | 0.81845 | 0.7872 | 0.77324 | 0.7629 | 0.75353 | 0.74091
| Furnace_Com, P - Heat | Large Retail |  | RET | 0.1 | 0.091371 | 0.08411 | 0.076995 | 0.070556 | 0.064678 | 0.059357 | 0.054451 | 0.049948 | 0.045789
| Furnace_Com, P - Heat | Large Retail |  | REPL | 1 | 0.79052 | 0.68862 | 0.58434 | 0.48258 | 0.38274 | 0.2849 | 0.18843 | 0.093466 | 1.286e-16
| Unit Heater_Com, G - Heat | Large Retail |  | NC | 1 | 0.94759 | 0.91754 | 0.87973 | 0.83964 | 0.81496 | 0.80903 | 0.80762 | 0.8088 | 0.80611
| Unit Heater_Com, G - Heat | Large Retail |  | RET | 0.1 | 0.091973 | 0.084718 | 0.077486 | 0.071211 | 0.065608 | 0.060603 | 0.056021 | 0.056002 | 0.055959
| Unit Heater_Com, G - Heat | Large Retail |  | REPL | 1 | 0.79898 | 0.69928 | 0.59531 | 0.49508 | 0.39624 | 0.29809 | 0.19948 | 0.14143 | 0.082627
| Unit Heater_Com, P - Heat | Large Retail |  | NC | 1 | 0.93756 | 0.90356 | 0.86352 | 0.81845 | 0.7872 | 0.77324 | 0.7629 | 0.75353 | 0.74091
| Unit Heater_Com, P - Heat | Large Retail |  | RET | 0.1 | 0.088934 | 0.079683 | 0.070997 | 0.063324 | 0.0565 | 0.050469 | 0.045063 | 0.040234 | 0.0359
| Unit Heater_Com, P - Heat | Large Retail |  | REPL | 1 | 0.79052 | 0.68862 | 0.58434 | 0.48258 | 0.38274 | 0.2849 | 0.18843 | 0.093466 | 1.286e-16
| Destratification Fans_Com, G - Heat | Large Retail |  | NC | 1 | 0.94759 | 0.91754 | 0.87973 | 0.83964 | 0.81496 | 0.80903 | 0.80762 | 0.8088 | 0.80611
| Destratification Fans_Com, G - Heat | Large Retail |  | RET | 0.1 | 0.094879 | 0.090157 | 0.085067 | 0.080648 | 0.07665 | 0.07304 | 0.080734 | 0.088292 | 0.095496
| Destratification Fans_Com, G - Heat | Large Retail |  | REPL | 1 | 0.79898 | 0.69928 | 0.59531 | 0.49508 | 0.39624 | 0.29809 | 0.3103 | 0.32326 | 0.33607
| Destratification Fans_Com, O - Heat | Large Retail |  | NC | 1 | 0.93756 | 0.90356 | 0.86352 | 0.81845 | 0.7872 | 0.77324 | 0.7629 | 0.75353 | 0.74091
| Destratification Fans_Com, O - Heat | Large Retail |  | RET | 0.1 | 0.093874 | 0.088783 | 0.083499 | 0.078613 | 0.074039 | 0.069809 | 0.076263 | 0.082258 | 0.087771
| Destratification Fans_Com, O - Heat | Large Retail |  | REPL | 1 | 0.79052 | 0.68862 | 0.58434 | 0.48258 | 0.38274 | 0.2849 | 0.29312 | 0.30117 | 0.30888
| Destratification Fans_Com, P - Heat | Large Retail |  | NC | 1 | 0.93756 | 0.90356 | 0.86352 | 0.81845 | 0.7872 | 0.77324 | 0.7629 | 0.75353 | 0.74091
| Destratification Fans_Com, P - Heat | Large Retail |  | RET | 0.1 | 0.093874 | 0.088783 | 0.083499 | 0.078613 | 0.074039 | 0.069809 | 0.076263 | 0.082258 | 0.087771
| Destratification Fans_Com, P - Heat | Large Retail |  | REPL | 1 | 0.79052 | 0.68862 | 0.58434 | 0.48258 | 0.38274 | 0.2849 | 0.29312 | 0.30117 | 0.30888
| Energy Recovery Ventilator_Com, G - Heat | Large Retail |  | NC | 0.8 | 0.75807 | 0.73403 | 0.70378 | 0.67171 | 0.65197 | 0.64722 | 0.6461 | 0.64704 | 0.64489
| Energy Recovery Ventilator_Com, G - Heat | Large Retail |  | RET | 0.08 | 0.073107 | 0.066909 | 0.060806 | 0.055523 | 0.050827 | 0.046649 | 0.045505 | 0.044556 | 0.043659
| Energy Recovery Ventilator_Com, G - Heat | Large Retail |  | REPL | 0.8 | 0.63919 | 0.55942 | 0.47625 | 0.39606 | 0.31699 | 0.23847 | 0.18618 | 0.13376 | 0.080656
| Energy Recovery Ventilator_Com, O - Heat | Large Retail |  | NC | 0.8 | 0.75005 | 0.72285 | 0.69081 | 0.65476 | 0.62976 | 0.61859 | 0.61032 | 0.60282 | 0.59273
| Energy Recovery Ventilator_Com, O - Heat | Large Retail |  | RET | 0.08 | 0.072333 | 0.065889 | 0.059685 | 0.054122 | 0.049095 | 0.044585 | 0.042985 | 0.041511 | 0.040128
| Energy Recovery Ventilator_Com, O - Heat | Large Retail |  | REPL | 0.8 | 0.63242 | 0.5509 | 0.46747 | 0.38607 | 0.30619 | 0.22792 | 0.17587 | 0.12462 | 0.074132
| Energy Recovery Ventilator_Com, P - Heat | Large Retail |  | NC | 0.8 | 0.75005 | 0.72285 | 0.69081 | 0.65476 | 0.62976 | 0.61859 | 0.61032 | 0.60282 | 0.59273
| Energy Recovery Ventilator_Com, P - Heat | Large Retail |  | RET | 0.08 | 0.072333 | 0.065889 | 0.059685 | 0.054122 | 0.049095 | 0.044585 | 0.042985 | 0.041511 | 0.040128
| Energy Recovery Ventilator_Com, P - Heat | Large Retail |  | REPL | 0.8 | 0.63242 | 0.5509 | 0.46747 | 0.38607 | 0.30619 | 0.22792 | 0.17587 | 0.12462 | 0.074132
| Forced Air Heating Maintenance_Com, G - Heat | Large Retail |  | RET | 0.1 | 0.099873 | 0.099896 | 0.099218 | 0.099015 | 0.099059 | 0.099362 | 0.099739 | 0.10032 | 0.10082
| Forced Air Heating Maintenance_Com, O - Heat | Large Retail |  | RET | 0.1 | 0.098815 | 0.098374 | 0.09739 | 0.096516 | 0.095684 | 0.094967 | 0.094216 | 0.093466 | 0.092665
| Forced Air Heating Maintenance_Com, P - Heat | Large Retail |  | RET | 0.1 | 0.098815 | 0.098374 | 0.09739 | 0.096516 | 0.095684 | 0.094967 | 0.094216 | 0.093466 | 0.092665
| Infrared Heater_Com, G - Heat | Large Retail |  | NC | 1 | 0.94759 | 0.91754 | 0.87973 | 0.83964 | 0.81496 | 0.80903 | 0.80762 | 0.8088 | 0.80611
| Infrared Heater_Com, G - Heat | Large Retail |  | RET | 0.1 | 0.09901 | 0.098178 | 0.096669 | 0.095639 | 0.094855 | 0.094323 | 0.093864 | 0.10032 | 0.10082
| Infrared Heater_Com, G - Heat | Large Retail |  | REPL | 1 | 0.79898 | 0.69928 | 0.59531 | 0.49508 | 0.39624 | 0.29809 | 0.19948 | 0.28004 | 0.36123
| Steam Trap Maintenance_Com, G - Heat | Large Retail |  | RET | 0.1 | 0.099873 | 0.099896 | 0.099218 | 0.099015 | 0.099059 | 0.099362 | 0.099739 | 0.10032 | 0.10082
| Steam Trap Maintenance_Com, O - Heat | Large Retail |  | RET | 0.1 | 0.098815 | 0.098374 | 0.09739 | 0.096516 | 0.095684 | 0.094967 | 0.094216 | 0.093466 | 0.092665
| Windows_Com, E - Cool [Building w Elec Heat] | Large Retail | Cooling | NC | 1 | 0.93833 | 0.90372 | 0.87456 | 0.82735 | 0.82156 | 0.82043 | 0.7985 | 0.79589 | 0.78609
| Windows_Com, E - Heat [Building w Elec Heat] | Large Retail | Space Heating | NC | 1 | 0.93833 | 0.90372 | 0.87456 | 0.82735 | 0.82156 | 0.82043 | 0.7985 | 0.79589 | 0.78609
| Windows_Com, E - Cool [Building w Gas Heat] | Large Retail | Cooling | NC | 1 | 0.93833 | 0.90372 | 0.87456 | 0.82735 | 0.82156 | 0.82043 | 0.7985 | 0.79589 | 0.78609
| Windows_Com, G - Heat [Building w Gas Heat] | Large Retail |  | NC | 1 | 0.94759 | 0.91754 | 0.87973 | 0.83964 | 0.81496 | 0.80903 | 0.80762 | 0.8088 | 0.80611
| Windows_Com, E - Cool [Building w Oil Heat] | Large Retail | Cooling | NC | 1 | 0.93833 | 0.90372 | 0.87456 | 0.82735 | 0.82156 | 0.82043 | 0.7985 | 0.79589 | 0.78609
| Windows_Com, O - Heat [Building w Oil Heat] | Large Retail |  | NC | 1 | 0.93756 | 0.90356 | 0.86352 | 0.81845 | 0.7872 | 0.77324 | 0.7629 | 0.75353 | 0.74091
| Windows_Com, E - Cool [Building w Propane Heat] | Large Retail | Cooling | NC | 1 | 0.93833 | 0.90372 | 0.87456 | 0.82735 | 0.82156 | 0.82043 | 0.7985 | 0.79589 | 0.78609
| Windows_Com, P - Heat [Building w Propane Heat] | Large Retail |  | NC | 1 | 0.93756 | 0.90356 | 0.86352 | 0.81845 | 0.7872 | 0.77324 | 0.7629 | 0.75353 | 0.74091
| Window Film_Com, E - Cool [Building w Elec Heat] | Large Retail | Cooling | RET | 0 | 0 | 0 | 0 | 0 | 0 | 0 | 0 | 0 | 0
| Window Film_Com, E - Heat [Building w Elec Heat] | Large Retail | Space Heating | RET | 0 | 0 | 0 | 0 | 0 | 0 | 0 | 0 | 0 | 0
| Window Film_Com, E - Cool [Building w Gas Heat] | Large Retail | Cooling | RET | 0 | 0 | 0 | 0 | 0 | 0 | 0 | 0 | 0 | 0
| Window Film_Com, G - Heat [Building w Gas Heat] | Large Retail |  | RET | 0 | 0 | 0 | 0 | 0 | 0 | 0 | 0 | 0 | 0
| Window Film_Com, E - Cool [Building w Oil Heat] | Large Retail | Cooling | RET | 0 | 0 | 0 | 0 | 0 | 0 | 0 | 0 | 0 | 0
| Window Film_Com, O - Heat [Building w Oil Heat] | Large Retail |  | RET | 0 | 0 | 0 | 0 | 0 | 0 | 0 | 0 | 0 | 0
| Window Film_Com, E - Cool [Building w Propane Heat] | Large Retail | Cooling | RET | 0 | 0 | 0 | 0 | 0 | 0 | 0 | 0 | 0 | 0
| Window Film_Com, P - Heat [Building w Propane Heat] | Large Retail |  | RET | 0 | 0 | 0 | 0 | 0 | 0 | 0 | 0 | 0 | 0
| Motors and Fans_Com, E - Vent | Large Retail | Ventilation | NC | 1 | 0.93833 | 0.90372 | 0.87456 | 0.82735 | 0.82156 | 0.82043 | 0.7985 | 0.79589 | 0.78609
| Motors and Fans_Com, E - Vent | Large Retail | Ventilation | RET | 0.1 | 0.087696 | 0.082772 | 0.073758 | 0.066113 | 0.059727 | 0.053208 | 0.049292 | 0.045051 | 0.03994
| Motors and Fans_Com, E - Vent | Large Retail | Ventilation | REPL | 1 | 0.77865 | 0.71373 | 0.60504 | 0.5016 | 0.40235 | 0.29836 | 0.20584 | 0.1073 | 0.0067012
| ECM Furnace Motors_Com, E - Vent | Large Retail | Ventilation | RET | 0.1 | 0.097332 | 0.10196 | 0.10084 | 0.10032 | 0.10059 | 0.099455 | 0.10179 | 0.10273 | 0.10052
| VFD on HVAC System_Com, E - Vent | Large Retail | Ventilation | RET | 0.1 | 0.097332 | 0.10196 | 0.10084 | 0.10032 | 0.10059 | 0.099455 | 0.10179 | 0.10273 | 0.10052
| Kitchen DCV_Com, E - Vent [Building w Elec Heat] | Large Retail | Ventilation | NC | 1 | 0.93833 | 0.90372 | 0.87456 | 0.82735 | 0.82156 | 0.82043 | 0.7985 | 0.79589 | 0.78609
| Kitchen DCV_Com, E - Vent [Building w Elec Heat] | Large Retail | Ventilation | RET | 0.1 | 0.08828 | 0.083878 | 0.075241 | 0.067892 | 0.061742 | 0.055369 | 0.052982 | 0.050097 | 0.046023
| Kitchen DCV_Com, E - Vent [Building w Elec Heat] | Large Retail | Ventilation | REPL | 1 | 0.77865 | 0.71373 | 0.60504 | 0.5016 | 0.40235 | 0.29836 | 0.21941 | 0.13469 | 0.046908
| Kitchen DCV_Com, E - Heat [Building w Elec Heat] | Large Retail | Space Heating | NC | 1 | 0.93833 | 0.90372 | 0.87456 | 0.82735 | 0.82156 | 0.82043 | 0.7985 | 0.79589 | 0.78609
| Kitchen DCV_Com, E - Heat [Building w Elec Heat] | Large Retail | Space Heating | RET | 0.1 | 0.08828 | 0.083878 | 0.075241 | 0.067892 | 0.061742 | 0.055369 | 0.052982 | 0.050097 | 0.046023
| Kitchen DCV_Com, E - Heat [Building w Elec Heat] | Large Retail | Space Heating | REPL | 1 | 0.77865 | 0.71373 | 0.60504 | 0.5016 | 0.40235 | 0.29836 | 0.21941 | 0.13469 | 0.046908
| Kitchen DCV_Com, E - Vent [Building w Gas Heat] | Large Retail | Ventilation | NC | 1 | 0.93833 | 0.90372 | 0.87456 | 0.82735 | 0.82156 | 0.82043 | 0.7985 | 0.79589 | 0.78609
| Kitchen DCV_Com, E - Vent [Building w Gas Heat] | Large Retail | Ventilation | RET | 0.1 | 0.08828 | 0.083878 | 0.075241 | 0.067892 | 0.061742 | 0.055369 | 0.052982 | 0.050097 | 0.046023
| Kitchen DCV_Com, E - Vent [Building w Gas Heat] | Large Retail | Ventilation | REPL | 1 | 0.77865 | 0.71373 | 0.60504 | 0.5016 | 0.40235 | 0.29836 | 0.21941 | 0.13469 | 0.046908
| Kitchen DCV_Com, G - Heat [Building w Gas Heat] | Large Retail |  | NC | 1 | 0.94759 | 0.91754 | 0.87973 | 0.83964 | 0.81496 | 0.80903 | 0.80762 | 0.8088 | 0.80611
| Kitchen DCV_Com, G - Heat [Building w Gas Heat] | Large Retail |  | RET | 0.1 | 0.090585 | 0.08218 | 0.074031 | 0.067009 | 0.060804 | 0.055318 | 0.051915 | 0.048923 | 0.046161
| Kitchen DCV_Com, G - Heat [Building w Gas Heat] | Large Retail |  | REPL | 1 | 0.79898 | 0.69928 | 0.59531 | 0.49508 | 0.39624 | 0.29809 | 0.21499 | 0.13153 | 0.047049
| Kitchen DCV_Com, E - Vent [Building w Oil Heat] | Large Retail | Ventilation | NC | 1 | 0.93833 | 0.90372 | 0.87456 | 0.82735 | 0.82156 | 0.82043 | 0.7985 | 0.79589 | 0.78609
| Kitchen DCV_Com, E - Vent [Building w Oil Heat] | Large Retail | Ventilation | RET | 0.1 | 0.08828 | 0.083878 | 0.075241 | 0.067892 | 0.061742 | 0.055369 | 0.052982 | 0.050097 | 0.046023
| Kitchen DCV_Com, E - Vent [Building w Oil Heat] | Large Retail | Ventilation | REPL | 1 | 0.77865 | 0.71373 | 0.60504 | 0.5016 | 0.40235 | 0.29836 | 0.21941 | 0.13469 | 0.046908
| Kitchen DCV_Com, O - Heat [Building w Oil Heat] | Large Retail |  | NC | 1 | 0.93756 | 0.90356 | 0.86352 | 0.81845 | 0.7872 | 0.77324 | 0.7629 | 0.75353 | 0.74091
| Kitchen DCV_Com, O - Heat [Building w Oil Heat] | Large Retail |  | RET | 0.1 | 0.089625 | 0.080927 | 0.072666 | 0.065318 | 0.058732 | 0.052871 | 0.04904 | 0.045579 | 0.042427
| Kitchen DCV_Com, O - Heat [Building w Oil Heat] | Large Retail |  | REPL | 1 | 0.79052 | 0.68862 | 0.58434 | 0.48258 | 0.38274 | 0.2849 | 0.20309 | 0.12254 | 0.043244
| Kitchen DCV_Com, E - Vent [Building w Oil Heat] | Large Retail | Ventilation | NC | 1 | 0.93833 | 0.90372 | 0.87456 | 0.82735 | 0.82156 | 0.82043 | 0.7985 | 0.79589 | 0.78609
| Kitchen DCV_Com, E - Vent [Building w Oil Heat] | Large Retail | Ventilation | RET | 0.1 | 0.08828 | 0.083878 | 0.075241 | 0.067892 | 0.061742 | 0.055369 | 0.052982 | 0.050097 | 0.046023
| Kitchen DCV_Com, E - Vent [Building w Oil Heat] | Large Retail | Ventilation | REPL | 1 | 0.77865 | 0.71373 | 0.60504 | 0.5016 | 0.40235 | 0.29836 | 0.21941 | 0.13469 | 0.046908
| Kitchen DCV_Com, P - Heat [Building w Propane Heat] | Large Retail |  | NC | 1 | 0.93756 | 0.90356 | 0.86352 | 0.81845 | 0.7872 | 0.77324 | 0.7629 | 0.75353 | 0.74091
| Kitchen DCV_Com, P - Heat [Building w Propane Heat] | Large Retail |  | RET | 0.1 | 0.089625 | 0.080927 | 0.072666 | 0.065318 | 0.058732 | 0.052871 | 0.04904 | 0.045579 | 0.042427
| Kitchen DCV_Com, P - Heat [Building w Propane Heat] | Large Retail |  | REPL | 1 | 0.79052 | 0.68862 | 0.58434 | 0.48258 | 0.38274 | 0.2849 | 0.20309 | 0.12254 | 0.043244
| Duct Sealing Regulated_Com, E - Vent [Building w Elec Heat] | Large Retail | Ventilation | RET | 0.1 | 0.097332 | 0.10196 | 0.10084 | 0.10032 | 0.10059 | 0.099455 | 0.10179 | 0.10273 | 0.10052
| Duct Sealing Regulated_Com, E - Heat [Building w Elec Heat] | Large Retail | Space Heating | RET | 0.1 | 0.097332 | 0.10196 | 0.10084 | 0.10032 | 0.10059 | 0.099455 | 0.10179 | 0.10273 | 0.10052
| Duct Sealing Regulated_Com, E - Cool [Building w Elec Heat] | Large Retail | Cooling | RET | 0.1 | 0.097332 | 0.10196 | 0.10084 | 0.10032 | 0.10059 | 0.099455 | 0.10179 | 0.10273 | 0.10052
| Duct Sealing Regulated_Com, E - Vent [Building w Gas Heat] | Large Retail | Ventilation | RET | 0.1 | 0.097332 | 0.10196 | 0.10084 | 0.10032 | 0.10059 | 0.099455 | 0.10179 | 0.10273 | 0.10052
| Duct Sealing Regulated_Com, G - Heat [Building w Gas Heat] | Large Retail |  | RET | 0.1 | 0.099873 | 0.099896 | 0.099218 | 0.099015 | 0.099059 | 0.099362 | 0.099739 | 0.10032 | 0.10082
| Duct Sealing Regulated_Com, E - Cool [Building w Gas Heat] | Large Retail | Cooling | RET | 0.1 | 0.097332 | 0.10196 | 0.10084 | 0.10032 | 0.10059 | 0.099455 | 0.10179 | 0.10273 | 0.10052
| Duct Sealing Non Regulated_Com, E - Vent [Building w Oil Heat] | Large Retail | Ventilation | RET | 0.1 | 0.097332 | 0.10196 | 0.10084 | 0.10032 | 0.10059 | 0.099455 | 0.10179 | 0.10273 | 0.10052
| Duct Sealing Non Regulated_Com, O - Heat [Building w Oil Heat] | Large Retail |  | RET | 0.1 | 0.098815 | 0.098374 | 0.09739 | 0.096516 | 0.095684 | 0.094967 | 0.094216 | 0.093466 | 0.092665
| Duct Sealing Non Regulated_Com, E - Cool [Building w Oil Heat] | Large Retail | Cooling | RET | 0.1 | 0.097332 | 0.10196 | 0.10084 | 0.10032 | 0.10059 | 0.099455 | 0.10179 | 0.10273 | 0.10052
| Duct Sealing Non Regulated_Com, E - Vent [Building w Propane Heat] | Large Retail | Ventilation | RET | 0.1 | 0.097332 | 0.10196 | 0.10084 | 0.10032 | 0.10059 | 0.099455 | 0.10179 | 0.10273 | 0.10052
| Duct Sealing Non Regulated_Com, P - Heat [Building w Propane Heat] | Large Retail |  | RET | 0.1 | 0.098815 | 0.098374 | 0.09739 | 0.096516 | 0.095684 | 0.094967 | 0.094216 | 0.093466 | 0.092665
| Duct Sealing Non Regulated_Com, E - Cool [Building w Propane Heat] | Large Retail | Cooling | RET | 0.1 | 0.097332 | 0.10196 | 0.10084 | 0.10032 | 0.10059 | 0.099455 | 0.10179 | 0.10273 | 0.10052
| Power Strip_Com, E - Plug [Tier 1] | Large Retail | Plug Loads | NC | 0 | 0 | 0 | 0 | 0 | 0 | 0 | 0 | 0 | 0
| Power Strip_Com, E - Plug [Tier 1] | Large Retail | Plug Loads | RET | 0 | 0 | 0 | 0 | 0 | 0 | 0 | 0 | 0 | 0
| Power Strip_Com, E - Plug [Tier 1] | Large Retail | Plug Loads | REPL | 0 | 0 | 0 | 0 | 0 | 0 | 0 | 0 | 0 | 0
| Power Strip_Com, E - Plug [Tier 2] | Large Retail | Plug Loads | NC | 1 | 0.93833 | 0.90372 | 0.87456 | 0.82735 | 0.82156 | 0.82043 | 0.7985 | 0.80393 | 0.80206
| Power Strip_Com, E - Plug [Tier 2] | Large Retail | Plug Loads | RET | 0.1 | 0.08796 | 0.083271 | 0.074426 | 0.068466 | 0.063596 | 0.058364 | 0.055557 | 0.072045 | 0.084618
| Power Strip_Com, E - Plug [Tier 2] | Large Retail | Plug Loads | REPL | 1 | 0.77865 | 0.71373 | 0.60504 | 0.51712 | 0.43349 | 0.34454 | 0.26659 | 0.38005 | 0.48047
| Computer Power Management_Com, E - Plug | Large Retail | Plug Loads | RET | 0.1 | 0.097332 | 0.10196 | 0.10084 | 0.10032 | 0.10059 | 0.099455 | 0.10179 | 0.10273 | 0.10052
| Vending Machine Controls_Com, E - Plug [Non-Refrigerated] | Large Retail | Plug Loads | RET | 0.1 | 0.097332 | 0.10196 | 0.10084 | 0.10032 | 0.10059 | 0.099455 | 0.10179 | 0.10273 | 0.10052
| Vending Machine Controls_Com, E - Plug [Refrigerated] | Large Retail | Plug Loads | RET | 0.1 | 0.097332 | 0.10196 | 0.10084 | 0.10032 | 0.10059 | 0.099455 | 0.10179 | 0.10273 | 0.10052
| Ovens_Com, E - Cook | Large Retail | Cooking | NC | 1 | 0.93833 | 0.90372 | 0.87456 | 0.82735 | 0.82156 | 0.82043 | 0.7985 | 0.79589 | 0.78609
| Ovens_Com, E - Cook | Large Retail | Cooking | REPL | 1 | 0.97332 | 1.0196 | 1.0084 | 1.0032 | 1.0059 | 0.99455 | 1.0179 | 1.0273 | 1.0052
| Ovens_Com, G - Cook | Large Retail |  | NC | 1 | 0.94759 | 0.91754 | 0.87973 | 0.83964 | 0.81496 | 0.80903 | 0.80762 | 0.8088 | 0.80611
| Ovens_Com, G - Cook | Large Retail |  | REPL | 1 | 0.99873 | 0.99896 | 0.99218 | 0.99015 | 0.99059 | 0.99362 | 0.99739 | 1.0032 | 1.0082
| Ovens_Com, P - Cook | Large Retail |  | NC | 1 | 0.93756 | 0.90356 | 0.86352 | 0.81845 | 0.7872 | 0.77324 | 0.7629 | 0.75353 | 0.74091
| Ovens_Com, P - Cook | Large Retail |  | REPL | 1 | 0.98815 | 0.98374 | 0.9739 | 0.96516 | 0.95684 | 0.94967 | 0.94216 | 0.93466 | 0.92665
| Fryers_Com, E - Cook | Large Retail | Cooking | NC | 1 | 0.93833 | 0.90372 | 0.87456 | 0.82735 | 0.82156 | 0.82043 | 0.7985 | 0.79589 | 0.78609
| Fryers_Com, E - Cook | Large Retail | Cooking | REPL | 1 | 0.97332 | 1.0196 | 1.0084 | 1.0032 | 1.0059 | 0.99455 | 1.0179 | 1.0273 | 1.0052
| Fryers_Com, G - Cook | Large Retail |  | NC | 1 | 0.94759 | 0.91754 | 0.87973 | 0.83964 | 0.81496 | 0.80903 | 0.80762 | 0.8088 | 0.80611
| Fryers_Com, G - Cook | Large Retail |  | REPL | 1 | 0.99873 | 0.99896 | 0.99218 | 0.99015 | 0.99059 | 0.99362 | 0.99739 | 1.0032 | 1.0082
| Fryers_Com, P - Cook | Large Retail |  | NC | 1 | 0.93756 | 0.90356 | 0.86352 | 0.81845 | 0.7872 | 0.77324 | 0.7629 | 0.75353 | 0.74091
| Fryers_Com, P - Cook | Large Retail |  | REPL | 1 | 0.98815 | 0.98374 | 0.9739 | 0.96516 | 0.95684 | 0.94967 | 0.94216 | 0.93466 | 0.92665
| Griddles_Com, E - Cook | Large Retail | Cooking | NC | 1 | 0.93833 | 0.90372 | 0.87456 | 0.82735 | 0.82156 | 0.82043 | 0.7985 | 0.79589 | 0.78609
| Griddles_Com, E - Cook | Large Retail | Cooking | REPL | 1 | 0.97332 | 1.0196 | 1.0084 | 1.0032 | 1.0059 | 0.99455 | 1.0179 | 1.0273 | 1.0052
| Griddles_Com, G - Cook | Large Retail |  | NC | 1 | 0.94759 | 0.91754 | 0.87973 | 0.83964 | 0.81496 | 0.80903 | 0.80762 | 0.8088 | 0.80611
| Griddles_Com, G - Cook | Large Retail |  | REPL | 1 | 0.99873 | 0.99896 | 0.99218 | 0.99015 | 0.99059 | 0.99362 | 0.99739 | 1.0032 | 1.0082
| Griddles_Com, P - Cook | Large Retail |  | NC | 1 | 0.93756 | 0.90356 | 0.86352 | 0.81845 | 0.7872 | 0.77324 | 0.7629 | 0.75353 | 0.74091
| Griddles_Com, P - Cook | Large Retail |  | REPL | 1 | 0.98815 | 0.98374 | 0.9739 | 0.96516 | 0.95684 | 0.94967 | 0.94216 | 0.93466 | 0.92665
| Hot Food Holding Cabinet_Com, E - Cook | Large Retail | Cooking | NC | 1 | 0.93833 | 0.90372 | 0.87456 | 0.82735 | 0.82156 | 0.82043 | 0.7985 | 0.79589 | 0.78609
| Hot Food Holding Cabinet_Com, E - Cook | Large Retail | Cooking | REPL | 1 | 0.97332 | 1.0196 | 1.0084 | 1.0032 | 1.0059 | 0.99455 | 1.0179 | 1.0273 | 1.0052
| Steamers_Com, E - Cook | Large Retail | Cooking | NC | 1 | 0.93833 | 0.90372 | 0.87456 | 0.82735 | 0.82156 | 0.82043 | 0.7985 | 0.79589 | 0.78609
| Steamers_Com, E - Cook | Large Retail | Cooking | REPL | 1 | 0.97332 | 1.0196 | 1.0084 | 1.0032 | 1.0059 | 0.99455 | 1.0179 | 1.0273 | 1.0052
| Steamers_Com, G - Cook | Large Retail |  | NC | 1 | 0.94759 | 0.91754 | 0.87973 | 0.83964 | 0.81496 | 0.80903 | 0.80762 | 0.8088 | 0.80611
| Steamers_Com, G - Cook | Large Retail |  | REPL | 1 | 0.99873 | 0.99896 | 0.99218 | 0.99015 | 0.99059 | 0.99362 | 0.99739 | 1.0032 | 1.0082
| ES Refrigerator and Freezer_Com, E - Refr | Large Retail | Refrigeration | NC | 1 | 0.93833 | 0.90372 | 0.87456 | 0.82735 | 0.82156 | 0.82043 | 0.7985 | 0.79589 | 0.78609
| ES Refrigerator and Freezer_Com, E - Refr | Large Retail | Refrigeration | REPL | 1 | 0.97332 | 1.0196 | 1.0084 | 1.0032 | 1.0059 | 0.99455 | 1.0179 | 1.0273 | 1.0052
| Anti Sweat Heat Control_Com, E - Refr | Large Retail | Refrigeration | NC | 1 | 0.93833 | 0.90372 | 0.87456 | 0.82735 | 0.82156 | 0.82043 | 0.7985 | 0.79589 | 0.78609
| Anti Sweat Heat Control_Com, E - Refr | Large Retail | Refrigeration | RET | 0.1 | 0.097332 | 0.10196 | 0.10084 | 0.10032 | 0.10059 | 0.099455 | 0.10179 | 0.10273 | 0.10052
| Case Night Covers_Com, E - Refr | Large Retail | Refrigeration | RET | 0.1 | 0.097332 | 0.10196 | 0.10084 | 0.10032 | 0.10059 | 0.099455 | 0.10179 | 0.10273 | 0.10052
| Loading Dock Pit Seals_Com, E - Refr | Large Retail | Refrigeration | NC | 1 | 0.93833 | 0.90372 | 0.87456 | 0.82735 | 0.82156 | 0.82043 | 0.7985 | 0.79589 | 0.78609
| Loading Dock Pit Seals_Com, E - Refr | Large Retail | Refrigeration | RET | 0.1 | 0.097332 | 0.10196 | 0.10084 | 0.10032 | 0.10059 | 0.099455 | 0.10179 | 0.10273 | 0.10052
| ECM Comp Cond Fan Motor_Com, E - Refr | Large Retail | Refrigeration | NC | 1 | 0.93833 | 0.90372 | 0.87456 | 0.82735 | 0.82156 | 0.82043 | 0.7985 | 0.79589 | 0.78609
| ECM Comp Cond Fan Motor_Com, E - Refr | Large Retail | Refrigeration | RET | 0.1 | 0.094236 | 0.095577 | 0.09152 | 0.088151 | 0.085575 | 0.081919 | 0.0966 | 0.10273 | 0.10052
| ECM Comp Cond Fan Motor_Com, E - Refr | Large Retail | Refrigeration | REPL | 1 | 0.77865 | 0.71373 | 0.60504 | 0.5016 | 0.40235 | 0.29836 | 0.35782 | 0.41407 | 0.45695
| Evap Fan Motor Replacement_Com, E - Refr | Large Retail | Refrigeration | NC | 1 | 0.93833 | 0.90372 | 0.87456 | 0.82735 | 0.82156 | 0.82043 | 0.7985 | 0.79589 | 0.78609
| Evap Fan Motor Replacement_Com, E - Refr | Large Retail | Refrigeration | RET | 0.1 | 0.088171 | 0.083672 | 0.074964 | 0.067558 | 0.061364 | 0.054962 | 0.052289 | 0.049149 | 0.044878
| Evap Fan Motor Replacement_Com, E - Refr | Large Retail | Refrigeration | REPL | 1 | 0.77865 | 0.71373 | 0.60504 | 0.5016 | 0.40235 | 0.29836 | 0.21689 | 0.1296 | 0.03943
| Evap Fan Speed Controls_Com, E - Refr | Large Retail | Refrigeration | NC | 1 | 0.93833 | 0.90372 | 0.87456 | 0.82735 | 0.82156 | 0.82043 | 0.7985 | 0.79589 | 0.78609
| Evap Fan Speed Controls_Com, E - Refr | Large Retail | Refrigeration | RET | 0.1 | 0.097332 | 0.10196 | 0.10084 | 0.10032 | 0.10059 | 0.099455 | 0.10179 | 0.10273 | 0.10052
| LowHeat NoHeat Doors_Com, E - Refr | Large Retail | Refrigeration | NC | 1 | 0.93833 | 0.90372 | 0.87456 | 0.82735 | 0.82156 | 0.82043 | 0.7985 | 0.79589 | 0.78609
| LowHeat NoHeat Doors_Com, E - Refr | Large Retail | Refrigeration | RET | 0.1 | 0.097332 | 0.10196 | 0.10084 | 0.10032 | 0.10059 | 0.099455 | 0.10179 | 0.10273 | 0.10052
| Refrigerated Vending Machine_Com, E - Refr | Large Retail | Refrigeration | NC | 1 | 0.93833 | 0.90372 | 0.87456 | 0.82735 | 0.82156 | 0.82043 | 0.7985 | 0.79589 | 0.78609
| Refrigerated Vending Machine_Com, E - Refr | Large Retail | Refrigeration | REPL | 1 | 0.97332 | 1.0196 | 1.0084 | 1.0032 | 1.0059 | 0.99455 | 1.0179 | 1.0273 | 1.0052
| Walk In Refrigeration_Com, E - Refr | Large Retail | Refrigeration | NC | 0.7 | 0.65683 | 0.6326 | 0.61219 | 0.57915 | 0.57509 | 0.5743 | 0.55895 | 0.55712 | 0.55027
| Refrigeration Tune Up_Com, E - Refr | Large Retail | Refrigeration | RET | 0.1 | 0.097332 | 0.10196 | 0.10084 | 0.10032 | 0.10059 | 0.099455 | 0.10179 | 0.10273 | 0.10052
| ES Ice Machine_Com, E - Refr | Large Retail | Refrigeration | NC | 1 | 0.93833 | 0.90372 | 0.87456 | 0.82735 | 0.82156 | 0.82043 | 0.7985 | 0.79589 | 0.78609
| ES Ice Machine_Com, E - Refr | Large Retail | Refrigeration | REPL | 1 | 0.97332 | 1.0196 | 1.0084 | 1.0032 | 1.0059 | 0.99455 | 1.0179 | 1.0273 | 1.0052
| Walk In Cooler Retroft_Com, E - Refr | Large Retail | Refrigeration | RET | 0.07 | 0.068132 | 0.071373 | 0.070588 | 0.070224 | 0.070412 | 0.069618 | 0.071252 | 0.071911 | 0.070362
| HE Built Up Refrig_Com, E - Refr | Large Retail | Refrigeration | NC | 0.7 | 0.65683 | 0.6326 | 0.61219 | 0.57915 | 0.57509 | 0.5743 | 0.55895 | 0.55712 | 0.55027
| HE Built Up Refrig_Com, E - Refr | Large Retail | Refrigeration | RET | 0.07 | 0.068132 | 0.071373 | 0.070588 | 0.070224 | 0.070412 | 0.069618 | 0.071252 | 0.071911 | 0.070362
| Door Gasket Replacement_Com, E - Refr | Large Retail | Refrigeration | RET | 0.1 | 0.097332 | 0.10196 | 0.10084 | 0.10032 | 0.10059 | 0.099455 | 0.10179 | 0.10273 | 0.10052
| EnergyStar Dehumidifier_Com, E - Appl | Large Retail | Appliances | NC | 1 | 0.93833 | 0.90372 | 0.87456 | 0.82735 | 0.82156 | 0.82043 | 0.7985 | 0.79589 | 0.78609
| EnergyStar Dehumidifier_Com, E - Appl | Large Retail | Appliances | REPL | 1 | 0.97332 | 1.0196 | 1.0084 | 1.0032 | 1.0059 | 0.99455 | 1.0179 | 1.0273 | 1.0052
| Clothes Washer Elec WH_Com, E - Appl [unit w/ elec dry - Washer] | Large Retail | Appliances | NC | 1 | 0.93833 | 0.90372 | 0.87456 | 0.82735 | 0.82156 | 0.82043 | 0.80656 | 0.81205 | 0.81016
| Clothes Washer Elec WH_Com, E - Appl [unit w/ elec dry - Washer] | Large Retail | Appliances | REPL | 1 | 0.97332 | 1.0196 | 1.0084 | 1.0032 | 1.0059 | 0.99455 | 1.0179 | 1.0273 | 1.0052
| Clothes Washer Elec WH_Com, E - Appl [unit w/ elec dry - Dryer] | Large Retail | Appliances | NC | 1 | 0.93833 | 0.90372 | 0.87456 | 0.82735 | 0.82156 | 0.82043 | 0.80656 | 0.81205 | 0.81016
| Clothes Washer Elec WH_Com, E - Appl [unit w/ elec dry - Dryer] | Large Retail | Appliances | REPL | 1 | 0.97332 | 1.0196 | 1.0084 | 1.0032 | 1.0059 | 0.99455 | 1.0179 | 1.0273 | 1.0052
| Clothes Washer Elec WH_Com, E - HWat [unit w/ elec dry - Water Heater] | Large Retail | Water Heating | NC | 1 | 0.93833 | 0.90372 | 0.87456 | 0.82735 | 0.82156 | 0.82043 | 0.80656 | 0.81205 | 0.81016
| Clothes Washer Elec WH_Com, E - HWat [unit w/ elec dry - Water Heater] | Large Retail | Water Heating | REPL | 1 | 0.97332 | 1.0196 | 1.0084 | 1.0032 | 1.0059 | 0.99455 | 1.0179 | 1.0273 | 1.0052
| Clothes Washer Elec WH_Com, E - Appl [unit w/ gas dry - Washer] | Large Retail | Appliances | NC | 1 | 0.93833 | 0.90372 | 0.87456 | 0.82735 | 0.82156 | 0.82043 | 0.80656 | 0.81205 | 0.81016
| Clothes Washer Elec WH_Com, E - Appl [unit w/ gas dry - Washer] | Large Retail | Appliances | REPL | 1 | 0.97332 | 1.0196 | 1.0084 | 1.0032 | 1.0059 | 0.99455 | 1.0179 | 1.0273 | 1.0052
| Clothes Washer Elec WH_Com, G - Oth [unit w/ gas dry - Dryer] | Large Retail |  | NC | 1 | 0.94759 | 0.91754 | 0.87973 | 0.83964 | 0.81496 | 0.80903 | 0.81578 | 0.82522 | 0.83079
| Clothes Washer Elec WH_Com, G - Oth [unit w/ gas dry - Dryer] | Large Retail |  | REPL | 1 | 0.99873 | 0.99896 | 0.99218 | 0.99015 | 0.99059 | 0.99362 | 0.99739 | 1.0032 | 1.0082
| Clothes Washer Elec WH_Com, E - HWat [unit w/ gas dry - Water Heater] | Large Retail | Water Heating | NC | 1 | 0.93833 | 0.90372 | 0.87456 | 0.82735 | 0.82156 | 0.82043 | 0.80656 | 0.81205 | 0.81016
| Clothes Washer Elec WH_Com, E - HWat [unit w/ gas dry - Water Heater] | Large Retail | Water Heating | REPL | 1 | 0.97332 | 1.0196 | 1.0084 | 1.0032 | 1.0059 | 0.99455 | 1.0179 | 1.0273 | 1.0052
| Clothes Washer Elec WH_Com, E - Appl [unit w/ propane dry - Washer] | Large Retail | Appliances | NC | 1 | 0.93833 | 0.90372 | 0.87456 | 0.82735 | 0.82156 | 0.82043 | 0.80656 | 0.81205 | 0.81016
| Clothes Washer Elec WH_Com, E - Appl [unit w/ propane dry - Washer] | Large Retail | Appliances | REPL | 1 | 0.97332 | 1.0196 | 1.0084 | 1.0032 | 1.0059 | 0.99455 | 1.0179 | 1.0273 | 1.0052
| Clothes Washer Elec WH_Com, P - Oth [unit w/ propane dry - Dryer] | Large Retail |  | NC | 1 | 0.93756 | 0.90356 | 0.86352 | 0.81845 | 0.7872 | 0.77324 | 0.7706 | 0.76883 | 0.76359
| Clothes Washer Elec WH_Com, P - Oth [unit w/ propane dry - Dryer] | Large Retail |  | REPL | 1 | 0.98815 | 0.98374 | 0.9739 | 0.96516 | 0.95684 | 0.94967 | 0.94216 | 0.93466 | 0.92665
| Clothes Washer Elec WH_Com, E - HWat [unit w/ propane dry - Water Heater] | Large Retail | Water Heating | NC | 1 | 0.93833 | 0.90372 | 0.87456 | 0.82735 | 0.82156 | 0.82043 | 0.80656 | 0.81205 | 0.81016
| Clothes Washer Elec WH_Com, E - HWat [unit w/ propane dry - Water Heater] | Large Retail | Water Heating | REPL | 1 | 0.97332 | 1.0196 | 1.0084 | 1.0032 | 1.0059 | 0.99455 | 1.0179 | 1.0273 | 1.0052
| Clothes Washer Gas WH_Com, E - Appl [unit w/ elec dry - Washer] | Large Retail | Appliances | NC | 1 | 0.93833 | 0.90372 | 0.87456 | 0.82735 | 0.82156 | 0.82043 | 0.80656 | 0.81205 | 0.81016
| Clothes Washer Gas WH_Com, E - Appl [unit w/ elec dry - Washer] | Large Retail | Appliances | REPL | 1 | 0.97332 | 1.0196 | 1.0084 | 1.0032 | 1.0059 | 0.99455 | 1.0179 | 1.0273 | 1.0052
| Clothes Washer Gas WH_Com, E - Appl [unit w/ elec dry - Dryer] | Large Retail | Appliances | NC | 1 | 0.93833 | 0.90372 | 0.87456 | 0.82735 | 0.82156 | 0.82043 | 0.80656 | 0.81205 | 0.81016
| Clothes Washer Gas WH_Com, E - Appl [unit w/ elec dry - Dryer] | Large Retail | Appliances | REPL | 1 | 0.97332 | 1.0196 | 1.0084 | 1.0032 | 1.0059 | 0.99455 | 1.0179 | 1.0273 | 1.0052
| Clothes Washer Gas WH_Com, G - HWat [unit w/ elec dry - Water Heater] | Large Retail |  | NC | 1 | 0.94759 | 0.91754 | 0.87973 | 0.83964 | 0.81496 | 0.80903 | 0.81578 | 0.82522 | 0.83079
| Clothes Washer Gas WH_Com, G - HWat [unit w/ elec dry - Water Heater] | Large Retail |  | REPL | 1 | 0.99873 | 0.99896 | 0.99218 | 0.99015 | 0.99059 | 0.99362 | 0.99739 | 1.0032 | 1.0082
| Clothes Washer Gas WH_Com, E - Appl [unit w/ gas dry - Washer] | Large Retail | Appliances | NC | 1 | 0.93833 | 0.90372 | 0.87456 | 0.82735 | 0.82156 | 0.82043 | 0.80656 | 0.81205 | 0.81016
| Clothes Washer Gas WH_Com, E - Appl [unit w/ gas dry - Washer] | Large Retail | Appliances | REPL | 1 | 0.97332 | 1.0196 | 1.0084 | 1.0032 | 1.0059 | 0.99455 | 1.0179 | 1.0273 | 1.0052
| Clothes Washer Gas WH_Com, G - Oth [unit w/ gas dry - Dryer] | Large Retail |  | NC | 1 | 0.94759 | 0.91754 | 0.87973 | 0.83964 | 0.81496 | 0.80903 | 0.81578 | 0.82522 | 0.83079
| Clothes Washer Gas WH_Com, G - Oth [unit w/ gas dry - Dryer] | Large Retail |  | REPL | 1 | 0.99873 | 0.99896 | 0.99218 | 0.99015 | 0.99059 | 0.99362 | 0.99739 | 1.0032 | 1.0082
| Clothes Washer Gas WH_Com, G - HWat [unit w/ gas dry - Water Heater] | Large Retail |  | NC | 1 | 0.94759 | 0.91754 | 0.87973 | 0.83964 | 0.81496 | 0.80903 | 0.81578 | 0.82522 | 0.83079
| Clothes Washer Gas WH_Com, G - HWat [unit w/ gas dry - Water Heater] | Large Retail |  | REPL | 1 | 0.99873 | 0.99896 | 0.99218 | 0.99015 | 0.99059 | 0.99362 | 0.99739 | 1.0032 | 1.0082
| Clothes Washer Gas WH_Com, E - Appl [unit w/ propane dry - Washer] | Large Retail | Appliances | NC | 1 | 0.93833 | 0.90372 | 0.87456 | 0.82735 | 0.82156 | 0.82043 | 0.80656 | 0.81205 | 0.81016
| Clothes Washer Gas WH_Com, E - Appl [unit w/ propane dry - Washer] | Large Retail | Appliances | REPL | 1 | 0.97332 | 1.0196 | 1.0084 | 1.0032 | 1.0059 | 0.99455 | 1.0179 | 1.0273 | 1.0052
| Clothes Washer Gas WH_Com, P - Oth [unit w/ propane dry - Dryer] | Large Retail |  | NC | 1 | 0.93756 | 0.90356 | 0.86352 | 0.81845 | 0.7872 | 0.77324 | 0.7706 | 0.76883 | 0.76359
| Clothes Washer Gas WH_Com, P - Oth [unit w/ propane dry - Dryer] | Large Retail |  | REPL | 1 | 0.98815 | 0.98374 | 0.9739 | 0.96516 | 0.95684 | 0.94967 | 0.94216 | 0.93466 | 0.92665
| Clothes Washer Gas WH_Com, G - HWat [unit w/ propane dry - Water Heater] | Large Retail |  | NC | 1 | 0.94759 | 0.91754 | 0.87973 | 0.83964 | 0.81496 | 0.80903 | 0.81578 | 0.82522 | 0.83079
| Clothes Washer Gas WH_Com, G - HWat [unit w/ propane dry - Water Heater] | Large Retail |  | REPL | 1 | 0.99873 | 0.99896 | 0.99218 | 0.99015 | 0.99059 | 0.99362 | 0.99739 | 1.0032 | 1.0082
| Clothes Washer Oil WH_Com, E - Appl [unit w/ elec dry - Washer] | Large Retail | Appliances | NC | 1 | 0.93833 | 0.90372 | 0.87456 | 0.82735 | 0.82156 | 0.82043 | 0.80656 | 0.81205 | 0.81016
| Clothes Washer Oil WH_Com, E - Appl [unit w/ elec dry - Washer] | Large Retail | Appliances | REPL | 1 | 0.97332 | 1.0196 | 1.0084 | 1.0032 | 1.0059 | 0.99455 | 1.0179 | 1.0273 | 1.0052
| Clothes Washer Oil WH_Com, E - Appl [unit w/ elec dry - Dryer] | Large Retail | Appliances | NC | 1 | 0.93833 | 0.90372 | 0.87456 | 0.82735 | 0.82156 | 0.82043 | 0.80656 | 0.81205 | 0.81016
| Clothes Washer Oil WH_Com, E - Appl [unit w/ elec dry - Dryer] | Large Retail | Appliances | REPL | 1 | 0.97332 | 1.0196 | 1.0084 | 1.0032 | 1.0059 | 0.99455 | 1.0179 | 1.0273 | 1.0052
| Clothes Washer Oil WH_Com, O - HWat [unit w/ elec dry - Water Heater] | Large Retail |  | NC | 1 | 0.93756 | 0.90356 | 0.86352 | 0.81845 | 0.7872 | 0.77324 | 0.7706 | 0.76883 | 0.76359
| Clothes Washer Oil WH_Com, O - HWat [unit w/ elec dry - Water Heater] | Large Retail |  | REPL | 1 | 0.98815 | 0.98374 | 0.9739 | 0.96516 | 0.95684 | 0.94967 | 0.94216 | 0.93466 | 0.92665
| Clothes Washer Oil WH_Com, E - Appl [unit w/ gas dry - Washer] | Large Retail | Appliances | NC | 1 | 0.93833 | 0.90372 | 0.87456 | 0.82735 | 0.82156 | 0.82043 | 0.80656 | 0.81205 | 0.81016
| Clothes Washer Oil WH_Com, E - Appl [unit w/ gas dry - Washer] | Large Retail | Appliances | REPL | 1 | 0.97332 | 1.0196 | 1.0084 | 1.0032 | 1.0059 | 0.99455 | 1.0179 | 1.0273 | 1.0052
| Clothes Washer Oil WH_Com, G - Oth [unit w/ gas dry - Dryer] | Large Retail |  | NC | 1 | 0.94759 | 0.91754 | 0.87973 | 0.83964 | 0.81496 | 0.80903 | 0.81578 | 0.82522 | 0.83079
| Clothes Washer Oil WH_Com, G - Oth [unit w/ gas dry - Dryer] | Large Retail |  | REPL | 1 | 0.99873 | 0.99896 | 0.99218 | 0.99015 | 0.99059 | 0.99362 | 0.99739 | 1.0032 | 1.0082
| Clothes Washer Oil WH_Com, O - HWat [unit w/ gas dry - Water Heater] | Large Retail |  | NC | 1 | 0.93756 | 0.90356 | 0.86352 | 0.81845 | 0.7872 | 0.77324 | 0.7706 | 0.76883 | 0.76359
| Clothes Washer Oil WH_Com, O - HWat [unit w/ gas dry - Water Heater] | Large Retail |  | REPL | 1 | 0.98815 | 0.98374 | 0.9739 | 0.96516 | 0.95684 | 0.94967 | 0.94216 | 0.93466 | 0.92665
| Clothes Washer Oil WH_Com, E - Appl [unit w/ propane dry - Washer] | Large Retail | Appliances | NC | 1 | 0.93833 | 0.90372 | 0.87456 | 0.82735 | 0.82156 | 0.82043 | 0.80656 | 0.81205 | 0.81016
| Clothes Washer Oil WH_Com, E - Appl [unit w/ propane dry - Washer] | Large Retail | Appliances | REPL | 1 | 0.97332 | 1.0196 | 1.0084 | 1.0032 | 1.0059 | 0.99455 | 1.0179 | 1.0273 | 1.0052
| Clothes Washer Oil WH_Com, P - Oth [unit w/ propane dry - Dryer] | Large Retail |  | NC | 1 | 0.93756 | 0.90356 | 0.86352 | 0.81845 | 0.7872 | 0.77324 | 0.7706 | 0.76883 | 0.76359
| Clothes Washer Oil WH_Com, P - Oth [unit w/ propane dry - Dryer] | Large Retail |  | REPL | 1 | 0.98815 | 0.98374 | 0.9739 | 0.96516 | 0.95684 | 0.94967 | 0.94216 | 0.93466 | 0.92665
| Clothes Washer Oil WH_Com, O - HWat [unit w/ propane dry - Water Heater] | Large Retail |  | NC | 1 | 0.93756 | 0.90356 | 0.86352 | 0.81845 | 0.7872 | 0.77324 | 0.7706 | 0.76883 | 0.76359
| Clothes Washer Oil WH_Com, O - HWat [unit w/ propane dry - Water Heater] | Large Retail |  | REPL | 1 | 0.98815 | 0.98374 | 0.9739 | 0.96516 | 0.95684 | 0.94967 | 0.94216 | 0.93466 | 0.92665
| Clothes Washer Propane WH_Com, E - Appl [unit w/ elec dry - Washer] | Large Retail | Appliances | NC | 1 | 0.93833 | 0.90372 | 0.87456 | 0.82735 | 0.82156 | 0.82043 | 0.80656 | 0.81205 | 0.81016
| Clothes Washer Propane WH_Com, E - Appl [unit w/ elec dry - Washer] | Large Retail | Appliances | REPL | 1 | 0.97332 | 1.0196 | 1.0084 | 1.0032 | 1.0059 | 0.99455 | 1.0179 | 1.0273 | 1.0052
| Clothes Washer Propane WH_Com, E - Appl [unit w/ elec dry - Dryer] | Large Retail | Appliances | NC | 1 | 0.93833 | 0.90372 | 0.87456 | 0.82735 | 0.82156 | 0.82043 | 0.80656 | 0.81205 | 0.81016
| Clothes Washer Propane WH_Com, E - Appl [unit w/ elec dry - Dryer] | Large Retail | Appliances | REPL | 1 | 0.97332 | 1.0196 | 1.0084 | 1.0032 | 1.0059 | 0.99455 | 1.0179 | 1.0273 | 1.0052
| Clothes Washer Propane WH_Com, P - HWat [unit w/ elec dry - Water Heater] | Large Retail |  | NC | 1 | 0.93756 | 0.90356 | 0.86352 | 0.81845 | 0.7872 | 0.77324 | 0.7706 | 0.76883 | 0.76359
| Clothes Washer Propane WH_Com, P - HWat [unit w/ elec dry - Water Heater] | Large Retail |  | REPL | 1 | 0.98815 | 0.98374 | 0.9739 | 0.96516 | 0.95684 | 0.94967 | 0.94216 | 0.93466 | 0.92665
| Clothes Washer Propane WH_Com, E - Appl [unit w/ gas dry - Washer] | Large Retail | Appliances | NC | 1 | 0.93833 | 0.90372 | 0.87456 | 0.82735 | 0.82156 | 0.82043 | 0.80656 | 0.81205 | 0.81016
| Clothes Washer Propane WH_Com, E - Appl [unit w/ gas dry - Washer] | Large Retail | Appliances | REPL | 1 | 0.97332 | 1.0196 | 1.0084 | 1.0032 | 1.0059 | 0.99455 | 1.0179 | 1.0273 | 1.0052
| Clothes Washer Propane WH_Com, G - Oth [unit w/ gas dry - Dryer] | Large Retail |  | NC | 1 | 0.94759 | 0.91754 | 0.87973 | 0.83964 | 0.81496 | 0.80903 | 0.81578 | 0.82522 | 0.83079
| Clothes Washer Propane WH_Com, G - Oth [unit w/ gas dry - Dryer] | Large Retail |  | REPL | 1 | 0.99873 | 0.99896 | 0.99218 | 0.99015 | 0.99059 | 0.99362 | 0.99739 | 1.0032 | 1.0082
| Clothes Washer Propane WH_Com, P - HWat [unit w/ gas dry - Water Heater] | Large Retail |  | NC | 1 | 0.93756 | 0.90356 | 0.86352 | 0.81845 | 0.7872 | 0.77324 | 0.7706 | 0.76883 | 0.76359
| Clothes Washer Propane WH_Com, P - HWat [unit w/ gas dry - Water Heater] | Large Retail |  | REPL | 1 | 0.98815 | 0.98374 | 0.9739 | 0.96516 | 0.95684 | 0.94967 | 0.94216 | 0.93466 | 0.92665
| Clothes Washer Propane WH_Com, E - Appl [unit w/ propane dry - Washer] | Large Retail | Appliances | NC | 1 | 0.93833 | 0.90372 | 0.87456 | 0.82735 | 0.82156 | 0.82043 | 0.80656 | 0.81205 | 0.81016
| Clothes Washer Propane WH_Com, E - Appl [unit w/ propane dry - Washer] | Large Retail | Appliances | REPL | 1 | 0.97332 | 1.0196 | 1.0084 | 1.0032 | 1.0059 | 0.99455 | 1.0179 | 1.0273 | 1.0052
| Clothes Washer Propane WH_Com, P - Oth [unit w/ propane dry - Dryer] | Large Retail |  | NC | 1 | 0.93756 | 0.90356 | 0.86352 | 0.81845 | 0.7872 | 0.77324 | 0.7706 | 0.76883 | 0.76359
| Clothes Washer Propane WH_Com, P - Oth [unit w/ propane dry - Dryer] | Large Retail |  | REPL | 1 | 0.98815 | 0.98374 | 0.9739 | 0.96516 | 0.95684 | 0.94967 | 0.94216 | 0.93466 | 0.92665
| Clothes Washer Propane WH_Com, P - HWat [unit w/ propane dry - Water Heater] | Large Retail |  | NC | 1 | 0.93756 | 0.90356 | 0.86352 | 0.81845 | 0.7872 | 0.77324 | 0.7706 | 0.76883 | 0.76359
| Clothes Washer Propane WH_Com, P - HWat [unit w/ propane dry - Water Heater] | Large Retail |  | REPL | 1 | 0.98815 | 0.98374 | 0.9739 | 0.96516 | 0.95684 | 0.94967 | 0.94216 | 0.93466 | 0.92665
| Dishwasher_Com, E - Appl [Building w elec WH] | Large Retail | Appliances | NC | 1 | 0.93833 | 0.90372 | 0.87456 | 0.82735 | 0.82156 | 0.82043 | 0.7985 | 0.79589 | 0.78609
| Dishwasher_Com, E - Appl [Building w elec WH] | Large Retail | Appliances | REPL | 1 | 0.97332 | 1.0196 | 1.0084 | 1.0032 | 1.0059 | 0.99455 | 1.0179 | 1.0273 | 1.0052
| Dishwasher_Com, E - HWat [Building w elec WH] | Large Retail | Water Heating | NC | 1 | 0.93833 | 0.90372 | 0.87456 | 0.82735 | 0.82156 | 0.82043 | 0.7985 | 0.79589 | 0.78609
| Dishwasher_Com, E - HWat [Building w elec WH] | Large Retail | Water Heating | REPL | 1 | 0.97332 | 1.0196 | 1.0084 | 1.0032 | 1.0059 | 0.99455 | 1.0179 | 1.0273 | 1.0052
| Dishwasher_Com, E - Appl [Building w gas WH] | Large Retail | Appliances | NC | 1 | 0.93833 | 0.90372 | 0.87456 | 0.82735 | 0.82156 | 0.82043 | 0.7985 | 0.79589 | 0.78609
| Dishwasher_Com, E - Appl [Building w gas WH] | Large Retail | Appliances | REPL | 1 | 0.97332 | 1.0196 | 1.0084 | 1.0032 | 1.0059 | 0.99455 | 1.0179 | 1.0273 | 1.0052
| Dishwasher_Com, G - HWat [Building w gas WH] | Large Retail |  | NC | 1 | 0.94759 | 0.91754 | 0.87973 | 0.83964 | 0.81496 | 0.80903 | 0.80762 | 0.8088 | 0.80611
| Dishwasher_Com, G - HWat [Building w gas WH] | Large Retail |  | REPL | 1 | 0.99873 | 0.99896 | 0.99218 | 0.99015 | 0.99059 | 0.99362 | 0.99739 | 1.0032 | 1.0082
| Dishwasher_Com, E - Appl [Building w oil WH] | Large Retail | Appliances | NC | 1 | 0.93833 | 0.90372 | 0.87456 | 0.82735 | 0.82156 | 0.82043 | 0.7985 | 0.79589 | 0.78609
| Dishwasher_Com, E - Appl [Building w oil WH] | Large Retail | Appliances | REPL | 1 | 0.97332 | 1.0196 | 1.0084 | 1.0032 | 1.0059 | 0.99455 | 1.0179 | 1.0273 | 1.0052
| Dishwasher_Com, O - HWat [Building w oil WH] | Large Retail |  | NC | 1 | 0.93756 | 0.90356 | 0.86352 | 0.81845 | 0.7872 | 0.77324 | 0.7629 | 0.75353 | 0.74091
| Dishwasher_Com, O - HWat [Building w oil WH] | Large Retail |  | REPL | 1 | 0.98815 | 0.98374 | 0.9739 | 0.96516 | 0.95684 | 0.94967 | 0.94216 | 0.93466 | 0.92665
| Dishwasher_Com, E - Appl [Building w propane WH] | Large Retail | Appliances | NC | 1 | 0.93833 | 0.90372 | 0.87456 | 0.82735 | 0.82156 | 0.82043 | 0.7985 | 0.79589 | 0.78609
| Dishwasher_Com, E - Appl [Building w propane WH] | Large Retail | Appliances | REPL | 1 | 0.97332 | 1.0196 | 1.0084 | 1.0032 | 1.0059 | 0.99455 | 1.0179 | 1.0273 | 1.0052
| Dishwasher_Com, P - HWat [Building w propane WH] | Large Retail |  | NC | 1 | 0.93756 | 0.90356 | 0.86352 | 0.81845 | 0.7872 | 0.77324 | 0.7629 | 0.75353 | 0.74091
| Dishwasher_Com, P - HWat [Building w propane WH] | Large Retail |  | REPL | 1 | 0.98815 | 0.98374 | 0.9739 | 0.96516 | 0.95684 | 0.94967 | 0.94216 | 0.93466 | 0.92665
| Faucet Aerator_Com, E - HWat | Large Retail | Water Heating | RET | 0.1 | 0.097332 | 0.10196 | 0.10084 | 0.10032 | 0.10059 | 0.099455 | 0.10179 | 0.10273 | 0.10052
| Faucet Aerator_Com, G - HWat | Large Retail |  | RET | 0.1 | 0.099873 | 0.099896 | 0.099218 | 0.099015 | 0.099059 | 0.099362 | 0.099739 | 0.10032 | 0.10082
| Faucet Aerator_Com, O - HWat | Large Retail |  | RET | 0.1 | 0.098815 | 0.098374 | 0.09739 | 0.096516 | 0.095684 | 0.094967 | 0.094216 | 0.093466 | 0.092665
| Faucet Aerator_Com, P - HWat | Large Retail |  | RET | 0.1 | 0.098815 | 0.098374 | 0.09739 | 0.096516 | 0.095684 | 0.094967 | 0.094216 | 0.093466 | 0.092665
| Pre Rinse Sprayers_Com, E - HWat | Large Retail | Water Heating | RET | 0.1 | 0.097332 | 0.10196 | 0.10084 | 0.10032 | 0.10059 | 0.099455 | 0.10179 | 0.10273 | 0.10052
| Pre Rinse Sprayers_Com, G - HWat | Large Retail |  | RET | 0.1 | 0.099873 | 0.099896 | 0.099218 | 0.099015 | 0.099059 | 0.099362 | 0.099739 | 0.10032 | 0.10082
| Pre Rinse Sprayers_Com, O - HWat | Large Retail |  | RET | 0.1 | 0.098815 | 0.098374 | 0.09739 | 0.096516 | 0.095684 | 0.094967 | 0.094216 | 0.093466 | 0.092665
| Pre Rinse Sprayers_Com, P - HWat | Large Retail |  | RET | 0.1 | 0.098815 | 0.098374 | 0.09739 | 0.096516 | 0.095684 | 0.094967 | 0.094216 | 0.093466 | 0.092665
| Heat Pump Water Heater_Com, E - HWat | Large Retail | Water Heating | NC | 0.9 | 0.8445 | 0.81335 | 0.7871 | 0.74462 | 0.73941 | 0.73839 | 0.71865 | 0.7163 | 0.70748
| Heat Pump Water Heater_Com, E - HWat | Large Retail | Water Heating | RET | 0.09 | 0.079102 | 0.074826 | 0.066825 | 0.060032 | 0.055259 | 0.050231 | 0.04734 | 0.044068 | 0.039841
| Heat Pump Water Heater_Com, E - HWat | Large Retail | Water Heating | REPL | 0.9 | 0.70079 | 0.64235 | 0.54454 | 0.45144 | 0.37117 | 0.28643 | 0.2107 | 0.12944 | 0.045233
| FF Storage Water Heater_Com, G - HWat | Large Retail |  | NC | 1 | 0.94759 | 0.91754 | 0.87973 | 0.83964 | 0.81496 | 0.80903 | 0.80762 | 0.8088 | 0.80611
| FF Storage Water Heater_Com, G - HWat | Large Retail |  | RET | 0.1 | 0.093051 | 0.086716 | 0.080245 | 0.074611 | 0.069546 | 0.064994 | 0.06781 | 0.070615 | 0.07322
| FF Storage Water Heater_Com, G - HWat | Large Retail |  | REPL | 1 | 0.79898 | 0.69928 | 0.59531 | 0.49508 | 0.39624 | 0.29809 | 0.26974 | 0.24166 | 0.21306
| FF Storage Water Heater_Com, O - HWat | Large Retail |  | NC | 1 | 0.93756 | 0.90356 | 0.86352 | 0.81845 | 0.7872 | 0.77324 | 0.7629 | 0.75353 | 0.74091
| FF Storage Water Heater_Com, O - HWat | Large Retail |  | RET | 0.1 | 0.092066 | 0.085395 | 0.078766 | 0.072728 | 0.067176 | 0.062119 | 0.064055 | 0.065789 | 0.067297
| FF Storage Water Heater_Com, O - HWat | Large Retail |  | REPL | 1 | 0.79052 | 0.68862 | 0.58434 | 0.48258 | 0.38274 | 0.2849 | 0.2548 | 0.22514 | 0.19582
| FF Storage Water Heater_Com, P - HWat | Large Retail |  | NC | 1 | 0.93756 | 0.90356 | 0.86352 | 0.81845 | 0.7872 | 0.77324 | 0.7629 | 0.75353 | 0.74091
| FF Storage Water Heater_Com, P - HWat | Large Retail |  | RET | 0.1 | 0.092066 | 0.085395 | 0.078766 | 0.072728 | 0.067176 | 0.062119 | 0.064055 | 0.065789 | 0.067297
| FF Storage Water Heater_Com, P - HWat | Large Retail |  | REPL | 1 | 0.79052 | 0.68862 | 0.58434 | 0.48258 | 0.38274 | 0.2849 | 0.2548 | 0.22514 | 0.19582
| FF Instantaneous Water Heater_Com, G - HWat | Large Retail |  | NC | 1 | 0.94759 | 0.91754 | 0.87973 | 0.83964 | 0.81496 | 0.80903 | 0.80762 | 0.8088 | 0.80611
| FF Instantaneous Water Heater_Com, G - HWat | Large Retail |  | RET | 0.1 | 0.093051 | 0.086716 | 0.080245 | 0.074611 | 0.069546 | 0.064994 | 0.060785 | 0.056964 | 0.053336
| FF Instantaneous Water Heater_Com, G - HWat | Large Retail |  | REPL | 1 | 0.79898 | 0.69928 | 0.59531 | 0.49508 | 0.39624 | 0.29809 | 0.19948 | 0.10032 | 1.3992e-16
| FF Instantaneous Water Heater_Com, O - HWat | Large Retail |  | NC | 1 | 0.93756 | 0.90356 | 0.86352 | 0.81845 | 0.7872 | 0.77324 | 0.7629 | 0.75353 | 0.74091
| FF Instantaneous Water Heater_Com, O - HWat | Large Retail |  | RET | 0.1 | 0.092066 | 0.085395 | 0.078766 | 0.072728 | 0.067176 | 0.062119 | 0.057418 | 0.053071 | 0.049022
| FF Instantaneous Water Heater_Com, O - HWat | Large Retail |  | REPL | 1 | 0.79052 | 0.68862 | 0.58434 | 0.48258 | 0.38274 | 0.2849 | 0.18843 | 0.093466 | 1.286e-16
| FF Instantaneous Water Heater_Com, P - HWat | Large Retail |  | NC | 1 | 0.93756 | 0.90356 | 0.86352 | 0.81845 | 0.7872 | 0.77324 | 0.7629 | 0.75353 | 0.74091
| FF Instantaneous Water Heater_Com, P - HWat | Large Retail |  | RET | 0.1 | 0.092066 | 0.085395 | 0.078766 | 0.072728 | 0.067176 | 0.062119 | 0.057418 | 0.053071 | 0.049022
| FF Instantaneous Water Heater_Com, P - HWat | Large Retail |  | REPL | 1 | 0.79052 | 0.68862 | 0.58434 | 0.48258 | 0.38274 | 0.2849 | 0.18843 | 0.093466 | 1.286e-16
| Clothes Dryer_Com, E - Appl | Large Retail | Appliances | NC | 1 | 0.93833 | 0.90372 | 0.87456 | 0.82735 | 0.82156 | 0.82043 | 0.7985 | 0.79589 | 0.78609
| Clothes Dryer_Com, E - Appl | Large Retail | Appliances | RET | 0.1 | 0.08807 | 0.08348 | 0.074706 | 0.067249 | 0.061013 | 0.054585 | 0.051725 | 0.048421 | 0.044029
| Clothes Dryer_Com, E - Appl | Large Retail | Appliances | REPL | 1 | 0.77865 | 0.71373 | 0.60504 | 0.5016 | 0.40235 | 0.29836 | 0.21532 | 0.12643 | 0.03479
| Clothes Dryer_Com, G - Oth | Large Retail |  | NC | 1 | 0.94759 | 0.91754 | 0.87973 | 0.83964 | 0.81496 | 0.80903 | 0.80762 | 0.8088 | 0.80611
| Clothes Dryer_Com, G - Oth | Large Retail |  | RET | 0.1 | 0.090369 | 0.08179 | 0.073504 | 0.066374 | 0.060085 | 0.054534 | 0.050683 | 0.047286 | 0.044161
| Clothes Dryer_Com, G - Oth | Large Retail |  | REPL | 1 | 0.79898 | 0.69928 | 0.59531 | 0.49508 | 0.39624 | 0.29809 | 0.21099 | 0.12347 | 0.034894
| Clothes Dryer_Com, P - Oth | Large Retail |  | NC | 1 | 0.93756 | 0.90356 | 0.86352 | 0.81845 | 0.7872 | 0.77324 | 0.7629 | 0.75353 | 0.74091
| Clothes Dryer_Com, P - Oth | Large Retail |  | RET | 0.1 | 0.089412 | 0.080543 | 0.07215 | 0.064699 | 0.058038 | 0.052122 | 0.047876 | 0.044054 | 0.040589
| Clothes Dryer_Com, P - Oth | Large Retail |  | REPL | 1 | 0.79052 | 0.68862 | 0.58434 | 0.48258 | 0.38274 | 0.2849 | 0.1993 | 0.11503 | 0.032072
| Pnemautic to DDC_Com, E - TotE [Building w Elec Heat] | Large Retail | Total Electric | RET | 0.1 | 0.097332 | 0.10196 | 0.10084 | 0.10032 | 0.10059 | 0.099455 | 0.10179 | 0.10273 | 0.10052
| Pnemautic to DDC_Com, E - TotE [Building w Gas Heat] | Large Retail | Total Electric | RET | 0.1 | 0.097332 | 0.10196 | 0.10084 | 0.10032 | 0.10059 | 0.099455 | 0.10179 | 0.10273 | 0.10052
| Pnemautic to DDC_Com, G - TotF [Building w Gas Heat] | Large Retail |  | RET | 0.1 | 0.099873 | 0.099896 | 0.099218 | 0.099015 | 0.099059 | 0.099362 | 0.099739 | 0.10032 | 0.10082
| Pnemautic to DDC_Com, E - TotE [Building w Oil Heat] | Large Retail | Total Electric | RET | 0.1 | 0.097332 | 0.10196 | 0.10084 | 0.10032 | 0.10059 | 0.099455 | 0.10179 | 0.10273 | 0.10052
| Pnemautic to DDC_Com, O - TotF [Building w Oil Heat] | Large Retail |  | RET | 0.1 | 0.098815 | 0.098374 | 0.09739 | 0.096516 | 0.095684 | 0.094967 | 0.094216 | 0.093466 | 0.092665
| Pnemautic to DDC_Com, E - TotE [Building w Propane Heat] | Large Retail | Total Electric | RET | 0.1 | 0.097332 | 0.10196 | 0.10084 | 0.10032 | 0.10059 | 0.099455 | 0.10179 | 0.10273 | 0.10052
| Pnemautic to DDC_Com, P - TotF [Building w Propane Heat] | Large Retail |  | RET | 0.1 | 0.098815 | 0.098374 | 0.09739 | 0.096516 | 0.095684 | 0.094967 | 0.094216 | 0.093466 | 0.092665
| Data Center_Com, E - TotE [Building w Elec Heat] | Large Retail | Total Electric | NC | 1 | 0.93833 | 0.90372 | 0.87456 | 0.82735 | 0.82156 | 0.82043 | 0.7985 | 0.79589 | 0.78609
| Data Center_Com, E - TotE [Building w Elec Heat] | Large Retail | Total Electric | RET | 0.1 | 0.097332 | 0.10196 | 0.10084 | 0.10032 | 0.10059 | 0.099455 | 0.10179 | 0.10273 | 0.10052
| Data Center_Com, E - TotE [Building w Gas Heat] | Large Retail | Total Electric | NC | 1 | 0.93833 | 0.90372 | 0.87456 | 0.82735 | 0.82156 | 0.82043 | 0.7985 | 0.79589 | 0.78609
| Data Center_Com, E - TotE [Building w Gas Heat] | Large Retail | Total Electric | RET | 0.1 | 0.097332 | 0.10196 | 0.10084 | 0.10032 | 0.10059 | 0.099455 | 0.10179 | 0.10273 | 0.10052
| Data Center_Com, G - TotF [Building w Gas Heat] | Large Retail |  | NC | 1 | 0.94759 | 0.91754 | 0.87973 | 0.83964 | 0.81496 | 0.80903 | 0.80762 | 0.8088 | 0.80611
| Data Center_Com, G - TotF [Building w Gas Heat] | Large Retail |  | RET | 0.1 | 0.099873 | 0.099896 | 0.099218 | 0.099015 | 0.099059 | 0.099362 | 0.099739 | 0.10032 | 0.10082
| Data Center_Com, E - TotE [Building w Oil Heat] | Large Retail | Total Electric | NC | 1 | 0.93833 | 0.90372 | 0.87456 | 0.82735 | 0.82156 | 0.82043 | 0.7985 | 0.79589 | 0.78609
| Data Center_Com, E - TotE [Building w Oil Heat] | Large Retail | Total Electric | RET | 0.1 | 0.097332 | 0.10196 | 0.10084 | 0.10032 | 0.10059 | 0.099455 | 0.10179 | 0.10273 | 0.10052
| Data Center_Com, O - TotF [Building w Oil Heat] | Large Retail |  | NC | 1 | 0.93756 | 0.90356 | 0.86352 | 0.81845 | 0.7872 | 0.77324 | 0.7629 | 0.75353 | 0.74091
| Data Center_Com, O - TotF [Building w Oil Heat] | Large Retail |  | RET | 0.1 | 0.098815 | 0.098374 | 0.09739 | 0.096516 | 0.095684 | 0.094967 | 0.094216 | 0.093466 | 0.092665
| Data Center_Com, E - TotE [Building w Propane Heat] | Large Retail | Total Electric | NC | 1 | 0.93833 | 0.90372 | 0.87456 | 0.82735 | 0.82156 | 0.82043 | 0.7985 | 0.79589 | 0.78609
| Data Center_Com, E - TotE [Building w Propane Heat] | Large Retail | Total Electric | RET | 0.1 | 0.097332 | 0.10196 | 0.10084 | 0.10032 | 0.10059 | 0.099455 | 0.10179 | 0.10273 | 0.10052
| Data Center_Com, P - TotF [Building w Propane Heat] | Large Retail |  | NC | 1 | 0.93756 | 0.90356 | 0.86352 | 0.81845 | 0.7872 | 0.77324 | 0.7629 | 0.75353 | 0.74091
| Data Center_Com, P - TotF [Building w Propane Heat] | Large Retail |  | RET | 0.1 | 0.098815 | 0.098374 | 0.09739 | 0.096516 | 0.095684 | 0.094967 | 0.094216 | 0.093466 | 0.092665
| RCx_Com, E - TotE [Building w Elec Heat] | Large Retail | Total Electric | RET | 0.05 | 0.048666 | 0.05098 | 0.05042 | 0.05016 | 0.050294 | 0.049727 | 0.050895 | 0.051365 | 0.050259
| RCx_Com, E - TotE [Building w Gas Heat] | Large Retail | Total Electric | RET | 0.05 | 0.048666 | 0.05098 | 0.05042 | 0.05016 | 0.050294 | 0.049727 | 0.050895 | 0.051365 | 0.050259
| RCx_Com, G - TotF [Building w Gas Heat] | Large Retail |  | RET | 0.05 | 0.049936 | 0.049948 | 0.049609 | 0.049508 | 0.04953 | 0.049681 | 0.04987 | 0.050161 | 0.05041
| RCx_Com, E - TotE [Building w Oil Heat] | Large Retail | Total Electric | RET | 0.05 | 0.048666 | 0.05098 | 0.05042 | 0.05016 | 0.050294 | 0.049727 | 0.050895 | 0.051365 | 0.050259
| RCx_Com, O - TotF [Building w Oil Heat] | Large Retail |  | RET | 0.05 | 0.049408 | 0.049187 | 0.048695 | 0.048258 | 0.047842 | 0.047483 | 0.047108 | 0.046733 | 0.046332
| RCx_Com, E - TotE [Building w Propane Heat] | Large Retail | Total Electric | RET | 0.05 | 0.048666 | 0.05098 | 0.05042 | 0.05016 | 0.050294 | 0.049727 | 0.050895 | 0.051365 | 0.050259
| RCx_Com, P - TotF [Building w Propane Heat] | Large Retail |  | RET | 0.05 | 0.049408 | 0.049187 | 0.048695 | 0.048258 | 0.047842 | 0.047483 | 0.047108 | 0.046733 | 0.046332
| Commissioning_Com, E - TotE [Building w Elec Heat] | Large Retail | Total Electric | NC | 0 | 0 | 0 | 0 | 0 | 0 | 0 | 0 | 0 | 0
| Commissioning_Com, E - TotE [Building w Gas Heat] | Large Retail | Total Electric | NC | 0 | 0 | 0 | 0 | 0 | 0 | 0 | 0 | 0 | 0
| Commissioning_Com, G - TotF [Building w Gas Heat] | Large Retail |  | NC | 0 | 0 | 0 | 0 | 0 | 0 | 0 | 0 | 0 | 0
| Commissioning_Com, E - TotE [Building w Oil Heat] | Large Retail | Total Electric | NC | 0 | 0 | 0 | 0 | 0 | 0 | 0 | 0 | 0 | 0
| Commissioning_Com, O - TotF [Building w Oil Heat] | Large Retail |  | NC | 0 | 0 | 0 | 0 | 0 | 0 | 0 | 0 | 0 | 0
| Commissioning_Com, E - TotE [Building w Propane Heat] | Large Retail | Total Electric | NC | 0 | 0 | 0 | 0 | 0 | 0 | 0 | 0 | 0 | 0
| Commissioning_Com, P - TotF [Building w Propane Heat] | Large Retail |  | NC | 0 | 0 | 0 | 0 | 0 | 0 | 0 | 0 | 0 | 0
| Integrated Building Design_Com, E - TotE [Building w Elec Heat] | Large Retail | Total Electric | NC | 0.1 | 0.093833 | 0.090372 | 0.087456 | 0.082735 | 0.082156 | 0.082043 | 0.07985 | 0.079589 | 0.078609
| Integrated Building Design_Com, E - TotE [Building w Gas Heat] | Large Retail | Total Electric | NC | 0.1 | 0.093833 | 0.090372 | 0.087456 | 0.082735 | 0.082156 | 0.082043 | 0.07985 | 0.079589 | 0.078609
| Integrated Building Design_Com, G - TotF [Building w Gas Heat] | Large Retail |  | NC | 0.1 | 0.094759 | 0.091754 | 0.087973 | 0.083964 | 0.081496 | 0.080903 | 0.080762 | 0.08088 | 0.080611
| Integrated Building Design_Com, E - TotE [Building w Oil Heat] | Large Retail | Total Electric | NC | 0.1 | 0.093833 | 0.090372 | 0.087456 | 0.082735 | 0.082156 | 0.082043 | 0.07985 | 0.079589 | 0.078609
| Integrated Building Design_Com, O - TotF [Building w Oil Heat] | Large Retail |  | NC | 0.1 | 0.093756 | 0.090356 | 0.086352 | 0.081845 | 0.07872 | 0.077324 | 0.07629 | 0.075353 | 0.074091
| Integrated Building Design_Com, E - TotE [Building w Propane Heat] | Large Retail | Total Electric | NC | 0.1 | 0.093833 | 0.090372 | 0.087456 | 0.082735 | 0.082156 | 0.082043 | 0.07985 | 0.079589 | 0.078609
| Integrated Building Design_Com, P - TotF [Building w Propane Heat] | Large Retail |  | NC | 0.1 | 0.093756 | 0.090356 | 0.086352 | 0.081845 | 0.07872 | 0.077324 | 0.07629 | 0.075353 | 0.074091
| Deep Energy Retrofit_Com, E - TotE [Building w Elec Heat] | Large Retail | Total Electric | RET | 0.01 | 0.0097332 | 0.010196 | 0.010084 | 0.010032 | 0.010059 | 0.0099455 | 0.010179 | 0.010273 | 0.010052
| Deep Energy Retrofit_Com, E - TotE [Building w Gas Heat] | Large Retail | Total Electric | RET | 0.01 | 0.0097332 | 0.010196 | 0.010084 | 0.010032 | 0.010059 | 0.0099455 | 0.010179 | 0.010273 | 0.010052
| Deep Energy Retrofit_Com, G - TotF [Building w Gas Heat] | Large Retail |  | RET | 0.01 | 0.0099873 | 0.0099896 | 0.0099218 | 0.0099015 | 0.0099059 | 0.0099362 | 0.0099739 | 0.010032 | 0.010082
| Deep Energy Retrofit_Com, E - TotE [Building w Oil Heat] | Large Retail | Total Electric | RET | 0.01 | 0.0097332 | 0.010196 | 0.010084 | 0.010032 | 0.010059 | 0.0099455 | 0.010179 | 0.010273 | 0.010052
| Deep Energy Retrofit_Com, O - TotF [Building w Oil Heat] | Large Retail |  | RET | 0.01 | 0.0098815 | 0.0098374 | 0.009739 | 0.0096516 | 0.0095684 | 0.0094967 | 0.0094216 | 0.0093466 | 0.0092665
| Deep Energy Retrofit_Com, E - TotE [Building w Propane Heat] | Large Retail | Total Electric | RET | 0.01 | 0.0097332 | 0.010196 | 0.010084 | 0.010032 | 0.010059 | 0.0099455 | 0.010179 | 0.010273 | 0.010052
| Deep Energy Retrofit_Com, P - TotF [Building w Propane Heat] | Large Retail |  | RET | 0.01 | 0.0098815 | 0.0098374 | 0.009739 | 0.0096516 | 0.0095684 | 0.0094967 | 0.0094216 | 0.0093466 | 0.0092665
| EMS_Com, E - TotE [Building w Elec Heat] | Large Retail | Total Electric | NC | 0.35 | 0.32842 | 0.3163 | 0.3061 | 0.28957 | 0.28755 | 0.28715 | 0.27947 | 0.27856 | 0.27513
| EMS_Com, E - TotE [Building w Elec Heat] | Large Retail | Total Electric | RET | 0.035 | 0.034066 | 0.035686 | 0.035294 | 0.035112 | 0.035206 | 0.034809 | 0.035626 | 0.035956 | 0.035181
| EMS_Com, E - TotE [Building w Gas Heat] | Large Retail | Total Electric | NC | 0.35 | 0.32842 | 0.3163 | 0.3061 | 0.28957 | 0.28755 | 0.28715 | 0.27947 | 0.27856 | 0.27513
| EMS_Com, E - TotE [Building w Gas Heat] | Large Retail | Total Electric | RET | 0.035 | 0.034066 | 0.035686 | 0.035294 | 0.035112 | 0.035206 | 0.034809 | 0.035626 | 0.035956 | 0.035181
| EMS_Com, G - TotF [Building w Gas Heat] | Large Retail |  | NC | 0.35 | 0.33166 | 0.32114 | 0.3079 | 0.29387 | 0.28524 | 0.28316 | 0.28267 | 0.28308 | 0.28214
| EMS_Com, G - TotF [Building w Gas Heat] | Large Retail |  | RET | 0.035 | 0.034955 | 0.034964 | 0.034726 | 0.034655 | 0.034671 | 0.034777 | 0.034909 | 0.035113 | 0.035287
| EMS_Com, E - TotE [Building w Oil Heat] | Large Retail | Total Electric | NC | 0.35 | 0.32842 | 0.3163 | 0.3061 | 0.28957 | 0.28755 | 0.28715 | 0.27947 | 0.27856 | 0.27513
| EMS_Com, E - TotE [Building w Oil Heat] | Large Retail | Total Electric | RET | 0.035 | 0.034066 | 0.035686 | 0.035294 | 0.035112 | 0.035206 | 0.034809 | 0.035626 | 0.035956 | 0.035181
| EMS_Com, O - TotF [Building w Oil Heat] | Large Retail |  | NC | 0.35 | 0.32815 | 0.31625 | 0.30223 | 0.28646 | 0.27552 | 0.27063 | 0.26701 | 0.26373 | 0.25932
| EMS_Com, O - TotF [Building w Oil Heat] | Large Retail |  | RET | 0.035 | 0.034585 | 0.034431 | 0.034086 | 0.033781 | 0.033489 | 0.033238 | 0.032976 | 0.032713 | 0.032433
| EMS_Com, E - TotE [Building w Propane Heat] | Large Retail | Total Electric | NC | 0.35 | 0.32842 | 0.3163 | 0.3061 | 0.28957 | 0.28755 | 0.28715 | 0.27947 | 0.27856 | 0.27513
| EMS_Com, E - TotE [Building w Propane Heat] | Large Retail | Total Electric | RET | 0.035 | 0.034066 | 0.035686 | 0.035294 | 0.035112 | 0.035206 | 0.034809 | 0.035626 | 0.035956 | 0.035181
| EMS_Com, P - TotF [Building w Propane Heat] | Large Retail |  | NC | 0.35 | 0.32815 | 0.31625 | 0.30223 | 0.28646 | 0.27552 | 0.27063 | 0.26701 | 0.26373 | 0.25932
| EMS_Com, P - TotF [Building w Propane Heat] | Large Retail |  | RET | 0.035 | 0.034585 | 0.034431 | 0.034086 | 0.033781 | 0.033489 | 0.033238 | 0.032976 | 0.032713 | 0.032433
| VFDs on HVAC Pumps_Com, E - Oth | Large Retail | Other | RET | 0.1 | 0.097332 | 0.10196 | 0.10084 | 0.10032 | 0.10059 | 0.099455 | 0.10179 | 0.10273 | 0.10052
| ECM Circulators_Com, E - Oth | Large Retail | Other | RET | 0.1 | 0.097332 | 0.10196 | 0.10084 | 0.10032 | 0.10059 | 0.099455 | 0.10179 | 0.10273 | 0.10052
| Motors_Com, E - Oth | Large Retail | Other | NC | 1 | 0.93833 | 0.90372 | 0.87456 | 0.82735 | 0.82156 | 0.82043 | 0.7985 | 0.79589 | 0.78609
| Motors_Com, E - Oth | Large Retail | Other | RET | 0.1 | 0.087696 | 0.082772 | 0.073758 | 0.066113 | 0.059727 | 0.053208 | 0.049292 | 0.045051 | 0.03994
| Motors_Com, E - Oth | Large Retail | Other | REPL | 1 | 0.77865 | 0.71373 | 0.60504 | 0.5016 | 0.40235 | 0.29836 | 0.20584 | 0.1073 | 0.0067012
| Ext Area Ltg_Com, E - ExtL | Large Retail | Exterior Lighting | NC | 0.5 | 0.46917 | 0.45186 | 0.43728 | 0.41368 | 0.41078 | 0.41022 | 0.39925 | 0.39795 | 0.39305
| Ext Area Ltg_Com, E - ExtL | Large Retail | Exterior Lighting | RET | 0.05 | 0.046233 | 0.04601 | 0.043229 | 0.040856 | 0.046537 | 0.049727 | 0.050895 | 0.051365 | 0.050259
| Ext Area Ltg_Com, E - ExtL | Large Retail | Exterior Lighting | REPL | 0.5 | 0.38933 | 0.35686 | 0.30252 | 0.2508 | 0.27738 | 0.29987 | 0.33313 | 0.36267 | 0.38075
| Street Ltg_Com, E - ExtL | Large Retail | Exterior Lighting | NC | 1 | 0.93833 | 0.90372 | 0.87456 | 0.82735 | 0.82156 | 0.82043 | 0.7985 | 0.79589 | 0.78609
| Street Ltg_Com, E - ExtL | Large Retail | Exterior Lighting | RET | 0.1 | 0.092465 | 0.09202 | 0.086458 | 0.081711 | 0.093074 | 0.099455 | 0.10179 | 0.10273 | 0.10052
| Street Ltg_Com, E - ExtL | Large Retail | Exterior Lighting | REPL | 1 | 0.77865 | 0.71373 | 0.60504 | 0.5016 | 0.55476 | 0.59974 | 0.66626 | 0.72534 | 0.7615
| Ext Ltg Ctrls_Com, E - ExtL | Large Retail | Exterior Lighting | RET | 0.1 | 0.097332 | 0.10196 | 0.10084 | 0.10032 | 0.10059 | 0.099455 | 0.10179 | 0.10273 | 0.10052
| Ext Ltg Dsgn_Com, E - ExtL | Large Retail | Exterior Lighting | NC | 0.1 | 0.093833 | 0.090372 | 0.087456 | 0.082735 | 0.082156 | 0.082043 | 0.07985 | 0.079589 | 0.078609
| Ext Ltg Dsgn_Com, E - ExtL | Large Retail | Exterior Lighting | REPL | 0.1 | 0.097332 | 0.10196 | 0.10084 | 0.10032 | 0.10059 | 0.099455 | 0.10179 | 0.10273 | 0.10052
| Int Ltg Ctrls_Com, E - IntL [No Heat] | Large Retail | Interior Lighting | RET | 0.1 | 0.097332 | 0.10196 | 0.10084 | 0.10032 | 0.10059 | 0.099455 | 0.10179 | 0.10273 | 0.10052
| Int Ltg Ctrls_Com, E - IntL [Electric Heat] | Large Retail | Interior Lighting | RET | 0.1 | 0.097332 | 0.10196 | 0.10084 | 0.10032 | 0.10059 | 0.099455 | 0.10179 | 0.10273 | 0.10052
| Int Ltg Ctrls_Com, E/G - IntL | Large Retail | Interior Lighting | RET | 0.1 | 0.097332 | 0.10196 | 0.10084 | 0.10032 | 0.10059 | 0.099455 | 0.10179 | 0.10273 | 0.10052
| Int Ltg Ctrls_Com, E/O - IntL | Large Retail | Interior Lighting | RET | 0.1 | 0.097332 | 0.10196 | 0.10084 | 0.10032 | 0.10059 | 0.099455 | 0.10179 | 0.10273 | 0.10052
| Int Ltg Ctrls_Com, E/P - IntL | Large Retail | Interior Lighting | RET | 0.1 | 0.097332 | 0.10196 | 0.10084 | 0.10032 | 0.10059 | 0.099455 | 0.10179 | 0.10273 | 0.10052
| Exit Sign RetFit_Com, E - IntL [No Heat] | Large Retail | Interior Lighting | RET | 0.1 | 0.097332 | 0.10196 | 0.10084 | 0.10032 | 0.10059 | 0.099455 | 0.10179 | 0.10273 | 0.10052
| Exit Sign RetFit_Com, E - IntL [Electric Heat] | Large Retail | Interior Lighting | RET | 0.1 | 0.097332 | 0.10196 | 0.10084 | 0.10032 | 0.10059 | 0.099455 | 0.10179 | 0.10273 | 0.10052
| Exit Sign RetFit_Com, E/G - IntL | Large Retail | Interior Lighting | RET | 0.1 | 0.097332 | 0.10196 | 0.10084 | 0.10032 | 0.10059 | 0.099455 | 0.10179 | 0.10273 | 0.10052
| Exit Sign RetFit_Com, E/O - IntL | Large Retail | Interior Lighting | RET | 0.1 | 0.097332 | 0.10196 | 0.10084 | 0.10032 | 0.10059 | 0.099455 | 0.10179 | 0.10273 | 0.10052
| Exit Sign RetFit_Com, E/P - IntL | Large Retail | Interior Lighting | RET | 0.1 | 0.097332 | 0.10196 | 0.10084 | 0.10032 | 0.10059 | 0.099455 | 0.10179 | 0.10273 | 0.10052
| LED HiLo Bay_Com, E - IntL [No Heat] | Large Retail | Interior Lighting | NC | 1 | 0.93833 | 0.90372 | 0.87456 | 0.82735 | 0.82156 | 0.82043 | 0.7985 | 0.79589 | 0.78609
| LED HiLo Bay_Com, E - IntL [No Heat] | Large Retail | Interior Lighting | RET | 0.1 | 0.090778 | 0.088692 | 0.08181 | 0.075908 | 0.070986 | 0.06546 | 0.062485 | 0.058816 | 0.059434
| LED HiLo Bay_Com, E - IntL [No Heat] | Large Retail | Interior Lighting | REPL | 1 | 0.77865 | 0.71373 | 0.60504 | 0.5016 | 0.40235 | 0.29836 | 0.20358 | 0.10273 | 0.0576
| LED HiLo Bay_Com, E - IntL [Electric Heat] | Large Retail | Interior Lighting | NC | 1 | 0.93833 | 0.90372 | 0.87456 | 0.82735 | 0.82156 | 0.82043 | 0.7985 | 0.79589 | 0.78609
| LED HiLo Bay_Com, E - IntL [Electric Heat] | Large Retail | Interior Lighting | RET | 0.1 | 0.090778 | 0.088692 | 0.08181 | 0.075908 | 0.070986 | 0.06546 | 0.062485 | 0.058816 | 0.059434
| LED HiLo Bay_Com, E - IntL [Electric Heat] | Large Retail | Interior Lighting | REPL | 1 | 0.77865 | 0.71373 | 0.60504 | 0.5016 | 0.40235 | 0.29836 | 0.20358 | 0.10273 | 0.0576
| LED HiLo Bay_Com, E/G - IntL | Large Retail | Interior Lighting | NC | 1 | 0.93833 | 0.90372 | 0.87456 | 0.82735 | 0.82156 | 0.82043 | 0.7985 | 0.79589 | 0.78609
| LED HiLo Bay_Com, E/G - IntL | Large Retail | Interior Lighting | RET | 0.1 | 0.090778 | 0.088692 | 0.08181 | 0.075908 | 0.070986 | 0.06546 | 0.062485 | 0.058816 | 0.059434
| LED HiLo Bay_Com, E/G - IntL | Large Retail | Interior Lighting | REPL | 1 | 0.77865 | 0.71373 | 0.60504 | 0.5016 | 0.40235 | 0.29836 | 0.20358 | 0.10273 | 0.0576
| LED HiLo Bay_Com, E/O - IntL | Large Retail | Interior Lighting | NC | 1 | 0.93833 | 0.90372 | 0.87456 | 0.82735 | 0.82156 | 0.82043 | 0.7985 | 0.79589 | 0.78609
| LED HiLo Bay_Com, E/O - IntL | Large Retail | Interior Lighting | RET | 0.1 | 0.090778 | 0.088692 | 0.08181 | 0.075908 | 0.070986 | 0.06546 | 0.062485 | 0.058816 | 0.059434
| LED HiLo Bay_Com, E/O - IntL | Large Retail | Interior Lighting | REPL | 1 | 0.77865 | 0.71373 | 0.60504 | 0.5016 | 0.40235 | 0.29836 | 0.20358 | 0.10273 | 0.0576
| LED HiLo Bay_Com, E/P - IntL | Large Retail | Interior Lighting | NC | 1 | 0.93833 | 0.90372 | 0.87456 | 0.82735 | 0.82156 | 0.82043 | 0.7985 | 0.79589 | 0.78609
| LED HiLo Bay_Com, E/P - IntL | Large Retail | Interior Lighting | RET | 0.1 | 0.090778 | 0.088692 | 0.08181 | 0.075908 | 0.070986 | 0.06546 | 0.062485 | 0.058816 | 0.059434
| LED HiLo Bay_Com, E/P - IntL | Large Retail | Interior Lighting | REPL | 1 | 0.77865 | 0.71373 | 0.60504 | 0.5016 | 0.40235 | 0.29836 | 0.20358 | 0.10273 | 0.0576
| Repl Scre_Com, E - IntL [No Heat] | Large Retail | Interior Lighting | NC | 1 | 0.93833 | 0 | 0 | 0 | 0 | 0 | 0 | 0 | 0
| Repl Scre_Com, E - IntL [No Heat] | Large Retail | Interior Lighting | RET | 0.1 | 0.097332 | 0 | 0 | 0 | 0 | 0 | 0 | 0 | 0
| Repl Scre_Com, E - IntL [No Heat] | Large Retail | Interior Lighting | REPL | 1 | 0.97332 | 0 | 0 | 0 | 0 | 0 | 0 | 0 | 0
| Repl Scre_Com, E - IntL [Electric Heat] | Large Retail | Interior Lighting | NC | 1 | 0.93833 | 0 | 0 | 0 | 0 | 0 | 0 | 0 | 0
| Repl Scre_Com, E - IntL [Electric Heat] | Large Retail | Interior Lighting | RET | 0.1 | 0.097332 | 0 | 0 | 0 | 0 | 0 | 0 | 0 | 0
| Repl Scre_Com, E - IntL [Electric Heat] | Large Retail | Interior Lighting | REPL | 1 | 0.97332 | 0 | 0 | 0 | 0 | 0 | 0 | 0 | 0
| Repl Scre_Com, E/G - IntL | Large Retail | Interior Lighting | NC | 1 | 0.93833 | 0 | 0 | 0 | 0 | 0 | 0 | 0 | 0
| Repl Scre_Com, E/G - IntL | Large Retail | Interior Lighting | RET | 0.1 | 0.097332 | 0 | 0 | 0 | 0 | 0 | 0 | 0 | 0
| Repl Scre_Com, E/G - IntL | Large Retail | Interior Lighting | REPL | 1 | 0.97332 | 0 | 0 | 0 | 0 | 0 | 0 | 0 | 0
| Repl Scre_Com, E/O - IntL | Large Retail | Interior Lighting | NC | 1 | 0.93833 | 0 | 0 | 0 | 0 | 0 | 0 | 0 | 0
| Repl Scre_Com, E/O - IntL | Large Retail | Interior Lighting | RET | 0.1 | 0.097332 | 0 | 0 | 0 | 0 | 0 | 0 | 0 | 0
| Repl Scre_Com, E/O - IntL | Large Retail | Interior Lighting | REPL | 1 | 0.97332 | 0 | 0 | 0 | 0 | 0 | 0 | 0 | 0
| Repl Scre_Com, E/P - IntL | Large Retail | Interior Lighting | NC | 1 | 0.93833 | 0 | 0 | 0 | 0 | 0 | 0 | 0 | 0
| Repl Scre_Com, E/P - IntL | Large Retail | Interior Lighting | RET | 0.1 | 0.097332 | 0 | 0 | 0 | 0 | 0 | 0 | 0 | 0
| Repl Scre_Com, E/P - IntL | Large Retail | Interior Lighting | REPL | 1 | 0.97332 | 0 | 0 | 0 | 0 | 0 | 0 | 0 | 0
| Lin LED Fixture_Com, E - IntL [No Heat] | Large Retail | Interior Lighting | NC | 0.15 | 0.14075 | 0.13556 | 0.13118 | 0.1241 | 0.12323 | 0.12306 | 0.11977 | 0.11938 | 0.11791
| Lin LED Fixture_Com, E - IntL [No Heat] | Large Retail | Interior Lighting | RET | 0.015 | 0.013459 | 0.012997 | 0.011849 | 0.010867 | 0.010044 | 0.0091545 | 0.0086371 | 0.0086953 | 0.0084885
| Lin LED Fixture_Com, E - IntL [No Heat] | Large Retail | Interior Lighting | REPL | 0.15 | 0.1168 | 0.10706 | 0.090756 | 0.07524 | 0.060353 | 0.044755 | 0.030537 | 0.022007 | 0.012911
| Lin LED Fixture_Com, E - IntL [Electric Heat] | Large Retail | Interior Lighting | NC | 0.15 | 0.14075 | 0.13556 | 0.13118 | 0.1241 | 0.12323 | 0.12306 | 0.11977 | 0.11938 | 0.11791
| Lin LED Fixture_Com, E - IntL [Electric Heat] | Large Retail | Interior Lighting | RET | 0.015 | 0.013459 | 0.012997 | 0.011849 | 0.010867 | 0.010044 | 0.0091545 | 0.0086371 | 0.0086953 | 0.0084885
| Lin LED Fixture_Com, E - IntL [Electric Heat] | Large Retail | Interior Lighting | REPL | 0.15 | 0.1168 | 0.10706 | 0.090756 | 0.07524 | 0.060353 | 0.044755 | 0.030537 | 0.022007 | 0.012911
| Lin LED Fixture_Com, E/G - IntL | Large Retail | Interior Lighting | NC | 0.15 | 0.14075 | 0.13556 | 0.13118 | 0.1241 | 0.12323 | 0.12306 | 0.11977 | 0.11938 | 0.11791
| Lin LED Fixture_Com, E/G - IntL | Large Retail | Interior Lighting | RET | 0.015 | 0.013459 | 0.012997 | 0.011849 | 0.010867 | 0.010044 | 0.0091545 | 0.0086371 | 0.0086953 | 0.0084885
| Lin LED Fixture_Com, E/G - IntL | Large Retail | Interior Lighting | REPL | 0.15 | 0.1168 | 0.10706 | 0.090756 | 0.07524 | 0.060353 | 0.044755 | 0.030537 | 0.022007 | 0.012911
| Lin LED Fixture_Com, E/O - IntL | Large Retail | Interior Lighting | NC | 0.15 | 0.14075 | 0.13556 | 0.13118 | 0.1241 | 0.12323 | 0.12306 | 0.11977 | 0.11938 | 0.11791
| Lin LED Fixture_Com, E/O - IntL | Large Retail | Interior Lighting | RET | 0.015 | 0.013459 | 0.012997 | 0.011849 | 0.010867 | 0.010044 | 0.0091545 | 0.0086371 | 0.0086953 | 0.0084885
| Lin LED Fixture_Com, E/O - IntL | Large Retail | Interior Lighting | REPL | 0.15 | 0.1168 | 0.10706 | 0.090756 | 0.07524 | 0.060353 | 0.044755 | 0.030537 | 0.022007 | 0.012911
| Lin LED Fixture_Com, E/P - IntL | Large Retail | Interior Lighting | NC | 0.15 | 0.14075 | 0.13556 | 0.13118 | 0.1241 | 0.12323 | 0.12306 | 0.11977 | 0.11938 | 0.11791
| Lin LED Fixture_Com, E/P - IntL | Large Retail | Interior Lighting | RET | 0.015 | 0.013459 | 0.012997 | 0.011849 | 0.010867 | 0.010044 | 0.0091545 | 0.0086371 | 0.0086953 | 0.0084885
| Lin LED Fixture_Com, E/P - IntL | Large Retail | Interior Lighting | REPL | 0.15 | 0.1168 | 0.10706 | 0.090756 | 0.07524 | 0.060353 | 0.044755 | 0.030537 | 0.022007 | 0.012911
| LED Tube Repl_Com, E - IntL [No Heat] | Large Retail | Interior Lighting | RET | 0.085 | 0.076265 | 0.073648 | 0.067145 | 0.061577 | 0.062573 | 0.062626 | 0.064811 | 0.066075 | 0.065252
| LED Tube Repl_Com, E - IntL [No Heat] | Large Retail | Interior Lighting | REPL | 0.85 | 0.66186 | 0.60667 | 0.51428 | 0.42636 | 0.39857 | 0.36548 | 0.34479 | 0.31843 | 0.28267
| LED Tube Repl_Com, E - IntL [Electric Heat] | Large Retail | Interior Lighting | RET | 0.085 | 0.076265 | 0.073648 | 0.067145 | 0.061577 | 0.062573 | 0.062626 | 0.064811 | 0.066075 | 0.065252
| LED Tube Repl_Com, E - IntL [Electric Heat] | Large Retail | Interior Lighting | REPL | 0.85 | 0.66186 | 0.60667 | 0.51428 | 0.42636 | 0.39857 | 0.36548 | 0.34479 | 0.31843 | 0.28267
| LED Tube Repl_Com, E/G - IntL | Large Retail | Interior Lighting | RET | 0.085 | 0.076265 | 0.073648 | 0.067145 | 0.061577 | 0.062573 | 0.062626 | 0.064811 | 0.066075 | 0.065252
| LED Tube Repl_Com, E/G - IntL | Large Retail | Interior Lighting | REPL | 0.85 | 0.66186 | 0.60667 | 0.51428 | 0.42636 | 0.39857 | 0.36548 | 0.34479 | 0.31843 | 0.28267
| LED Tube Repl_Com, E/O - IntL | Large Retail | Interior Lighting | RET | 0.085 | 0.076265 | 0.073648 | 0.067145 | 0.061577 | 0.062573 | 0.062626 | 0.064811 | 0.066075 | 0.065252
| LED Tube Repl_Com, E/O - IntL | Large Retail | Interior Lighting | REPL | 0.85 | 0.66186 | 0.60667 | 0.51428 | 0.42636 | 0.39857 | 0.36548 | 0.34479 | 0.31843 | 0.28267
| LED Tube Repl_Com, E/P - IntL | Large Retail | Interior Lighting | RET | 0.085 | 0.076265 | 0.073648 | 0.067145 | 0.061577 | 0.062573 | 0.062626 | 0.064811 | 0.066075 | 0.065252
| LED Tube Repl_Com, E/P - IntL | Large Retail | Interior Lighting | REPL | 0.85 | 0.66186 | 0.60667 | 0.51428 | 0.42636 | 0.39857 | 0.36548 | 0.34479 | 0.31843 | 0.28267
| Repl pin CFL wLED_Com, E - IntL [No Heat] | Large Retail | Interior Lighting | RET | 0.1 | 0.091111 | 0.089343 | 0.082713 | 0.077027 | 0.083295 | 0.087967 | 0.095407 | 0.10137 | 0.10052
| Repl pin CFL wLED_Com, E - IntL [No Heat] | Large Retail | Interior Lighting | REPL | 1 | 0.77865 | 0.71373 | 0.60504 | 0.5016 | 0.51234 | 0.51585 | 0.53747 | 0.55204 | 0.54954
| Repl pin CFL wLED_Com, E - IntL [Electric Heat] | Large Retail | Interior Lighting | RET | 0.1 | 0.091111 | 0.089343 | 0.082713 | 0.077027 | 0.083295 | 0.087967 | 0.095407 | 0.10137 | 0.10052
| Repl pin CFL wLED_Com, E - IntL [Electric Heat] | Large Retail | Interior Lighting | REPL | 1 | 0.77865 | 0.71373 | 0.60504 | 0.5016 | 0.51234 | 0.51585 | 0.53747 | 0.55204 | 0.54954
| Repl pin CFL wLED_Com, E/G - IntL | Large Retail | Interior Lighting | RET | 0.1 | 0.091111 | 0.089343 | 0.082713 | 0.077027 | 0.083295 | 0.087967 | 0.095407 | 0.10137 | 0.10052
| Repl pin CFL wLED_Com, E/G - IntL | Large Retail | Interior Lighting | REPL | 1 | 0.77865 | 0.71373 | 0.60504 | 0.5016 | 0.51234 | 0.51585 | 0.53747 | 0.55204 | 0.54954
| Repl pin CFL wLED_Com, E/O - IntL | Large Retail | Interior Lighting | RET | 0.1 | 0.091111 | 0.089343 | 0.082713 | 0.077027 | 0.083295 | 0.087967 | 0.095407 | 0.10137 | 0.10052
| Repl pin CFL wLED_Com, E/O - IntL | Large Retail | Interior Lighting | REPL | 1 | 0.77865 | 0.71373 | 0.60504 | 0.5016 | 0.51234 | 0.51585 | 0.53747 | 0.55204 | 0.54954
| Repl pin CFL wLED_Com, E/P - IntL | Large Retail | Interior Lighting | RET | 0.1 | 0.091111 | 0.089343 | 0.082713 | 0.077027 | 0.083295 | 0.087967 | 0.095407 | 0.10137 | 0.10052
| Repl pin CFL wLED_Com, E/P - IntL | Large Retail | Interior Lighting | REPL | 1 | 0.77865 | 0.71373 | 0.60504 | 0.5016 | 0.51234 | 0.51585 | 0.53747 | 0.55204 | 0.54954
| Refrig Case LED_Com, E - IntL | Large Retail | Interior Lighting | NC | 1 | 0.93833 | 0.90372 | 0.87456 | 0.82735 | 0.82156 | 0.82043 | 0.7985 | 0.79589 | 0.78609
| Refrig Case LED_Com, E - IntL | Large Retail | Interior Lighting | RET | 0.1 | 0.092465 | 0.09202 | 0.086458 | 0.081711 | 0.077833 | 0.073108 | 0.071083 | 0.078855 | 0.083769
| Refrig Case LED_Com, E - IntL | Large Retail | Interior Lighting | REPL | 1 | 0.77865 | 0.71373 | 0.60504 | 0.5016 | 0.40235 | 0.29836 | 0.20358 | 0.20974 | 0.20941
| Refrig Case Ctrls_Com, E - IntL | Large Retail | Interior Lighting | RET | 0.1 | 0.097332 | 0.10196 | 0.10084 | 0.10032 | 0.10059 | 0.099455 | 0.10179 | 0.10273 | 0.10052
| Stair Occ Sensor_Com, E - IntL [No Heat] | Large Retail | Interior Lighting | NC | 1 | 0.93833 | 0.90372 | 0.87456 | 0.82735 | 0.82156 | 0.82043 | 0.7985 | 0.79589 | 0.78609
| Stair Occ Sensor_Com, E - IntL [No Heat] | Large Retail | Interior Lighting | RET | 0.1 | 0.097332 | 0.10196 | 0.10084 | 0.10032 | 0.10059 | 0.099455 | 0.10179 | 0.10273 | 0.10052
| Stair Occ Sensor_Com, E - IntL [Electric Heat] | Large Retail | Interior Lighting | NC | 1 | 0.93833 | 0.90372 | 0.87456 | 0.82735 | 0.82156 | 0.82043 | 0.7985 | 0.79589 | 0.78609
| Stair Occ Sensor_Com, E - IntL [Electric Heat] | Large Retail | Interior Lighting | RET | 0.1 | 0.097332 | 0.10196 | 0.10084 | 0.10032 | 0.10059 | 0.099455 | 0.10179 | 0.10273 | 0.10052
| Stair Occ Sensor_Com, E/G - IntL | Large Retail | Interior Lighting | NC | 1 | 0.93833 | 0.90372 | 0.87456 | 0.82735 | 0.82156 | 0.82043 | 0.7985 | 0.79589 | 0.78609
| Stair Occ Sensor_Com, E/G - IntL | Large Retail | Interior Lighting | RET | 0.1 | 0.097332 | 0.10196 | 0.10084 | 0.10032 | 0.10059 | 0.099455 | 0.10179 | 0.10273 | 0.10052
| Stair Occ Sensor_Com, E/O - IntL | Large Retail | Interior Lighting | NC | 1 | 0.93833 | 0.90372 | 0.87456 | 0.82735 | 0.82156 | 0.82043 | 0.7985 | 0.79589 | 0.78609
| Stair Occ Sensor_Com, E/O - IntL | Large Retail | Interior Lighting | RET | 0.1 | 0.097332 | 0.10196 | 0.10084 | 0.10032 | 0.10059 | 0.099455 | 0.10179 | 0.10273 | 0.10052
| Stair Occ Sensor_Com, E/P - IntL | Large Retail | Interior Lighting | NC | 1 | 0.93833 | 0.90372 | 0.87456 | 0.82735 | 0.82156 | 0.82043 | 0.7985 | 0.79589 | 0.78609
| Stair Occ Sensor_Com, E/P - IntL | Large Retail | Interior Lighting | RET | 0.1 | 0.097332 | 0.10196 | 0.10084 | 0.10032 | 0.10059 | 0.099455 | 0.10179 | 0.10273 | 0.10052
| Int Delamping_Com, E - IntL [No Heat] | Large Retail | Interior Lighting | RET | 0.04 | 0.038933 | 0.040784 | 0.040336 | 0.040128 | 0.040235 | 0.039782 | 0.040716 | 0.041092 | 0.040207
| Int Delamping_Com, E - IntL [Electric Heat] | Large Retail | Interior Lighting | RET | 0.04 | 0.038933 | 0.040784 | 0.040336 | 0.040128 | 0.040235 | 0.039782 | 0.040716 | 0.041092 | 0.040207
| Int Delamping_Com, E/G - IntL | Large Retail | Interior Lighting | RET | 0.04 | 0.038933 | 0.040784 | 0.040336 | 0.040128 | 0.040235 | 0.039782 | 0.040716 | 0.041092 | 0.040207
| Int Delamping_Com, E/O - IntL | Large Retail | Interior Lighting | RET | 0.04 | 0.038933 | 0.040784 | 0.040336 | 0.040128 | 0.040235 | 0.039782 | 0.040716 | 0.041092 | 0.040207
| Int Delamping_Com, E/P - IntL | Large Retail | Interior Lighting | RET | 0.04 | 0.038933 | 0.040784 | 0.040336 | 0.040128 | 0.040235 | 0.039782 | 0.040716 | 0.041092 | 0.040207
| Int Ltg Dsgn_Com, E - IntL [No Heat] | Large Retail | Interior Lighting | NC | 0.1 | 0.093833 | 0.090372 | 0.087456 | 0.082735 | 0.082156 | 0.082043 | 0.07985 | 0.079589 | 0.078609
| Int Ltg Dsgn_Com, E - IntL [Electric Heat] | Large Retail | Interior Lighting | NC | 0.1 | 0.093833 | 0.090372 | 0.087456 | 0.082735 | 0.082156 | 0.082043 | 0.07985 | 0.079589 | 0.078609
| Int Ltg Dsgn_Com, E/G - IntL | Large Retail | Interior Lighting | NC | 0.1 | 0.093833 | 0.090372 | 0.087456 | 0.082735 | 0.082156 | 0.082043 | 0.07985 | 0.079589 | 0.078609
| Int Ltg Dsgn_Com, E/O - IntL | Large Retail | Interior Lighting | NC | 0.1 | 0.093833 | 0.090372 | 0.087456 | 0.082735 | 0.082156 | 0.082043 | 0.07985 | 0.079589 | 0.078609
| Int Ltg Dsgn_Com, E/P - IntL | Large Retail | Interior Lighting | NC | 0.1 | 0.093833 | 0.090372 | 0.087456 | 0.082735 | 0.082156 | 0.082043 | 0.07985 | 0.079589 | 0.078609
| Room Air Conditioner_Com, E - Cool | Warehouse | Cooling | NC | 0 | 0 | 0 | 0 | 0 | 0 | 0 | 0 | 0 | 0
| Room Air Conditioner_Com, E - Cool | Warehouse | Cooling | RET | 0 | 0 | 0 | 0 | 0 | 0 | 0 | 0 | 0 | 0
| Room Air Conditioner_Com, E - Cool | Warehouse | Cooling | REPL | 0 | 0 | 0 | 0 | 0 | 0 | 0 | 0 | 0 | 0
| Fast Acting Doors_Com, E - Cool | Warehouse | Cooling | NC | 0 | 0 | 0 | 0 | 0 | 0 | 0 | 0 | 0 | 0
| Fast Acting Doors_Com, E - Cool | Warehouse | Cooling | RET | 0 | 0 | 0 | 0 | 0 | 0 | 0 | 0 | 0 | 0
| Fast Acting Doors_Com, E - Cool | Warehouse | Cooling | REPL | 0 | 0 | 0 | 0 | 0 | 0 | 0 | 0 | 0 | 0
| Mini Split Ductless AC_Com, E - Cool | Warehouse | Cooling | NC | 0 | 0 | 0 | 0 | 0 | 0 | 0 | 0 | 0 | 0
| Mini Split Ductless AC_Com, E - Cool | Warehouse | Cooling | RET | 0 | 0 | 0 | 0 | 0 | 0 | 0 | 0 | 0 | 0
| Mini Split Ductless AC_Com, E - Cool | Warehouse | Cooling | REPL | 0 | 0 | 0 | 0 | 0 | 0 | 0 | 0 | 0 | 0
| Eff Unitary AC_Com, E - Cool | Warehouse | Cooling | NC | 1 | 0.93833 | 0.90372 | 0.87456 | 0.82735 | 0.82156 | 0.82043 | 0.7985 | 0.79589 | 0.78609
| Eff Unitary AC_Com, E - Cool | Warehouse | Cooling | RET | 0.1 | 0.092807 | 0.092702 | 0.087421 | 0.082927 | 0.079284 | 0.074746 | 0.07804 | 0.080242 | 0.079895
| Eff Unitary AC_Com, E - Cool | Warehouse | Cooling | REPL | 1 | 0.85652 | 0.83608 | 0.76638 | 0.70224 | 0.64376 | 0.57684 | 0.58025 | 0.5754 | 0.55301
| PTAC_Com, E - Cool | Warehouse | Cooling | NC | 0 | 0 | 0 | 0 | 0 | 0 | 0 | 0 | 0 | 0
| PTAC_Com, E - Cool | Warehouse | Cooling | RET | 0 | 0 | 0 | 0 | 0 | 0 | 0 | 0 | 0 | 0
| PTAC_Com, E - Cool | Warehouse | Cooling | REPL | 0 | 0 | 0 | 0 | 0 | 0 | 0 | 0 | 0 | 0
| Unitary Equipment Economizer_Com, E - Cool | Warehouse | Cooling | RET | 0.1 | 0.097332 | 0.10196 | 0.10084 | 0.10032 | 0.10059 | 0.099455 | 0.10179 | 0.10273 | 0.10052
| AC Tuneup_Com, E - Cool [ASHP] | Warehouse | Cooling | RET | 0.1 | 0.097332 | 0.10196 | 0.10084 | 0.10032 | 0.10059 | 0.099455 | 0.10179 | 0.10273 | 0.10052
| AC Tuneup_Com, E - Heat [ASHP] | Warehouse | Space Heating | RET | 0.1 | 0.097332 | 0.10196 | 0.10084 | 0.10032 | 0.10059 | 0.099455 | 0.10179 | 0.10273 | 0.10052
| AC Tuneup_Com, E - Cool [Unitary AC] | Warehouse | Cooling | RET | 0.1 | 0.097332 | 0.10196 | 0.10084 | 0.10032 | 0.10059 | 0.099455 | 0.10179 | 0.10273 | 0.10052
| DCV_Com, E - Cool [Building w Elec Heat] | Warehouse | Cooling | RET | 0.1 | 0.097332 | 0.10196 | 0.10084 | 0.10032 | 0.10059 | 0.099455 | 0.10179 | 0.10273 | 0.10052
| DCV_Com, E - Heat [Building w Elec Heat] | Warehouse | Space Heating | RET | 0.1 | 0.097332 | 0.10196 | 0.10084 | 0.10032 | 0.10059 | 0.099455 | 0.10179 | 0.10273 | 0.10052
| DCV_Com, E - Vent [Building w Elec Heat] | Warehouse | Ventilation | RET | 0.1 | 0.097332 | 0.10196 | 0.10084 | 0.10032 | 0.10059 | 0.099455 | 0.10179 | 0.10273 | 0.10052
| DCV_Com, E - Cool [Building w Gas Heat] | Warehouse | Cooling | RET | 0.1 | 0.097332 | 0.10196 | 0.10084 | 0.10032 | 0.10059 | 0.099455 | 0.10179 | 0.10273 | 0.10052
| DCV_Com, G - Heat [Building w Gas Heat] | Warehouse |  | RET | 0.1 | 0.099873 | 0.099896 | 0.099218 | 0.099015 | 0.099059 | 0.099362 | 0.099739 | 0.10032 | 0.10082
| DCV_Com, E - Vent [Building w Gas Heat] | Warehouse | Ventilation | RET | 0.1 | 0.097332 | 0.10196 | 0.10084 | 0.10032 | 0.10059 | 0.099455 | 0.10179 | 0.10273 | 0.10052
| DCV_Com, E - Cool [Building w Oil Heat] | Warehouse | Cooling | RET | 0.1 | 0.097332 | 0.10196 | 0.10084 | 0.10032 | 0.10059 | 0.099455 | 0.10179 | 0.10273 | 0.10052
| DCV_Com, O - Heat [Building w Oil Heat] | Warehouse |  | RET | 0.1 | 0.098815 | 0.098374 | 0.09739 | 0.096516 | 0.095684 | 0.094967 | 0.094216 | 0.093466 | 0.092665
| DCV_Com, E - Vent [Building w Oil Heat] | Warehouse | Ventilation | RET | 0.1 | 0.097332 | 0.10196 | 0.10084 | 0.10032 | 0.10059 | 0.099455 | 0.10179 | 0.10273 | 0.10052
| DCV_Com, E - Cool [Building w Propane Heat] | Warehouse | Cooling | RET | 0.1 | 0.097332 | 0.10196 | 0.10084 | 0.10032 | 0.10059 | 0.099455 | 0.10179 | 0.10273 | 0.10052
| DCV_Com, P - Heat [Building w Propane Heat] | Warehouse |  | RET | 0.1 | 0.098815 | 0.098374 | 0.09739 | 0.096516 | 0.095684 | 0.094967 | 0.094216 | 0.093466 | 0.092665
| DCV_Com, E - Vent [Building w Propane Heat] | Warehouse | Ventilation | RET | 0.1 | 0.097332 | 0.10196 | 0.10084 | 0.10032 | 0.10059 | 0.099455 | 0.10179 | 0.10273 | 0.10052
| Controls for Unitary AC_Com, E - Cool | Warehouse | Cooling | RET | 0.1 | 0.097332 | 0.10196 | 0.10084 | 0.10032 | 0.10059 | 0.099455 | 0.10179 | 0.10273 | 0.10052
| Optimized Unitary AC Sys_Com, E - Cool [Building w Elec Heat] | Warehouse | Cooling | NC | 1 | 0.93833 | 0.90372 | 0.87456 | 0.82735 | 0.82156 | 0.82043 | 0.7985 | 0.79589 | 0.78609
| Optimized Unitary AC Sys_Com, E - Heat [Building w Elec Heat] | Warehouse | Space Heating | NC | 1 | 0.93833 | 0.90372 | 0.87456 | 0.82735 | 0.82156 | 0.82043 | 0.7985 | 0.79589 | 0.78609
| Optimized Unitary AC Sys_Com, E - Cool [Building w Gas Heat] | Warehouse | Cooling | NC | 1 | 0.93833 | 0.90372 | 0.87456 | 0.82735 | 0.82156 | 0.82043 | 0.7985 | 0.79589 | 0.78609
| Optimized Unitary AC Sys_Com, G - Heat [Building w Gas Heat] | Warehouse |  | NC | 1 | 0.94759 | 0.91754 | 0.87973 | 0.83964 | 0.81496 | 0.80903 | 0.80762 | 0.8088 | 0.80611
| Optimized Unitary AC Sys_Com, E - Cool [Building w Oil Heat] | Warehouse | Cooling | NC | 1 | 0.93833 | 0.90372 | 0.87456 | 0.82735 | 0.82156 | 0.82043 | 0.7985 | 0.79589 | 0.78609
| Optimized Unitary AC Sys_Com, O - Heat [Building w Oil Heat] | Warehouse |  | NC | 1 | 0.93756 | 0.90356 | 0.86352 | 0.81845 | 0.7872 | 0.77324 | 0.7629 | 0.75353 | 0.74091
| Optimized Unitary AC Sys_Com, E - Cool [Building w Propane Heat] | Warehouse | Cooling | NC | 1 | 0.93833 | 0.90372 | 0.87456 | 0.82735 | 0.82156 | 0.82043 | 0.7985 | 0.79589 | 0.78609
| Optimized Unitary AC Sys_Com, P - Heat [Building w Propane Heat] | Warehouse |  | NC | 1 | 0.93756 | 0.90356 | 0.86352 | 0.81845 | 0.7872 | 0.77324 | 0.7629 | 0.75353 | 0.74091
| Cool Roof_Com, E - Cool [Building w Elec Heat] | Warehouse | Cooling | NC | 1 | 0.93833 | 0.90372 | 0.87456 | 0.82735 | 0.82156 | 0.82043 | 0.7985 | 0.79589 | 0.78609
| Cool Roof_Com, E - Cool [Building w Elec Heat] | Warehouse | Cooling | RET | 0.1 | 0.097332 | 0.10196 | 0.10084 | 0.10032 | 0.10059 | 0.099455 | 0.10179 | 0.10273 | 0.10052
| Cool Roof_Com, E - Heat [Building w Elec Heat] | Warehouse | Space Heating | NC | 1 | 0.93833 | 0.90372 | 0.87456 | 0.82735 | 0.82156 | 0.82043 | 0.7985 | 0.79589 | 0.78609
| Cool Roof_Com, E - Heat [Building w Elec Heat] | Warehouse | Space Heating | RET | 0.1 | 0.097332 | 0.10196 | 0.10084 | 0.10032 | 0.10059 | 0.099455 | 0.10179 | 0.10273 | 0.10052
| Cool Roof_Com, E - Cool [Building w Gas Heat] | Warehouse | Cooling | NC | 1 | 0.93833 | 0.90372 | 0.87456 | 0.82735 | 0.82156 | 0.82043 | 0.7985 | 0.79589 | 0.78609
| Cool Roof_Com, E - Cool [Building w Gas Heat] | Warehouse | Cooling | RET | 0.1 | 0.097332 | 0.10196 | 0.10084 | 0.10032 | 0.10059 | 0.099455 | 0.10179 | 0.10273 | 0.10052
| Cool Roof_Com, G - Heat [Building w Gas Heat] | Warehouse |  | NC | 1 | 0.94759 | 0.91754 | 0.87973 | 0.83964 | 0.81496 | 0.80903 | 0.80762 | 0.8088 | 0.80611
| Cool Roof_Com, G - Heat [Building w Gas Heat] | Warehouse |  | RET | 0.1 | 0.099873 | 0.099896 | 0.099218 | 0.099015 | 0.099059 | 0.099362 | 0.099739 | 0.10032 | 0.10082
| Cool Roof_Com, E - Cool [Building w Oil Heat] | Warehouse | Cooling | NC | 1 | 0.93833 | 0.90372 | 0.87456 | 0.82735 | 0.82156 | 0.82043 | 0.7985 | 0.79589 | 0.78609
| Cool Roof_Com, E - Cool [Building w Oil Heat] | Warehouse | Cooling | RET | 0.1 | 0.097332 | 0.10196 | 0.10084 | 0.10032 | 0.10059 | 0.099455 | 0.10179 | 0.10273 | 0.10052
| Cool Roof_Com, O - Heat [Building w Oil Heat] | Warehouse |  | NC | 1 | 0.93756 | 0.90356 | 0.86352 | 0.81845 | 0.7872 | 0.77324 | 0.7629 | 0.75353 | 0.74091
| Cool Roof_Com, O - Heat [Building w Oil Heat] | Warehouse |  | RET | 0.1 | 0.098815 | 0.098374 | 0.09739 | 0.096516 | 0.095684 | 0.094967 | 0.094216 | 0.093466 | 0.092665
| Cool Roof_Com, E - Cool [Building w Propane Heat] | Warehouse | Cooling | NC | 1 | 0.93833 | 0.90372 | 0.87456 | 0.82735 | 0.82156 | 0.82043 | 0.7985 | 0.79589 | 0.78609
| Cool Roof_Com, E - Cool [Building w Propane Heat] | Warehouse | Cooling | RET | 0.1 | 0.097332 | 0.10196 | 0.10084 | 0.10032 | 0.10059 | 0.099455 | 0.10179 | 0.10273 | 0.10052
| Cool Roof_Com, P - Heat [Building w Propane Heat] | Warehouse |  | NC | 1 | 0.93756 | 0.90356 | 0.86352 | 0.81845 | 0.7872 | 0.77324 | 0.7629 | 0.75353 | 0.74091
| Cool Roof_Com, P - Heat [Building w Propane Heat] | Warehouse |  | RET | 0.1 | 0.098815 | 0.098374 | 0.09739 | 0.096516 | 0.095684 | 0.094967 | 0.094216 | 0.093466 | 0.092665
| GSHP_Com, E - Cool | Warehouse | Cooling | RET | 0.1 | 0.087647 | 0.08268 | 0.073635 | 0.065966 | 0.059562 | 0.053031 | 0.048875 | 0.044419 | 0.039138
| GSHP_Com, E - Cool | Warehouse | Cooling | REPL | 1 | 0.77865 | 0.71373 | 0.60504 | 0.5016 | 0.40235 | 0.29836 | 0.20358 | 0.10273 | 1.395e-16
| GSHP_Com, E - Heat | Warehouse | Space Heating | RET | 0.1 | 0.087647 | 0.08268 | 0.073635 | 0.065966 | 0.059562 | 0.053031 | 0.048875 | 0.044419 | 0.039138
| GSHP_Com, E - Heat | Warehouse | Space Heating | REPL | 1 | 0.77865 | 0.71373 | 0.60504 | 0.5016 | 0.40235 | 0.29836 | 0.20358 | 0.10273 | 1.395e-16
| Unitary HP_Com, E - Cool | Warehouse | Cooling | NC | 1 | 0.93833 | 0.90372 | 0.87456 | 0.82735 | 0.82156 | 0.82043 | 0.7985 | 0.79589 | 0.78609
| Unitary HP_Com, E - Cool | Warehouse | Cooling | RET | 0.1 | 0.092646 | 0.09238 | 0.086966 | 0.082352 | 0.078598 | 0.07397 | 0.083793 | 0.092335 | 0.09758
| Unitary HP_Com, E - Cool | Warehouse | Cooling | REPL | 1 | 0.77865 | 0.71373 | 0.60504 | 0.5016 | 0.40235 | 0.29836 | 0.32088 | 0.33951 | 0.34751
| Unitary HP_Com, E - Heat | Warehouse | Space Heating | NC | 1 | 0.93833 | 0.90372 | 0.87456 | 0.82735 | 0.82156 | 0.82043 | 0.7985 | 0.79589 | 0.78609
| Unitary HP_Com, E - Heat | Warehouse | Space Heating | RET | 0.1 | 0.092646 | 0.09238 | 0.086966 | 0.082352 | 0.078598 | 0.07397 | 0.083793 | 0.092335 | 0.09758
| Unitary HP_Com, E - Heat | Warehouse | Space Heating | REPL | 1 | 0.77865 | 0.71373 | 0.60504 | 0.5016 | 0.40235 | 0.29836 | 0.32088 | 0.33951 | 0.34751
| PTHP_Com, E - Cool | Warehouse | Cooling | NC | 0 | 0 | 0 | 0 | 0 | 0 | 0 | 0 | 0 | 0
| PTHP_Com, E - Cool | Warehouse | Cooling | RET | 0 | 0 | 0 | 0 | 0 | 0 | 0 | 0 | 0 | 0
| PTHP_Com, E - Cool | Warehouse | Cooling | REPL | 0 | 0 | 0 | 0 | 0 | 0 | 0 | 0 | 0 | 0
| PTHP_Com, E - Heat | Warehouse | Space Heating | NC | 0 | 0 | 0 | 0 | 0 | 0 | 0 | 0 | 0 | 0
| PTHP_Com, E - Heat | Warehouse | Space Heating | RET | 0 | 0 | 0 | 0 | 0 | 0 | 0 | 0 | 0 | 0
| PTHP_Com, E - Heat | Warehouse | Space Heating | REPL | 0 | 0 | 0 | 0 | 0 | 0 | 0 | 0 | 0 | 0
| Minisplit Ductless HP_Com, E - Cool | Warehouse | Cooling | RET | 0.1 | 0.088491 | 0.084279 | 0.075782 | 0.068543 | 0.062484 | 0.056168 | 0.054338 | 0.051952 | 0.048264
| Minisplit Ductless HP_Com, E - Cool | Warehouse | Cooling | REPL | 1 | 0.77865 | 0.71373 | 0.60504 | 0.5016 | 0.40235 | 0.29836 | 0.22432 | 0.14459 | 0.061433
| Minisplit Ductless HP_Com, E - Heat | Warehouse | Space Heating | RET | 0.1 | 0.088491 | 0.084279 | 0.075782 | 0.068543 | 0.062484 | 0.056168 | 0.054338 | 0.051952 | 0.048264
| Minisplit Ductless HP_Com, E - Heat | Warehouse | Space Heating | REPL | 1 | 0.77865 | 0.71373 | 0.60504 | 0.5016 | 0.40235 | 0.29836 | 0.22432 | 0.14459 | 0.061433
| Programmable TStat_Com, E - Cool [Building w Elec Heat] | Warehouse | Cooling | NC | 0 | 0 | 0 | 0 | 0 | 0 | 0 | 0 | 0 | 0
| Programmable TStat_Com, E - Heat [Building w Elec Heat] | Warehouse | Space Heating | NC | 0 | 0 | 0 | 0 | 0 | 0 | 0 | 0 | 0 | 0
| Programmable TStat_Com, E - Cool [Building w Gas Heat] | Warehouse | Cooling | NC | 0 | 0 | 0 | 0 | 0 | 0 | 0 | 0 | 0 | 0
| Programmable TStat_Com, E - Cool [Building w Gas Heat] | Warehouse | Cooling | RET | 0 | 0 | 0 | 0 | 0 | 0 | 0 | 0 | 0 | 0
| Programmable TStat_Com, G - Heat [Building w Gas Heat] | Warehouse |  | NC | 0 | 0 | 0 | 0 | 0 | 0 | 0 | 0 | 0 | 0
| Programmable TStat_Com, G - Heat [Building w Gas Heat] | Warehouse |  | RET | 0 | 0 | 0 | 0 | 0 | 0 | 0 | 0 | 0 | 0
| Programmable TStat_Com, E - Cool [Building w Propane Heat] | Warehouse | Cooling | NC | 0 | 0 | 0 | 0 | 0 | 0 | 0 | 0 | 0 | 0
| Programmable TStat_Com, E - Cool [Building w Propane Heat] | Warehouse | Cooling | RET | 0 | 0 | 0 | 0 | 0 | 0 | 0 | 0 | 0 | 0
| Programmable TStat_Com, P - Heat [Building w Propane Heat] | Warehouse |  | NC | 0 | 0 | 0 | 0 | 0 | 0 | 0 | 0 | 0 | 0
| Programmable TStat_Com, P - Heat [Building w Propane Heat] | Warehouse |  | RET | 0 | 0 | 0 | 0 | 0 | 0 | 0 | 0 | 0 | 0
| Programmable TStat_Com, E - Cool [Building w Oil Heat] | Warehouse | Cooling | NC | 0 | 0 | 0 | 0 | 0 | 0 | 0 | 0 | 0 | 0
| Programmable TStat_Com, E - Cool [Building w Oil Heat] | Warehouse | Cooling | RET | 0 | 0 | 0 | 0 | 0 | 0 | 0 | 0 | 0 | 0
| Programmable TStat_Com, O - Heat [Building w Oil Heat] | Warehouse |  | NC | 0 | 0 | 0 | 0 | 0 | 0 | 0 | 0 | 0 | 0
| Programmable TStat_Com, O - Heat [Building w Oil Heat] | Warehouse |  | RET | 0 | 0 | 0 | 0 | 0 | 0 | 0 | 0 | 0 | 0
| Smart TStat_Com, E - Cool [Building w Elec Heat] | Warehouse | Cooling | NC | 1 | 0.93833 | 0.90372 | 0.87456 | 0.82735 | 0.82156 | 0.82043 | 0.7985 | 0.79589 | 0.78609
| Smart TStat_Com, E - Cool [Building w Elec Heat] | Warehouse | Cooling | RET | 0.1 | 0.097332 | 0.10196 | 0.10084 | 0.10032 | 0.10059 | 0.099455 | 0.10179 | 0.10273 | 0.10052
| Smart TStat_Com, E - Heat [Building w Elec Heat] | Warehouse | Space Heating | NC | 1 | 0.93833 | 0.90372 | 0.87456 | 0.82735 | 0.82156 | 0.82043 | 0.7985 | 0.79589 | 0.78609
| Smart TStat_Com, E - Heat [Building w Elec Heat] | Warehouse | Space Heating | RET | 0.1 | 0.097332 | 0.10196 | 0.10084 | 0.10032 | 0.10059 | 0.099455 | 0.10179 | 0.10273 | 0.10052
| Smart TStat_Com, E - Cool [Building w Gas Heat] | Warehouse | Cooling | NC | 1 | 0.93833 | 0.90372 | 0.87456 | 0.82735 | 0.82156 | 0.82043 | 0.7985 | 0.79589 | 0.78609
| Smart TStat_Com, E - Cool [Building w Gas Heat] | Warehouse | Cooling | RET | 0.1 | 0.097332 | 0.10196 | 0.10084 | 0.10032 | 0.10059 | 0.099455 | 0.10179 | 0.10273 | 0.10052
| Smart TStat_Com, G - Heat [Building w Gas Heat] | Warehouse |  | NC | 1 | 0.94759 | 0.91754 | 0.87973 | 0.83964 | 0.81496 | 0.80903 | 0.80762 | 0.8088 | 0.80611
| Smart TStat_Com, G - Heat [Building w Gas Heat] | Warehouse |  | RET | 0.1 | 0.099873 | 0.099896 | 0.099218 | 0.099015 | 0.099059 | 0.099362 | 0.099739 | 0.10032 | 0.10082
| Smart TStat_Com, E - Cool [Building w Propane Heat] | Warehouse | Cooling | NC | 1 | 0.93833 | 0.90372 | 0.87456 | 0.82735 | 0.82156 | 0.82043 | 0.7985 | 0.79589 | 0.78609
| Smart TStat_Com, E - Cool [Building w Propane Heat] | Warehouse | Cooling | RET | 0.1 | 0.097332 | 0.10196 | 0.10084 | 0.10032 | 0.10059 | 0.099455 | 0.10179 | 0.10273 | 0.10052
| Smart TStat_Com, P - Heat [Building w Propane Heat] | Warehouse |  | NC | 1 | 0.93756 | 0.90356 | 0.86352 | 0.81845 | 0.7872 | 0.77324 | 0.7629 | 0.75353 | 0.74091
| Smart TStat_Com, P - Heat [Building w Propane Heat] | Warehouse |  | RET | 0.1 | 0.098815 | 0.098374 | 0.09739 | 0.096516 | 0.095684 | 0.094967 | 0.094216 | 0.093466 | 0.092665
| Smart TStat_Com, E - Cool [Building w Oil Heat] | Warehouse | Cooling | NC | 1 | 0.93833 | 0.90372 | 0.87456 | 0.82735 | 0.82156 | 0.82043 | 0.7985 | 0.79589 | 0.78609
| Smart TStat_Com, E - Cool [Building w Oil Heat] | Warehouse | Cooling | RET | 0.1 | 0.097332 | 0.10196 | 0.10084 | 0.10032 | 0.10059 | 0.099455 | 0.10179 | 0.10273 | 0.10052
| Smart TStat_Com, O - Heat [Building w Oil Heat] | Warehouse |  | NC | 1 | 0.93756 | 0.90356 | 0.86352 | 0.81845 | 0.7872 | 0.77324 | 0.7629 | 0.75353 | 0.74091
| Smart TStat_Com, O - Heat [Building w Oil Heat] | Warehouse |  | RET | 0.1 | 0.098815 | 0.098374 | 0.09739 | 0.096516 | 0.095684 | 0.094967 | 0.094216 | 0.093466 | 0.092665
| Boiler Blowdown Controls_Com, G - Heat | Warehouse |  | RET | 0.1 | 0.099873 | 0.099896 | 0.099218 | 0.099015 | 0.099059 | 0.099362 | 0.099739 | 0.10032 | 0.10082
| Boiler Blowdown Controls_Com, O - Heat | Warehouse |  | RET | 0.1 | 0.098815 | 0.098374 | 0.09739 | 0.096516 | 0.095684 | 0.094967 | 0.094216 | 0.093466 | 0.092665
| Boiler Blowdown Controls_Com, P - Heat | Warehouse |  | RET | 0.1 | 0.098815 | 0.098374 | 0.09739 | 0.096516 | 0.095684 | 0.094967 | 0.094216 | 0.093466 | 0.092665
| Boiler Modifications_Com, G - Heat | Warehouse |  | RET | 0.1 | 0.099873 | 0.099896 | 0.099218 | 0.099015 | 0.099059 | 0.099362 | 0.099739 | 0.10032 | 0.10082
| Boiler Modifications_Com, O - Heat | Warehouse |  | RET | 0.1 | 0.098815 | 0.098374 | 0.09739 | 0.096516 | 0.095684 | 0.094967 | 0.094216 | 0.093466 | 0.092665
| Boiler Modifications_Com, P - Heat | Warehouse |  | RET | 0.1 | 0.098815 | 0.098374 | 0.09739 | 0.096516 | 0.095684 | 0.094967 | 0.094216 | 0.093466 | 0.092665
| Boilers_Com, G - Heat | Warehouse |  | NC | 1 | 0.94759 | 0.91754 | 0.87973 | 0.83964 | 0.81496 | 0.80903 | 0.80762 | 0.8088 | 0.80611
| Boilers_Com, G - Heat | Warehouse |  | RET | 0.1 | 0.092555 | 0.085793 | 0.078967 | 0.073031 | 0.06771 | 0.062941 | 0.05855 | 0.054577 | 0.050829
| Boilers_Com, G - Heat | Warehouse |  | REPL | 1 | 0.79898 | 0.69928 | 0.59531 | 0.49508 | 0.39624 | 0.29809 | 0.19948 | 0.10032 | 1.3992e-16
| Boilers_Com, O - Heat | Warehouse |  | NC | 1 | 0.93756 | 0.90356 | 0.86352 | 0.81845 | 0.7872 | 0.77324 | 0.7629 | 0.75353 | 0.74091
| Boilers_Com, O - Heat | Warehouse |  | RET | 0.1 | 0.090915 | 0.083274 | 0.07585 | 0.06916 | 0.063082 | 0.057604 | 0.05258 | 0.047991 | 0.043776
| Boilers_Com, O - Heat | Warehouse |  | REPL | 1 | 0.79052 | 0.68862 | 0.58434 | 0.48258 | 0.38274 | 0.2849 | 0.18843 | 0.093466 | 1.286e-16
| Boilers_Com, P - Heat | Warehouse |  | NC | 1 | 0.93756 | 0.90356 | 0.86352 | 0.81845 | 0.7872 | 0.77324 | 0.7629 | 0.75353 | 0.74091
| Boilers_Com, P - Heat | Warehouse |  | RET | 0.1 | 0.091245 | 0.083879 | 0.076678 | 0.070169 | 0.064234 | 0.058869 | 0.053929 | 0.049401 | 0.045226
| Boilers_Com, P - Heat | Warehouse |  | REPL | 1 | 0.79052 | 0.68862 | 0.58434 | 0.48258 | 0.38274 | 0.2849 | 0.18843 | 0.093466 | 1.286e-16
| Furnace_Com, G - Heat | Warehouse |  | NC | 1 | 0.94759 | 0.91754 | 0.87973 | 0.83964 | 0.81496 | 0.80903 | 0.80762 | 0.8088 | 0.80611
| Furnace_Com, G - Heat | Warehouse |  | RET | 0.1 | 0.093815 | 0.088145 | 0.082235 | 0.077089 | 0.072445 | 0.068259 | 0.064361 | 0.060811 | 0.057405
| Furnace_Com, G - Heat | Warehouse |  | REPL | 1 | 0.79898 | 0.69928 | 0.59531 | 0.49508 | 0.39624 | 0.29809 | 0.19948 | 0.10032 | 1.3992e-16
| Furnace_Com, O - Heat | Warehouse |  | NC | 1 | 0.93756 | 0.90356 | 0.86352 | 0.81845 | 0.7872 | 0.77324 | 0.7629 | 0.75353 | 0.74091
| Furnace_Com, O - Heat | Warehouse |  | RET | 0.1 | 0.08992 | 0.081461 | 0.073386 | 0.066182 | 0.059705 | 0.053923 | 0.048681 | 0.043947 | 0.039648
| Furnace_Com, O - Heat | Warehouse |  | REPL | 1 | 0.79052 | 0.68862 | 0.58434 | 0.48258 | 0.38274 | 0.2849 | 0.18843 | 0.093466 | 1.286e-16
| Furnace_Com, P - Heat | Warehouse |  | NC | 1 | 0.93756 | 0.90356 | 0.86352 | 0.81845 | 0.7872 | 0.77324 | 0.7629 | 0.75353 | 0.74091
| Furnace_Com, P - Heat | Warehouse |  | RET | 0.1 | 0.091371 | 0.08411 | 0.076995 | 0.070556 | 0.064678 | 0.059357 | 0.054451 | 0.049948 | 0.045789
| Furnace_Com, P - Heat | Warehouse |  | REPL | 1 | 0.79052 | 0.68862 | 0.58434 | 0.48258 | 0.38274 | 0.2849 | 0.18843 | 0.093466 | 1.286e-16
| Unit Heater_Com, G - Heat | Warehouse |  | NC | 1 | 0.94759 | 0.91754 | 0.87973 | 0.83964 | 0.81496 | 0.80903 | 0.80762 | 0.8088 | 0.80611
| Unit Heater_Com, G - Heat | Warehouse |  | RET | 0.1 | 0.091973 | 0.084718 | 0.077486 | 0.071211 | 0.065608 | 0.060603 | 0.056021 | 0.056002 | 0.055959
| Unit Heater_Com, G - Heat | Warehouse |  | REPL | 1 | 0.79898 | 0.69928 | 0.59531 | 0.49508 | 0.39624 | 0.29809 | 0.19948 | 0.14143 | 0.082627
| Unit Heater_Com, P - Heat | Warehouse |  | NC | 1 | 0.93756 | 0.90356 | 0.86352 | 0.81845 | 0.7872 | 0.77324 | 0.7629 | 0.75353 | 0.74091
| Unit Heater_Com, P - Heat | Warehouse |  | RET | 0.1 | 0.088934 | 0.079683 | 0.070997 | 0.063324 | 0.0565 | 0.050469 | 0.045063 | 0.040234 | 0.0359
| Unit Heater_Com, P - Heat | Warehouse |  | REPL | 1 | 0.79052 | 0.68862 | 0.58434 | 0.48258 | 0.38274 | 0.2849 | 0.18843 | 0.093466 | 1.286e-16
| Destratification Fans_Com, G - Heat | Warehouse |  | NC | 1 | 0.94759 | 0.91754 | 0.87973 | 0.83964 | 0.81496 | 0.80903 | 0.80762 | 0.8088 | 0.80611
| Destratification Fans_Com, G - Heat | Warehouse |  | RET | 0.1 | 0.094879 | 0.090157 | 0.085067 | 0.080648 | 0.07665 | 0.07304 | 0.080734 | 0.088292 | 0.095496
| Destratification Fans_Com, G - Heat | Warehouse |  | REPL | 1 | 0.79898 | 0.69928 | 0.59531 | 0.49508 | 0.39624 | 0.29809 | 0.3103 | 0.32326 | 0.33607
| Destratification Fans_Com, O - Heat | Warehouse |  | NC | 1 | 0.93756 | 0.90356 | 0.86352 | 0.81845 | 0.7872 | 0.77324 | 0.7629 | 0.75353 | 0.74091
| Destratification Fans_Com, O - Heat | Warehouse |  | RET | 0.1 | 0.093874 | 0.088783 | 0.083499 | 0.078613 | 0.074039 | 0.069809 | 0.076263 | 0.082258 | 0.087771
| Destratification Fans_Com, O - Heat | Warehouse |  | REPL | 1 | 0.79052 | 0.68862 | 0.58434 | 0.48258 | 0.38274 | 0.2849 | 0.29312 | 0.30117 | 0.30888
| Destratification Fans_Com, P - Heat | Warehouse |  | NC | 1 | 0.93756 | 0.90356 | 0.86352 | 0.81845 | 0.7872 | 0.77324 | 0.7629 | 0.75353 | 0.74091
| Destratification Fans_Com, P - Heat | Warehouse |  | RET | 0.1 | 0.093874 | 0.088783 | 0.083499 | 0.078613 | 0.074039 | 0.069809 | 0.076263 | 0.082258 | 0.087771
| Destratification Fans_Com, P - Heat | Warehouse |  | REPL | 1 | 0.79052 | 0.68862 | 0.58434 | 0.48258 | 0.38274 | 0.2849 | 0.29312 | 0.30117 | 0.30888
| Energy Recovery Ventilator_Com, G - Heat | Warehouse |  | NC | 0.8 | 0.75807 | 0.73403 | 0.70378 | 0.67171 | 0.65197 | 0.64722 | 0.6461 | 0.64704 | 0.64489
| Energy Recovery Ventilator_Com, G - Heat | Warehouse |  | RET | 0.08 | 0.073107 | 0.066909 | 0.060806 | 0.055523 | 0.050827 | 0.046649 | 0.045505 | 0.044556 | 0.043659
| Energy Recovery Ventilator_Com, G - Heat | Warehouse |  | REPL | 0.8 | 0.63919 | 0.55942 | 0.47625 | 0.39606 | 0.31699 | 0.23847 | 0.18618 | 0.13376 | 0.080656
| Energy Recovery Ventilator_Com, O - Heat | Warehouse |  | NC | 0.8 | 0.75005 | 0.72285 | 0.69081 | 0.65476 | 0.62976 | 0.61859 | 0.61032 | 0.60282 | 0.59273
| Energy Recovery Ventilator_Com, O - Heat | Warehouse |  | RET | 0.08 | 0.072333 | 0.065889 | 0.059685 | 0.054122 | 0.049095 | 0.044585 | 0.042985 | 0.041511 | 0.040128
| Energy Recovery Ventilator_Com, O - Heat | Warehouse |  | REPL | 0.8 | 0.63242 | 0.5509 | 0.46747 | 0.38607 | 0.30619 | 0.22792 | 0.17587 | 0.12462 | 0.074132
| Energy Recovery Ventilator_Com, P - Heat | Warehouse |  | NC | 0.8 | 0.75005 | 0.72285 | 0.69081 | 0.65476 | 0.62976 | 0.61859 | 0.61032 | 0.60282 | 0.59273
| Energy Recovery Ventilator_Com, P - Heat | Warehouse |  | RET | 0.08 | 0.072333 | 0.065889 | 0.059685 | 0.054122 | 0.049095 | 0.044585 | 0.042985 | 0.041511 | 0.040128
| Energy Recovery Ventilator_Com, P - Heat | Warehouse |  | REPL | 0.8 | 0.63242 | 0.5509 | 0.46747 | 0.38607 | 0.30619 | 0.22792 | 0.17587 | 0.12462 | 0.074132
| Forced Air Heating Maintenance_Com, G - Heat | Warehouse |  | RET | 0.1 | 0.099873 | 0.099896 | 0.099218 | 0.099015 | 0.099059 | 0.099362 | 0.099739 | 0.10032 | 0.10082
| Forced Air Heating Maintenance_Com, O - Heat | Warehouse |  | RET | 0.1 | 0.098815 | 0.098374 | 0.09739 | 0.096516 | 0.095684 | 0.094967 | 0.094216 | 0.093466 | 0.092665
| Forced Air Heating Maintenance_Com, P - Heat | Warehouse |  | RET | 0.1 | 0.098815 | 0.098374 | 0.09739 | 0.096516 | 0.095684 | 0.094967 | 0.094216 | 0.093466 | 0.092665
| Infrared Heater_Com, G - Heat | Warehouse |  | NC | 1 | 0.94759 | 0.91754 | 0.87973 | 0.83964 | 0.81496 | 0.80903 | 0.80762 | 0.8088 | 0.80611
| Infrared Heater_Com, G - Heat | Warehouse |  | RET | 0.1 | 0.09901 | 0.098178 | 0.096669 | 0.095639 | 0.094855 | 0.094323 | 0.093864 | 0.10032 | 0.10082
| Infrared Heater_Com, G - Heat | Warehouse |  | REPL | 1 | 0.79898 | 0.69928 | 0.59531 | 0.49508 | 0.39624 | 0.29809 | 0.19948 | 0.28004 | 0.36123
| Steam Trap Maintenance_Com, G - Heat | Warehouse |  | RET | 0.1 | 0.099873 | 0.099896 | 0.099218 | 0.099015 | 0.099059 | 0.099362 | 0.099739 | 0.10032 | 0.10082
| Steam Trap Maintenance_Com, O - Heat | Warehouse |  | RET | 0.1 | 0.098815 | 0.098374 | 0.09739 | 0.096516 | 0.095684 | 0.094967 | 0.094216 | 0.093466 | 0.092665
| Windows_Com, E - Cool [Building w Elec Heat] | Warehouse | Cooling | NC | 1 | 0.93833 | 0.90372 | 0.87456 | 0.82735 | 0.82156 | 0.82043 | 0.7985 | 0.79589 | 0.78609
| Windows_Com, E - Heat [Building w Elec Heat] | Warehouse | Space Heating | NC | 1 | 0.93833 | 0.90372 | 0.87456 | 0.82735 | 0.82156 | 0.82043 | 0.7985 | 0.79589 | 0.78609
| Windows_Com, E - Cool [Building w Gas Heat] | Warehouse | Cooling | NC | 1 | 0.93833 | 0.90372 | 0.87456 | 0.82735 | 0.82156 | 0.82043 | 0.7985 | 0.79589 | 0.78609
| Windows_Com, G - Heat [Building w Gas Heat] | Warehouse |  | NC | 1 | 0.94759 | 0.91754 | 0.87973 | 0.83964 | 0.81496 | 0.80903 | 0.80762 | 0.8088 | 0.80611
| Windows_Com, E - Cool [Building w Oil Heat] | Warehouse | Cooling | NC | 1 | 0.93833 | 0.90372 | 0.87456 | 0.82735 | 0.82156 | 0.82043 | 0.7985 | 0.79589 | 0.78609
| Windows_Com, O - Heat [Building w Oil Heat] | Warehouse |  | NC | 1 | 0.93756 | 0.90356 | 0.86352 | 0.81845 | 0.7872 | 0.77324 | 0.7629 | 0.75353 | 0.74091
| Windows_Com, E - Cool [Building w Propane Heat] | Warehouse | Cooling | NC | 1 | 0.93833 | 0.90372 | 0.87456 | 0.82735 | 0.82156 | 0.82043 | 0.7985 | 0.79589 | 0.78609
| Windows_Com, P - Heat [Building w Propane Heat] | Warehouse |  | NC | 1 | 0.93756 | 0.90356 | 0.86352 | 0.81845 | 0.7872 | 0.77324 | 0.7629 | 0.75353 | 0.74091
| Window Film_Com, E - Cool [Building w Elec Heat] | Warehouse | Cooling | RET | 0 | 0 | 0 | 0 | 0 | 0 | 0 | 0 | 0 | 0
| Window Film_Com, E - Heat [Building w Elec Heat] | Warehouse | Space Heating | RET | 0 | 0 | 0 | 0 | 0 | 0 | 0 | 0 | 0 | 0
| Window Film_Com, E - Cool [Building w Gas Heat] | Warehouse | Cooling | RET | 0 | 0 | 0 | 0 | 0 | 0 | 0 | 0 | 0 | 0
| Window Film_Com, G - Heat [Building w Gas Heat] | Warehouse |  | RET | 0 | 0 | 0 | 0 | 0 | 0 | 0 | 0 | 0 | 0
| Window Film_Com, E - Cool [Building w Oil Heat] | Warehouse | Cooling | RET | 0 | 0 | 0 | 0 | 0 | 0 | 0 | 0 | 0 | 0
| Window Film_Com, O - Heat [Building w Oil Heat] | Warehouse |  | RET | 0 | 0 | 0 | 0 | 0 | 0 | 0 | 0 | 0 | 0
| Window Film_Com, E - Cool [Building w Propane Heat] | Warehouse | Cooling | RET | 0 | 0 | 0 | 0 | 0 | 0 | 0 | 0 | 0 | 0
| Window Film_Com, P - Heat [Building w Propane Heat] | Warehouse |  | RET | 0 | 0 | 0 | 0 | 0 | 0 | 0 | 0 | 0 | 0
| Motors and Fans_Com, E - Vent | Warehouse | Ventilation | NC | 1 | 0.93833 | 0.90372 | 0.87456 | 0.82735 | 0.82156 | 0.82043 | 0.7985 | 0.79589 | 0.78609
| Motors and Fans_Com, E - Vent | Warehouse | Ventilation | RET | 0.1 | 0.087696 | 0.082772 | 0.073758 | 0.066113 | 0.059727 | 0.053208 | 0.049292 | 0.045051 | 0.03994
| Motors and Fans_Com, E - Vent | Warehouse | Ventilation | REPL | 1 | 0.77865 | 0.71373 | 0.60504 | 0.5016 | 0.40235 | 0.29836 | 0.20584 | 0.1073 | 0.0067012
| ECM Furnace Motors_Com, E - Vent | Warehouse | Ventilation | RET | 0.1 | 0.097332 | 0.10196 | 0.10084 | 0.10032 | 0.10059 | 0.099455 | 0.10179 | 0.10273 | 0.10052
| VFD on HVAC System_Com, E - Vent | Warehouse | Ventilation | RET | 0.1 | 0.097332 | 0.10196 | 0.10084 | 0.10032 | 0.10059 | 0.099455 | 0.10179 | 0.10273 | 0.10052
| Kitchen DCV_Com, E - Vent [Building w Elec Heat] | Warehouse | Ventilation | NC | 1 | 0.93833 | 0.90372 | 0.87456 | 0.82735 | 0.82156 | 0.82043 | 0.7985 | 0.79589 | 0.78609
| Kitchen DCV_Com, E - Vent [Building w Elec Heat] | Warehouse | Ventilation | RET | 0.1 | 0.08828 | 0.083878 | 0.075241 | 0.067892 | 0.061742 | 0.055369 | 0.052982 | 0.050097 | 0.046023
| Kitchen DCV_Com, E - Vent [Building w Elec Heat] | Warehouse | Ventilation | REPL | 1 | 0.77865 | 0.71373 | 0.60504 | 0.5016 | 0.40235 | 0.29836 | 0.21941 | 0.13469 | 0.046908
| Kitchen DCV_Com, E - Heat [Building w Elec Heat] | Warehouse | Space Heating | NC | 1 | 0.93833 | 0.90372 | 0.87456 | 0.82735 | 0.82156 | 0.82043 | 0.7985 | 0.79589 | 0.78609
| Kitchen DCV_Com, E - Heat [Building w Elec Heat] | Warehouse | Space Heating | RET | 0.1 | 0.08828 | 0.083878 | 0.075241 | 0.067892 | 0.061742 | 0.055369 | 0.052982 | 0.050097 | 0.046023
| Kitchen DCV_Com, E - Heat [Building w Elec Heat] | Warehouse | Space Heating | REPL | 1 | 0.77865 | 0.71373 | 0.60504 | 0.5016 | 0.40235 | 0.29836 | 0.21941 | 0.13469 | 0.046908
| Kitchen DCV_Com, E - Vent [Building w Gas Heat] | Warehouse | Ventilation | NC | 1 | 0.93833 | 0.90372 | 0.87456 | 0.82735 | 0.82156 | 0.82043 | 0.7985 | 0.79589 | 0.78609
| Kitchen DCV_Com, E - Vent [Building w Gas Heat] | Warehouse | Ventilation | RET | 0.1 | 0.08828 | 0.083878 | 0.075241 | 0.067892 | 0.061742 | 0.055369 | 0.052982 | 0.050097 | 0.046023
| Kitchen DCV_Com, E - Vent [Building w Gas Heat] | Warehouse | Ventilation | REPL | 1 | 0.77865 | 0.71373 | 0.60504 | 0.5016 | 0.40235 | 0.29836 | 0.21941 | 0.13469 | 0.046908
| Kitchen DCV_Com, G - Heat [Building w Gas Heat] | Warehouse |  | NC | 1 | 0.94759 | 0.91754 | 0.87973 | 0.83964 | 0.81496 | 0.80903 | 0.80762 | 0.8088 | 0.80611
| Kitchen DCV_Com, G - Heat [Building w Gas Heat] | Warehouse |  | RET | 0.1 | 0.090585 | 0.08218 | 0.074031 | 0.067009 | 0.060804 | 0.055318 | 0.051915 | 0.048923 | 0.046161
| Kitchen DCV_Com, G - Heat [Building w Gas Heat] | Warehouse |  | REPL | 1 | 0.79898 | 0.69928 | 0.59531 | 0.49508 | 0.39624 | 0.29809 | 0.21499 | 0.13153 | 0.047049
| Kitchen DCV_Com, E - Vent [Building w Oil Heat] | Warehouse | Ventilation | NC | 1 | 0.93833 | 0.90372 | 0.87456 | 0.82735 | 0.82156 | 0.82043 | 0.7985 | 0.79589 | 0.78609
| Kitchen DCV_Com, E - Vent [Building w Oil Heat] | Warehouse | Ventilation | RET | 0.1 | 0.08828 | 0.083878 | 0.075241 | 0.067892 | 0.061742 | 0.055369 | 0.052982 | 0.050097 | 0.046023
| Kitchen DCV_Com, E - Vent [Building w Oil Heat] | Warehouse | Ventilation | REPL | 1 | 0.77865 | 0.71373 | 0.60504 | 0.5016 | 0.40235 | 0.29836 | 0.21941 | 0.13469 | 0.046908
| Kitchen DCV_Com, O - Heat [Building w Oil Heat] | Warehouse |  | NC | 1 | 0.93756 | 0.90356 | 0.86352 | 0.81845 | 0.7872 | 0.77324 | 0.7629 | 0.75353 | 0.74091
| Kitchen DCV_Com, O - Heat [Building w Oil Heat] | Warehouse |  | RET | 0.1 | 0.089625 | 0.080927 | 0.072666 | 0.065318 | 0.058732 | 0.052871 | 0.04904 | 0.045579 | 0.042427
| Kitchen DCV_Com, O - Heat [Building w Oil Heat] | Warehouse |  | REPL | 1 | 0.79052 | 0.68862 | 0.58434 | 0.48258 | 0.38274 | 0.2849 | 0.20309 | 0.12254 | 0.043244
| Kitchen DCV_Com, E - Vent [Building w Oil Heat] | Warehouse | Ventilation | NC | 1 | 0.93833 | 0.90372 | 0.87456 | 0.82735 | 0.82156 | 0.82043 | 0.7985 | 0.79589 | 0.78609
| Kitchen DCV_Com, E - Vent [Building w Oil Heat] | Warehouse | Ventilation | RET | 0.1 | 0.08828 | 0.083878 | 0.075241 | 0.067892 | 0.061742 | 0.055369 | 0.052982 | 0.050097 | 0.046023
| Kitchen DCV_Com, E - Vent [Building w Oil Heat] | Warehouse | Ventilation | REPL | 1 | 0.77865 | 0.71373 | 0.60504 | 0.5016 | 0.40235 | 0.29836 | 0.21941 | 0.13469 | 0.046908
| Kitchen DCV_Com, P - Heat [Building w Propane Heat] | Warehouse |  | NC | 1 | 0.93756 | 0.90356 | 0.86352 | 0.81845 | 0.7872 | 0.77324 | 0.7629 | 0.75353 | 0.74091
| Kitchen DCV_Com, P - Heat [Building w Propane Heat] | Warehouse |  | RET | 0.1 | 0.089625 | 0.080927 | 0.072666 | 0.065318 | 0.058732 | 0.052871 | 0.04904 | 0.045579 | 0.042427
| Kitchen DCV_Com, P - Heat [Building w Propane Heat] | Warehouse |  | REPL | 1 | 0.79052 | 0.68862 | 0.58434 | 0.48258 | 0.38274 | 0.2849 | 0.20309 | 0.12254 | 0.043244
| Duct Sealing Regulated_Com, E - Vent [Building w Elec Heat] | Warehouse | Ventilation | RET | 0.1 | 0.097332 | 0.10196 | 0.10084 | 0.10032 | 0.10059 | 0.099455 | 0.10179 | 0.10273 | 0.10052
| Duct Sealing Regulated_Com, E - Heat [Building w Elec Heat] | Warehouse | Space Heating | RET | 0.1 | 0.097332 | 0.10196 | 0.10084 | 0.10032 | 0.10059 | 0.099455 | 0.10179 | 0.10273 | 0.10052
| Duct Sealing Regulated_Com, E - Cool [Building w Elec Heat] | Warehouse | Cooling | RET | 0.1 | 0.097332 | 0.10196 | 0.10084 | 0.10032 | 0.10059 | 0.099455 | 0.10179 | 0.10273 | 0.10052
| Duct Sealing Regulated_Com, E - Vent [Building w Gas Heat] | Warehouse | Ventilation | RET | 0.1 | 0.097332 | 0.10196 | 0.10084 | 0.10032 | 0.10059 | 0.099455 | 0.10179 | 0.10273 | 0.10052
| Duct Sealing Regulated_Com, G - Heat [Building w Gas Heat] | Warehouse |  | RET | 0.1 | 0.099873 | 0.099896 | 0.099218 | 0.099015 | 0.099059 | 0.099362 | 0.099739 | 0.10032 | 0.10082
| Duct Sealing Regulated_Com, E - Cool [Building w Gas Heat] | Warehouse | Cooling | RET | 0.1 | 0.097332 | 0.10196 | 0.10084 | 0.10032 | 0.10059 | 0.099455 | 0.10179 | 0.10273 | 0.10052
| Duct Sealing Non Regulated_Com, E - Vent [Building w Oil Heat] | Warehouse | Ventilation | RET | 0.1 | 0.097332 | 0.10196 | 0.10084 | 0.10032 | 0.10059 | 0.099455 | 0.10179 | 0.10273 | 0.10052
| Duct Sealing Non Regulated_Com, O - Heat [Building w Oil Heat] | Warehouse |  | RET | 0.1 | 0.098815 | 0.098374 | 0.09739 | 0.096516 | 0.095684 | 0.094967 | 0.094216 | 0.093466 | 0.092665
| Duct Sealing Non Regulated_Com, E - Cool [Building w Oil Heat] | Warehouse | Cooling | RET | 0.1 | 0.097332 | 0.10196 | 0.10084 | 0.10032 | 0.10059 | 0.099455 | 0.10179 | 0.10273 | 0.10052
| Duct Sealing Non Regulated_Com, E - Vent [Building w Propane Heat] | Warehouse | Ventilation | RET | 0.1 | 0.097332 | 0.10196 | 0.10084 | 0.10032 | 0.10059 | 0.099455 | 0.10179 | 0.10273 | 0.10052
| Duct Sealing Non Regulated_Com, P - Heat [Building w Propane Heat] | Warehouse |  | RET | 0.1 | 0.098815 | 0.098374 | 0.09739 | 0.096516 | 0.095684 | 0.094967 | 0.094216 | 0.093466 | 0.092665
| Duct Sealing Non Regulated_Com, E - Cool [Building w Propane Heat] | Warehouse | Cooling | RET | 0.1 | 0.097332 | 0.10196 | 0.10084 | 0.10032 | 0.10059 | 0.099455 | 0.10179 | 0.10273 | 0.10052
| Power Strip_Com, E - Plug [Tier 1] | Warehouse | Plug Loads | NC | 0 | 0 | 0 | 0 | 0 | 0 | 0 | 0 | 0 | 0
| Power Strip_Com, E - Plug [Tier 1] | Warehouse | Plug Loads | RET | 0 | 0 | 0 | 0 | 0 | 0 | 0 | 0 | 0 | 0
| Power Strip_Com, E - Plug [Tier 1] | Warehouse | Plug Loads | REPL | 0 | 0 | 0 | 0 | 0 | 0 | 0 | 0 | 0 | 0
| Power Strip_Com, E - Plug [Tier 2] | Warehouse | Plug Loads | NC | 1 | 0.93833 | 0.90372 | 0.87456 | 0.82735 | 0.82156 | 0.82043 | 0.7985 | 0.80393 | 0.80206
| Power Strip_Com, E - Plug [Tier 2] | Warehouse | Plug Loads | RET | 0.1 | 0.08796 | 0.083271 | 0.074426 | 0.068466 | 0.063596 | 0.058364 | 0.055557 | 0.072045 | 0.084618
| Power Strip_Com, E - Plug [Tier 2] | Warehouse | Plug Loads | REPL | 1 | 0.77865 | 0.71373 | 0.60504 | 0.51712 | 0.43349 | 0.34454 | 0.26659 | 0.38005 | 0.48047
| Computer Power Management_Com, E - Plug | Warehouse | Plug Loads | RET | 0.1 | 0.097332 | 0.10196 | 0.10084 | 0.10032 | 0.10059 | 0.099455 | 0.10179 | 0.10273 | 0.10052
| Vending Machine Controls_Com, E - Plug [Non-Refrigerated] | Warehouse | Plug Loads | RET | 0.1 | 0.097332 | 0.10196 | 0.10084 | 0.10032 | 0.10059 | 0.099455 | 0.10179 | 0.10273 | 0.10052
| Vending Machine Controls_Com, E - Plug [Refrigerated] | Warehouse | Plug Loads | RET | 0.1 | 0.097332 | 0.10196 | 0.10084 | 0.10032 | 0.10059 | 0.099455 | 0.10179 | 0.10273 | 0.10052
| Ovens_Com, E - Cook | Warehouse | Cooking | NC | 1 | 0.93833 | 0.90372 | 0.87456 | 0.82735 | 0.82156 | 0.82043 | 0.7985 | 0.79589 | 0.78609
| Ovens_Com, E - Cook | Warehouse | Cooking | REPL | 1 | 0.97332 | 1.0196 | 1.0084 | 1.0032 | 1.0059 | 0.99455 | 1.0179 | 1.0273 | 1.0052
| Fryers_Com, E - Cook | Warehouse | Cooking | NC | 1 | 0.93833 | 0.90372 | 0.87456 | 0.82735 | 0.82156 | 0.82043 | 0.7985 | 0.79589 | 0.78609
| Fryers_Com, E - Cook | Warehouse | Cooking | REPL | 1 | 0.97332 | 1.0196 | 1.0084 | 1.0032 | 1.0059 | 0.99455 | 1.0179 | 1.0273 | 1.0052
| Griddles_Com, E - Cook | Warehouse | Cooking | NC | 1 | 0.93833 | 0.90372 | 0.87456 | 0.82735 | 0.82156 | 0.82043 | 0.7985 | 0.79589 | 0.78609
| Griddles_Com, E - Cook | Warehouse | Cooking | REPL | 1 | 0.97332 | 1.0196 | 1.0084 | 1.0032 | 1.0059 | 0.99455 | 1.0179 | 1.0273 | 1.0052
| Hot Food Holding Cabinet_Com, E - Cook | Warehouse | Cooking | NC | 1 | 0.93833 | 0.90372 | 0.87456 | 0.82735 | 0.82156 | 0.82043 | 0.7985 | 0.79589 | 0.78609
| Hot Food Holding Cabinet_Com, E - Cook | Warehouse | Cooking | REPL | 1 | 0.97332 | 1.0196 | 1.0084 | 1.0032 | 1.0059 | 0.99455 | 1.0179 | 1.0273 | 1.0052
| Steamers_Com, E - Cook | Warehouse | Cooking | NC | 1 | 0.93833 | 0.90372 | 0.87456 | 0.82735 | 0.82156 | 0.82043 | 0.7985 | 0.79589 | 0.78609
| Steamers_Com, E - Cook | Warehouse | Cooking | REPL | 1 | 0.97332 | 1.0196 | 1.0084 | 1.0032 | 1.0059 | 0.99455 | 1.0179 | 1.0273 | 1.0052
| ES Refrigerator and Freezer_Com, E - Refr | Warehouse | Refrigeration | NC | 1 | 0.93833 | 0.90372 | 0.87456 | 0.82735 | 0.82156 | 0.82043 | 0.7985 | 0.79589 | 0.78609
| ES Refrigerator and Freezer_Com, E - Refr | Warehouse | Refrigeration | REPL | 1 | 0.97332 | 1.0196 | 1.0084 | 1.0032 | 1.0059 | 0.99455 | 1.0179 | 1.0273 | 1.0052
| Loading Dock Pit Seals_Com, E - Refr | Warehouse | Refrigeration | NC | 1 | 0.93833 | 0.90372 | 0.87456 | 0.82735 | 0.82156 | 0.82043 | 0.7985 | 0.79589 | 0.78609
| Loading Dock Pit Seals_Com, E - Refr | Warehouse | Refrigeration | RET | 0.1 | 0.097332 | 0.10196 | 0.10084 | 0.10032 | 0.10059 | 0.099455 | 0.10179 | 0.10273 | 0.10052
| ECM Comp Cond Fan Motor_Com, E - Refr | Warehouse | Refrigeration | NC | 1 | 0.93833 | 0.90372 | 0.87456 | 0.82735 | 0.82156 | 0.82043 | 0.7985 | 0.79589 | 0.78609
| ECM Comp Cond Fan Motor_Com, E - Refr | Warehouse | Refrigeration | RET | 0.1 | 0.094236 | 0.095577 | 0.09152 | 0.088151 | 0.085575 | 0.081919 | 0.0966 | 0.10273 | 0.10052
| ECM Comp Cond Fan Motor_Com, E - Refr | Warehouse | Refrigeration | REPL | 1 | 0.77865 | 0.71373 | 0.60504 | 0.5016 | 0.40235 | 0.29836 | 0.35782 | 0.41407 | 0.45695
| Evap Fan Motor Replacement_Com, E - Refr | Warehouse | Refrigeration | NC | 1 | 0.93833 | 0.90372 | 0.87456 | 0.82735 | 0.82156 | 0.82043 | 0.7985 | 0.79589 | 0.78609
| Evap Fan Motor Replacement_Com, E - Refr | Warehouse | Refrigeration | RET | 0.1 | 0.088171 | 0.083672 | 0.074964 | 0.067558 | 0.061364 | 0.054962 | 0.052289 | 0.049149 | 0.044878
| Evap Fan Motor Replacement_Com, E - Refr | Warehouse | Refrigeration | REPL | 1 | 0.77865 | 0.71373 | 0.60504 | 0.5016 | 0.40235 | 0.29836 | 0.21689 | 0.1296 | 0.03943
| Evap Fan Speed Controls_Com, E - Refr | Warehouse | Refrigeration | NC | 1 | 0.93833 | 0.90372 | 0.87456 | 0.82735 | 0.82156 | 0.82043 | 0.7985 | 0.79589 | 0.78609
| Evap Fan Speed Controls_Com, E - Refr | Warehouse | Refrigeration | RET | 0.1 | 0.097332 | 0.10196 | 0.10084 | 0.10032 | 0.10059 | 0.099455 | 0.10179 | 0.10273 | 0.10052
| Refrigerated Vending Machine_Com, E - Refr | Warehouse | Refrigeration | NC | 1 | 0.93833 | 0.90372 | 0.87456 | 0.82735 | 0.82156 | 0.82043 | 0.7985 | 0.79589 | 0.78609
| Refrigerated Vending Machine_Com, E - Refr | Warehouse | Refrigeration | REPL | 1 | 0.97332 | 1.0196 | 1.0084 | 1.0032 | 1.0059 | 0.99455 | 1.0179 | 1.0273 | 1.0052
| Walk In Refrigeration_Com, E - Refr | Warehouse | Refrigeration | NC | 0.7 | 0.65683 | 0.6326 | 0.61219 | 0.57915 | 0.57509 | 0.5743 | 0.55895 | 0.55712 | 0.55027
| Refrigeration Tune Up_Com, E - Refr | Warehouse | Refrigeration | RET | 0.1 | 0.097332 | 0.10196 | 0.10084 | 0.10032 | 0.10059 | 0.099455 | 0.10179 | 0.10273 | 0.10052
| Walk In Cooler Retroft_Com, E - Refr | Warehouse | Refrigeration | RET | 0.07 | 0.068132 | 0.071373 | 0.070588 | 0.070224 | 0.070412 | 0.069618 | 0.071252 | 0.071911 | 0.070362
| Door Gasket Replacement_Com, E - Refr | Warehouse | Refrigeration | RET | 0.1 | 0.097332 | 0.10196 | 0.10084 | 0.10032 | 0.10059 | 0.099455 | 0.10179 | 0.10273 | 0.10052
| EnergyStar Dehumidifier_Com, E - Appl | Warehouse | Appliances | NC | 1 | 0.93833 | 0.90372 | 0.87456 | 0.82735 | 0.82156 | 0.82043 | 0.7985 | 0.79589 | 0.78609
| EnergyStar Dehumidifier_Com, E - Appl | Warehouse | Appliances | REPL | 1 | 0.97332 | 1.0196 | 1.0084 | 1.0032 | 1.0059 | 0.99455 | 1.0179 | 1.0273 | 1.0052
| Clothes Washer Elec WH_Com, E - Appl [unit w/ elec dry - Washer] | Warehouse | Appliances | NC | 1 | 0.93833 | 0.90372 | 0.87456 | 0.82735 | 0.82156 | 0.82043 | 0.80656 | 0.81205 | 0.81016
| Clothes Washer Elec WH_Com, E - Appl [unit w/ elec dry - Washer] | Warehouse | Appliances | REPL | 1 | 0.97332 | 1.0196 | 1.0084 | 1.0032 | 1.0059 | 0.99455 | 1.0179 | 1.0273 | 1.0052
| Clothes Washer Elec WH_Com, E - Appl [unit w/ elec dry - Dryer] | Warehouse | Appliances | NC | 1 | 0.93833 | 0.90372 | 0.87456 | 0.82735 | 0.82156 | 0.82043 | 0.80656 | 0.81205 | 0.81016
| Clothes Washer Elec WH_Com, E - Appl [unit w/ elec dry - Dryer] | Warehouse | Appliances | REPL | 1 | 0.97332 | 1.0196 | 1.0084 | 1.0032 | 1.0059 | 0.99455 | 1.0179 | 1.0273 | 1.0052
| Clothes Washer Elec WH_Com, E - HWat [unit w/ elec dry - Water Heater] | Warehouse | Water Heating | NC | 1 | 0.93833 | 0.90372 | 0.87456 | 0.82735 | 0.82156 | 0.82043 | 0.80656 | 0.81205 | 0.81016
| Clothes Washer Elec WH_Com, E - HWat [unit w/ elec dry - Water Heater] | Warehouse | Water Heating | REPL | 1 | 0.97332 | 1.0196 | 1.0084 | 1.0032 | 1.0059 | 0.99455 | 1.0179 | 1.0273 | 1.0052
| Clothes Washer Elec WH_Com, E - Appl [unit w/ gas dry - Washer] | Warehouse | Appliances | NC | 1 | 0.93833 | 0.90372 | 0.87456 | 0.82735 | 0.82156 | 0.82043 | 0.80656 | 0.81205 | 0.81016
| Clothes Washer Elec WH_Com, E - Appl [unit w/ gas dry - Washer] | Warehouse | Appliances | REPL | 1 | 0.97332 | 1.0196 | 1.0084 | 1.0032 | 1.0059 | 0.99455 | 1.0179 | 1.0273 | 1.0052
| Clothes Washer Elec WH_Com, G - Oth [unit w/ gas dry - Dryer] | Warehouse |  | NC | 1 | 0.94759 | 0.91754 | 0.87973 | 0.83964 | 0.81496 | 0.80903 | 0.81578 | 0.82522 | 0.83079
| Clothes Washer Elec WH_Com, G - Oth [unit w/ gas dry - Dryer] | Warehouse |  | REPL | 1 | 0.99873 | 0.99896 | 0.99218 | 0.99015 | 0.99059 | 0.99362 | 0.99739 | 1.0032 | 1.0082
| Clothes Washer Elec WH_Com, E - HWat [unit w/ gas dry - Water Heater] | Warehouse | Water Heating | NC | 1 | 0.93833 | 0.90372 | 0.87456 | 0.82735 | 0.82156 | 0.82043 | 0.80656 | 0.81205 | 0.81016
| Clothes Washer Elec WH_Com, E - HWat [unit w/ gas dry - Water Heater] | Warehouse | Water Heating | REPL | 1 | 0.97332 | 1.0196 | 1.0084 | 1.0032 | 1.0059 | 0.99455 | 1.0179 | 1.0273 | 1.0052
| Clothes Washer Elec WH_Com, E - Appl [unit w/ propane dry - Washer] | Warehouse | Appliances | NC | 1 | 0.93833 | 0.90372 | 0.87456 | 0.82735 | 0.82156 | 0.82043 | 0.80656 | 0.81205 | 0.81016
| Clothes Washer Elec WH_Com, E - Appl [unit w/ propane dry - Washer] | Warehouse | Appliances | REPL | 1 | 0.97332 | 1.0196 | 1.0084 | 1.0032 | 1.0059 | 0.99455 | 1.0179 | 1.0273 | 1.0052
| Clothes Washer Elec WH_Com, P - Oth [unit w/ propane dry - Dryer] | Warehouse |  | NC | 1 | 0.93756 | 0.90356 | 0.86352 | 0.81845 | 0.7872 | 0.77324 | 0.7706 | 0.76883 | 0.76359
| Clothes Washer Elec WH_Com, P - Oth [unit w/ propane dry - Dryer] | Warehouse |  | REPL | 1 | 0.98815 | 0.98374 | 0.9739 | 0.96516 | 0.95684 | 0.94967 | 0.94216 | 0.93466 | 0.92665
| Clothes Washer Elec WH_Com, E - HWat [unit w/ propane dry - Water Heater] | Warehouse | Water Heating | NC | 1 | 0.93833 | 0.90372 | 0.87456 | 0.82735 | 0.82156 | 0.82043 | 0.80656 | 0.81205 | 0.81016
| Clothes Washer Elec WH_Com, E - HWat [unit w/ propane dry - Water Heater] | Warehouse | Water Heating | REPL | 1 | 0.97332 | 1.0196 | 1.0084 | 1.0032 | 1.0059 | 0.99455 | 1.0179 | 1.0273 | 1.0052
| Clothes Washer Gas WH_Com, E - Appl [unit w/ elec dry - Washer] | Warehouse | Appliances | NC | 1 | 0.93833 | 0.90372 | 0.87456 | 0.82735 | 0.82156 | 0.82043 | 0.80656 | 0.81205 | 0.81016
| Clothes Washer Gas WH_Com, E - Appl [unit w/ elec dry - Washer] | Warehouse | Appliances | REPL | 1 | 0.97332 | 1.0196 | 1.0084 | 1.0032 | 1.0059 | 0.99455 | 1.0179 | 1.0273 | 1.0052
| Clothes Washer Gas WH_Com, E - Appl [unit w/ elec dry - Dryer] | Warehouse | Appliances | NC | 1 | 0.93833 | 0.90372 | 0.87456 | 0.82735 | 0.82156 | 0.82043 | 0.80656 | 0.81205 | 0.81016
| Clothes Washer Gas WH_Com, E - Appl [unit w/ elec dry - Dryer] | Warehouse | Appliances | REPL | 1 | 0.97332 | 1.0196 | 1.0084 | 1.0032 | 1.0059 | 0.99455 | 1.0179 | 1.0273 | 1.0052
| Clothes Washer Gas WH_Com, G - HWat [unit w/ elec dry - Water Heater] | Warehouse |  | NC | 1 | 0.94759 | 0.91754 | 0.87973 | 0.83964 | 0.81496 | 0.80903 | 0.81578 | 0.82522 | 0.83079
| Clothes Washer Gas WH_Com, G - HWat [unit w/ elec dry - Water Heater] | Warehouse |  | REPL | 1 | 0.99873 | 0.99896 | 0.99218 | 0.99015 | 0.99059 | 0.99362 | 0.99739 | 1.0032 | 1.0082
| Clothes Washer Gas WH_Com, E - Appl [unit w/ gas dry - Washer] | Warehouse | Appliances | NC | 1 | 0.93833 | 0.90372 | 0.87456 | 0.82735 | 0.82156 | 0.82043 | 0.80656 | 0.81205 | 0.81016
| Clothes Washer Gas WH_Com, E - Appl [unit w/ gas dry - Washer] | Warehouse | Appliances | REPL | 1 | 0.97332 | 1.0196 | 1.0084 | 1.0032 | 1.0059 | 0.99455 | 1.0179 | 1.0273 | 1.0052
| Clothes Washer Gas WH_Com, G - Oth [unit w/ gas dry - Dryer] | Warehouse |  | NC | 1 | 0.94759 | 0.91754 | 0.87973 | 0.83964 | 0.81496 | 0.80903 | 0.81578 | 0.82522 | 0.83079
| Clothes Washer Gas WH_Com, G - Oth [unit w/ gas dry - Dryer] | Warehouse |  | REPL | 1 | 0.99873 | 0.99896 | 0.99218 | 0.99015 | 0.99059 | 0.99362 | 0.99739 | 1.0032 | 1.0082
| Clothes Washer Gas WH_Com, G - HWat [unit w/ gas dry - Water Heater] | Warehouse |  | NC | 1 | 0.94759 | 0.91754 | 0.87973 | 0.83964 | 0.81496 | 0.80903 | 0.81578 | 0.82522 | 0.83079
| Clothes Washer Gas WH_Com, G - HWat [unit w/ gas dry - Water Heater] | Warehouse |  | REPL | 1 | 0.99873 | 0.99896 | 0.99218 | 0.99015 | 0.99059 | 0.99362 | 0.99739 | 1.0032 | 1.0082
| Clothes Washer Gas WH_Com, E - Appl [unit w/ propane dry - Washer] | Warehouse | Appliances | NC | 1 | 0.93833 | 0.90372 | 0.87456 | 0.82735 | 0.82156 | 0.82043 | 0.80656 | 0.81205 | 0.81016
| Clothes Washer Gas WH_Com, E - Appl [unit w/ propane dry - Washer] | Warehouse | Appliances | REPL | 1 | 0.97332 | 1.0196 | 1.0084 | 1.0032 | 1.0059 | 0.99455 | 1.0179 | 1.0273 | 1.0052
| Clothes Washer Gas WH_Com, P - Oth [unit w/ propane dry - Dryer] | Warehouse |  | NC | 1 | 0.93756 | 0.90356 | 0.86352 | 0.81845 | 0.7872 | 0.77324 | 0.7706 | 0.76883 | 0.76359
| Clothes Washer Gas WH_Com, P - Oth [unit w/ propane dry - Dryer] | Warehouse |  | REPL | 1 | 0.98815 | 0.98374 | 0.9739 | 0.96516 | 0.95684 | 0.94967 | 0.94216 | 0.93466 | 0.92665
| Clothes Washer Gas WH_Com, G - HWat [unit w/ propane dry - Water Heater] | Warehouse |  | NC | 1 | 0.94759 | 0.91754 | 0.87973 | 0.83964 | 0.81496 | 0.80903 | 0.81578 | 0.82522 | 0.83079
| Clothes Washer Gas WH_Com, G - HWat [unit w/ propane dry - Water Heater] | Warehouse |  | REPL | 1 | 0.99873 | 0.99896 | 0.99218 | 0.99015 | 0.99059 | 0.99362 | 0.99739 | 1.0032 | 1.0082
| Clothes Washer Oil WH_Com, E - Appl [unit w/ elec dry - Washer] | Warehouse | Appliances | NC | 1 | 0.93833 | 0.90372 | 0.87456 | 0.82735 | 0.82156 | 0.82043 | 0.80656 | 0.81205 | 0.81016
| Clothes Washer Oil WH_Com, E - Appl [unit w/ elec dry - Washer] | Warehouse | Appliances | REPL | 1 | 0.97332 | 1.0196 | 1.0084 | 1.0032 | 1.0059 | 0.99455 | 1.0179 | 1.0273 | 1.0052
| Clothes Washer Oil WH_Com, E - Appl [unit w/ elec dry - Dryer] | Warehouse | Appliances | NC | 1 | 0.93833 | 0.90372 | 0.87456 | 0.82735 | 0.82156 | 0.82043 | 0.80656 | 0.81205 | 0.81016
| Clothes Washer Oil WH_Com, E - Appl [unit w/ elec dry - Dryer] | Warehouse | Appliances | REPL | 1 | 0.97332 | 1.0196 | 1.0084 | 1.0032 | 1.0059 | 0.99455 | 1.0179 | 1.0273 | 1.0052
| Clothes Washer Oil WH_Com, O - HWat [unit w/ elec dry - Water Heater] | Warehouse |  | NC | 1 | 0.93756 | 0.90356 | 0.86352 | 0.81845 | 0.7872 | 0.77324 | 0.7706 | 0.76883 | 0.76359
| Clothes Washer Oil WH_Com, O - HWat [unit w/ elec dry - Water Heater] | Warehouse |  | REPL | 1 | 0.98815 | 0.98374 | 0.9739 | 0.96516 | 0.95684 | 0.94967 | 0.94216 | 0.93466 | 0.92665
| Clothes Washer Oil WH_Com, E - Appl [unit w/ gas dry - Washer] | Warehouse | Appliances | NC | 1 | 0.93833 | 0.90372 | 0.87456 | 0.82735 | 0.82156 | 0.82043 | 0.80656 | 0.81205 | 0.81016
| Clothes Washer Oil WH_Com, E - Appl [unit w/ gas dry - Washer] | Warehouse | Appliances | REPL | 1 | 0.97332 | 1.0196 | 1.0084 | 1.0032 | 1.0059 | 0.99455 | 1.0179 | 1.0273 | 1.0052
| Clothes Washer Oil WH_Com, G - Oth [unit w/ gas dry - Dryer] | Warehouse |  | NC | 1 | 0.94759 | 0.91754 | 0.87973 | 0.83964 | 0.81496 | 0.80903 | 0.81578 | 0.82522 | 0.83079
| Clothes Washer Oil WH_Com, G - Oth [unit w/ gas dry - Dryer] | Warehouse |  | REPL | 1 | 0.99873 | 0.99896 | 0.99218 | 0.99015 | 0.99059 | 0.99362 | 0.99739 | 1.0032 | 1.0082
| Clothes Washer Oil WH_Com, O - HWat [unit w/ gas dry - Water Heater] | Warehouse |  | NC | 1 | 0.93756 | 0.90356 | 0.86352 | 0.81845 | 0.7872 | 0.77324 | 0.7706 | 0.76883 | 0.76359
| Clothes Washer Oil WH_Com, O - HWat [unit w/ gas dry - Water Heater] | Warehouse |  | REPL | 1 | 0.98815 | 0.98374 | 0.9739 | 0.96516 | 0.95684 | 0.94967 | 0.94216 | 0.93466 | 0.92665
| Clothes Washer Oil WH_Com, E - Appl [unit w/ propane dry - Washer] | Warehouse | Appliances | NC | 1 | 0.93833 | 0.90372 | 0.87456 | 0.82735 | 0.82156 | 0.82043 | 0.80656 | 0.81205 | 0.81016
| Clothes Washer Oil WH_Com, E - Appl [unit w/ propane dry - Washer] | Warehouse | Appliances | REPL | 1 | 0.97332 | 1.0196 | 1.0084 | 1.0032 | 1.0059 | 0.99455 | 1.0179 | 1.0273 | 1.0052
| Clothes Washer Oil WH_Com, P - Oth [unit w/ propane dry - Dryer] | Warehouse |  | NC | 1 | 0.93756 | 0.90356 | 0.86352 | 0.81845 | 0.7872 | 0.77324 | 0.7706 | 0.76883 | 0.76359
| Clothes Washer Oil WH_Com, P - Oth [unit w/ propane dry - Dryer] | Warehouse |  | REPL | 1 | 0.98815 | 0.98374 | 0.9739 | 0.96516 | 0.95684 | 0.94967 | 0.94216 | 0.93466 | 0.92665
| Clothes Washer Oil WH_Com, O - HWat [unit w/ propane dry - Water Heater] | Warehouse |  | NC | 1 | 0.93756 | 0.90356 | 0.86352 | 0.81845 | 0.7872 | 0.77324 | 0.7706 | 0.76883 | 0.76359
| Clothes Washer Oil WH_Com, O - HWat [unit w/ propane dry - Water Heater] | Warehouse |  | REPL | 1 | 0.98815 | 0.98374 | 0.9739 | 0.96516 | 0.95684 | 0.94967 | 0.94216 | 0.93466 | 0.92665
| Clothes Washer Propane WH_Com, E - Appl [unit w/ elec dry - Washer] | Warehouse | Appliances | NC | 1 | 0.93833 | 0.90372 | 0.87456 | 0.82735 | 0.82156 | 0.82043 | 0.80656 | 0.81205 | 0.81016
| Clothes Washer Propane WH_Com, E - Appl [unit w/ elec dry - Washer] | Warehouse | Appliances | REPL | 1 | 0.97332 | 1.0196 | 1.0084 | 1.0032 | 1.0059 | 0.99455 | 1.0179 | 1.0273 | 1.0052
| Clothes Washer Propane WH_Com, E - Appl [unit w/ elec dry - Dryer] | Warehouse | Appliances | NC | 1 | 0.93833 | 0.90372 | 0.87456 | 0.82735 | 0.82156 | 0.82043 | 0.80656 | 0.81205 | 0.81016
| Clothes Washer Propane WH_Com, E - Appl [unit w/ elec dry - Dryer] | Warehouse | Appliances | REPL | 1 | 0.97332 | 1.0196 | 1.0084 | 1.0032 | 1.0059 | 0.99455 | 1.0179 | 1.0273 | 1.0052
| Clothes Washer Propane WH_Com, P - HWat [unit w/ elec dry - Water Heater] | Warehouse |  | NC | 1 | 0.93756 | 0.90356 | 0.86352 | 0.81845 | 0.7872 | 0.77324 | 0.7706 | 0.76883 | 0.76359
| Clothes Washer Propane WH_Com, P - HWat [unit w/ elec dry - Water Heater] | Warehouse |  | REPL | 1 | 0.98815 | 0.98374 | 0.9739 | 0.96516 | 0.95684 | 0.94967 | 0.94216 | 0.93466 | 0.92665
| Clothes Washer Propane WH_Com, E - Appl [unit w/ gas dry - Washer] | Warehouse | Appliances | NC | 1 | 0.93833 | 0.90372 | 0.87456 | 0.82735 | 0.82156 | 0.82043 | 0.80656 | 0.81205 | 0.81016
| Clothes Washer Propane WH_Com, E - Appl [unit w/ gas dry - Washer] | Warehouse | Appliances | REPL | 1 | 0.97332 | 1.0196 | 1.0084 | 1.0032 | 1.0059 | 0.99455 | 1.0179 | 1.0273 | 1.0052
| Clothes Washer Propane WH_Com, G - Oth [unit w/ gas dry - Dryer] | Warehouse |  | NC | 1 | 0.94759 | 0.91754 | 0.87973 | 0.83964 | 0.81496 | 0.80903 | 0.81578 | 0.82522 | 0.83079
| Clothes Washer Propane WH_Com, G - Oth [unit w/ gas dry - Dryer] | Warehouse |  | REPL | 1 | 0.99873 | 0.99896 | 0.99218 | 0.99015 | 0.99059 | 0.99362 | 0.99739 | 1.0032 | 1.0082
| Clothes Washer Propane WH_Com, P - HWat [unit w/ gas dry - Water Heater] | Warehouse |  | NC | 1 | 0.93756 | 0.90356 | 0.86352 | 0.81845 | 0.7872 | 0.77324 | 0.7706 | 0.76883 | 0.76359
| Clothes Washer Propane WH_Com, P - HWat [unit w/ gas dry - Water Heater] | Warehouse |  | REPL | 1 | 0.98815 | 0.98374 | 0.9739 | 0.96516 | 0.95684 | 0.94967 | 0.94216 | 0.93466 | 0.92665
| Clothes Washer Propane WH_Com, E - Appl [unit w/ propane dry - Washer] | Warehouse | Appliances | NC | 1 | 0.93833 | 0.90372 | 0.87456 | 0.82735 | 0.82156 | 0.82043 | 0.80656 | 0.81205 | 0.81016
| Clothes Washer Propane WH_Com, E - Appl [unit w/ propane dry - Washer] | Warehouse | Appliances | REPL | 1 | 0.97332 | 1.0196 | 1.0084 | 1.0032 | 1.0059 | 0.99455 | 1.0179 | 1.0273 | 1.0052
| Clothes Washer Propane WH_Com, P - Oth [unit w/ propane dry - Dryer] | Warehouse |  | NC | 1 | 0.93756 | 0.90356 | 0.86352 | 0.81845 | 0.7872 | 0.77324 | 0.7706 | 0.76883 | 0.76359
| Clothes Washer Propane WH_Com, P - Oth [unit w/ propane dry - Dryer] | Warehouse |  | REPL | 1 | 0.98815 | 0.98374 | 0.9739 | 0.96516 | 0.95684 | 0.94967 | 0.94216 | 0.93466 | 0.92665
| Clothes Washer Propane WH_Com, P - HWat [unit w/ propane dry - Water Heater] | Warehouse |  | NC | 1 | 0.93756 | 0.90356 | 0.86352 | 0.81845 | 0.7872 | 0.77324 | 0.7706 | 0.76883 | 0.76359
| Clothes Washer Propane WH_Com, P - HWat [unit w/ propane dry - Water Heater] | Warehouse |  | REPL | 1 | 0.98815 | 0.98374 | 0.9739 | 0.96516 | 0.95684 | 0.94967 | 0.94216 | 0.93466 | 0.92665
| Dishwasher_Com, E - Appl [Building w elec WH] | Warehouse | Appliances | NC | 1 | 0.93833 | 0.90372 | 0.87456 | 0.82735 | 0.82156 | 0.82043 | 0.7985 | 0.79589 | 0.78609
| Dishwasher_Com, E - Appl [Building w elec WH] | Warehouse | Appliances | REPL | 1 | 0.97332 | 1.0196 | 1.0084 | 1.0032 | 1.0059 | 0.99455 | 1.0179 | 1.0273 | 1.0052
| Dishwasher_Com, E - HWat [Building w elec WH] | Warehouse | Water Heating | NC | 1 | 0.93833 | 0.90372 | 0.87456 | 0.82735 | 0.82156 | 0.82043 | 0.7985 | 0.79589 | 0.78609
| Dishwasher_Com, E - HWat [Building w elec WH] | Warehouse | Water Heating | REPL | 1 | 0.97332 | 1.0196 | 1.0084 | 1.0032 | 1.0059 | 0.99455 | 1.0179 | 1.0273 | 1.0052
| Dishwasher_Com, E - Appl [Building w gas WH] | Warehouse | Appliances | NC | 1 | 0.93833 | 0.90372 | 0.87456 | 0.82735 | 0.82156 | 0.82043 | 0.7985 | 0.79589 | 0.78609
| Dishwasher_Com, E - Appl [Building w gas WH] | Warehouse | Appliances | REPL | 1 | 0.97332 | 1.0196 | 1.0084 | 1.0032 | 1.0059 | 0.99455 | 1.0179 | 1.0273 | 1.0052
| Dishwasher_Com, G - HWat [Building w gas WH] | Warehouse |  | NC | 1 | 0.94759 | 0.91754 | 0.87973 | 0.83964 | 0.81496 | 0.80903 | 0.80762 | 0.8088 | 0.80611
| Dishwasher_Com, G - HWat [Building w gas WH] | Warehouse |  | REPL | 1 | 0.99873 | 0.99896 | 0.99218 | 0.99015 | 0.99059 | 0.99362 | 0.99739 | 1.0032 | 1.0082
| Dishwasher_Com, E - Appl [Building w oil WH] | Warehouse | Appliances | NC | 1 | 0.93833 | 0.90372 | 0.87456 | 0.82735 | 0.82156 | 0.82043 | 0.7985 | 0.79589 | 0.78609
| Dishwasher_Com, E - Appl [Building w oil WH] | Warehouse | Appliances | REPL | 1 | 0.97332 | 1.0196 | 1.0084 | 1.0032 | 1.0059 | 0.99455 | 1.0179 | 1.0273 | 1.0052
| Dishwasher_Com, O - HWat [Building w oil WH] | Warehouse |  | NC | 1 | 0.93756 | 0.90356 | 0.86352 | 0.81845 | 0.7872 | 0.77324 | 0.7629 | 0.75353 | 0.74091
| Dishwasher_Com, O - HWat [Building w oil WH] | Warehouse |  | REPL | 1 | 0.98815 | 0.98374 | 0.9739 | 0.96516 | 0.95684 | 0.94967 | 0.94216 | 0.93466 | 0.92665
| Dishwasher_Com, E - Appl [Building w propane WH] | Warehouse | Appliances | NC | 1 | 0.93833 | 0.90372 | 0.87456 | 0.82735 | 0.82156 | 0.82043 | 0.7985 | 0.79589 | 0.78609
| Dishwasher_Com, E - Appl [Building w propane WH] | Warehouse | Appliances | REPL | 1 | 0.97332 | 1.0196 | 1.0084 | 1.0032 | 1.0059 | 0.99455 | 1.0179 | 1.0273 | 1.0052
| Dishwasher_Com, P - HWat [Building w propane WH] | Warehouse |  | NC | 1 | 0.93756 | 0.90356 | 0.86352 | 0.81845 | 0.7872 | 0.77324 | 0.7629 | 0.75353 | 0.74091
| Dishwasher_Com, P - HWat [Building w propane WH] | Warehouse |  | REPL | 1 | 0.98815 | 0.98374 | 0.9739 | 0.96516 | 0.95684 | 0.94967 | 0.94216 | 0.93466 | 0.92665
| Faucet Aerator_Com, E - HWat | Warehouse | Water Heating | RET | 0.1 | 0.097332 | 0.10196 | 0.10084 | 0.10032 | 0.10059 | 0.099455 | 0.10179 | 0.10273 | 0.10052
| Faucet Aerator_Com, G - HWat | Warehouse |  | RET | 0.1 | 0.099873 | 0.099896 | 0.099218 | 0.099015 | 0.099059 | 0.099362 | 0.099739 | 0.10032 | 0.10082
| Faucet Aerator_Com, O - HWat | Warehouse |  | RET | 0.1 | 0.098815 | 0.098374 | 0.09739 | 0.096516 | 0.095684 | 0.094967 | 0.094216 | 0.093466 | 0.092665
| Faucet Aerator_Com, P - HWat | Warehouse |  | RET | 0.1 | 0.098815 | 0.098374 | 0.09739 | 0.096516 | 0.095684 | 0.094967 | 0.094216 | 0.093466 | 0.092665
| Pre Rinse Sprayers_Com, E - HWat | Warehouse | Water Heating | RET | 0.1 | 0.097332 | 0.10196 | 0.10084 | 0.10032 | 0.10059 | 0.099455 | 0.10179 | 0.10273 | 0.10052
| Pre Rinse Sprayers_Com, G - HWat | Warehouse |  | RET | 0.1 | 0.099873 | 0.099896 | 0.099218 | 0.099015 | 0.099059 | 0.099362 | 0.099739 | 0.10032 | 0.10082
| Pre Rinse Sprayers_Com, O - HWat | Warehouse |  | RET | 0.1 | 0.098815 | 0.098374 | 0.09739 | 0.096516 | 0.095684 | 0.094967 | 0.094216 | 0.093466 | 0.092665
| Pre Rinse Sprayers_Com, P - HWat | Warehouse |  | RET | 0.1 | 0.098815 | 0.098374 | 0.09739 | 0.096516 | 0.095684 | 0.094967 | 0.094216 | 0.093466 | 0.092665
| Heat Pump Water Heater_Com, E - HWat | Warehouse | Water Heating | NC | 0.9 | 0.8445 | 0.81335 | 0.7871 | 0.74462 | 0.73941 | 0.73839 | 0.71865 | 0.7163 | 0.70748
| Heat Pump Water Heater_Com, E - HWat | Warehouse | Water Heating | RET | 0.09 | 0.079102 | 0.074826 | 0.066825 | 0.060032 | 0.055259 | 0.050231 | 0.04734 | 0.044068 | 0.039841
| Heat Pump Water Heater_Com, E - HWat | Warehouse | Water Heating | REPL | 0.9 | 0.70079 | 0.64235 | 0.54454 | 0.45144 | 0.37117 | 0.28643 | 0.2107 | 0.12944 | 0.045233
| FF Storage Water Heater_Com, G - HWat | Warehouse |  | NC | 1 | 0.94759 | 0.91754 | 0.87973 | 0.83964 | 0.81496 | 0.80903 | 0.80762 | 0.8088 | 0.80611
| FF Storage Water Heater_Com, G - HWat | Warehouse |  | RET | 0.1 | 0.093051 | 0.086716 | 0.080245 | 0.074611 | 0.069546 | 0.064994 | 0.06781 | 0.070615 | 0.07322
| FF Storage Water Heater_Com, G - HWat | Warehouse |  | REPL | 1 | 0.79898 | 0.69928 | 0.59531 | 0.49508 | 0.39624 | 0.29809 | 0.26974 | 0.24166 | 0.21306
| FF Storage Water Heater_Com, O - HWat | Warehouse |  | NC | 1 | 0.93756 | 0.90356 | 0.86352 | 0.81845 | 0.7872 | 0.77324 | 0.7629 | 0.75353 | 0.74091
| FF Storage Water Heater_Com, O - HWat | Warehouse |  | RET | 0.1 | 0.092066 | 0.085395 | 0.078766 | 0.072728 | 0.067176 | 0.062119 | 0.064055 | 0.065789 | 0.067297
| FF Storage Water Heater_Com, O - HWat | Warehouse |  | REPL | 1 | 0.79052 | 0.68862 | 0.58434 | 0.48258 | 0.38274 | 0.2849 | 0.2548 | 0.22514 | 0.19582
| FF Storage Water Heater_Com, P - HWat | Warehouse |  | NC | 1 | 0.93756 | 0.90356 | 0.86352 | 0.81845 | 0.7872 | 0.77324 | 0.7629 | 0.75353 | 0.74091
| FF Storage Water Heater_Com, P - HWat | Warehouse |  | RET | 0.1 | 0.092066 | 0.085395 | 0.078766 | 0.072728 | 0.067176 | 0.062119 | 0.064055 | 0.065789 | 0.067297
| FF Storage Water Heater_Com, P - HWat | Warehouse |  | REPL | 1 | 0.79052 | 0.68862 | 0.58434 | 0.48258 | 0.38274 | 0.2849 | 0.2548 | 0.22514 | 0.19582
| FF Instantaneous Water Heater_Com, G - HWat | Warehouse |  | NC | 1 | 0.94759 | 0.91754 | 0.87973 | 0.83964 | 0.81496 | 0.80903 | 0.80762 | 0.8088 | 0.80611
| FF Instantaneous Water Heater_Com, G - HWat | Warehouse |  | RET | 0.1 | 0.093051 | 0.086716 | 0.080245 | 0.074611 | 0.069546 | 0.064994 | 0.060785 | 0.056964 | 0.053336
| FF Instantaneous Water Heater_Com, G - HWat | Warehouse |  | REPL | 1 | 0.79898 | 0.69928 | 0.59531 | 0.49508 | 0.39624 | 0.29809 | 0.19948 | 0.10032 | 1.3992e-16
| FF Instantaneous Water Heater_Com, O - HWat | Warehouse |  | NC | 1 | 0.93756 | 0.90356 | 0.86352 | 0.81845 | 0.7872 | 0.77324 | 0.7629 | 0.75353 | 0.74091
| FF Instantaneous Water Heater_Com, O - HWat | Warehouse |  | RET | 0.1 | 0.092066 | 0.085395 | 0.078766 | 0.072728 | 0.067176 | 0.062119 | 0.057418 | 0.053071 | 0.049022
| FF Instantaneous Water Heater_Com, O - HWat | Warehouse |  | REPL | 1 | 0.79052 | 0.68862 | 0.58434 | 0.48258 | 0.38274 | 0.2849 | 0.18843 | 0.093466 | 1.286e-16
| FF Instantaneous Water Heater_Com, P - HWat | Warehouse |  | NC | 1 | 0.93756 | 0.90356 | 0.86352 | 0.81845 | 0.7872 | 0.77324 | 0.7629 | 0.75353 | 0.74091
| FF Instantaneous Water Heater_Com, P - HWat | Warehouse |  | RET | 0.1 | 0.092066 | 0.085395 | 0.078766 | 0.072728 | 0.067176 | 0.062119 | 0.057418 | 0.053071 | 0.049022
| FF Instantaneous Water Heater_Com, P - HWat | Warehouse |  | REPL | 1 | 0.79052 | 0.68862 | 0.58434 | 0.48258 | 0.38274 | 0.2849 | 0.18843 | 0.093466 | 1.286e-16
| Clothes Dryer_Com, E - Appl | Warehouse | Appliances | NC | 1 | 0.93833 | 0.90372 | 0.87456 | 0.82735 | 0.82156 | 0.82043 | 0.7985 | 0.79589 | 0.78609
| Clothes Dryer_Com, E - Appl | Warehouse | Appliances | RET | 0.1 | 0.08807 | 0.08348 | 0.074706 | 0.067249 | 0.061013 | 0.054585 | 0.051725 | 0.048421 | 0.044029
| Clothes Dryer_Com, E - Appl | Warehouse | Appliances | REPL | 1 | 0.77865 | 0.71373 | 0.60504 | 0.5016 | 0.40235 | 0.29836 | 0.21532 | 0.12643 | 0.03479
| Clothes Dryer_Com, G - Oth | Warehouse |  | NC | 1 | 0.94759 | 0.91754 | 0.87973 | 0.83964 | 0.81496 | 0.80903 | 0.80762 | 0.8088 | 0.80611
| Clothes Dryer_Com, G - Oth | Warehouse |  | RET | 0.1 | 0.090369 | 0.08179 | 0.073504 | 0.066374 | 0.060085 | 0.054534 | 0.050683 | 0.047286 | 0.044161
| Clothes Dryer_Com, G - Oth | Warehouse |  | REPL | 1 | 0.79898 | 0.69928 | 0.59531 | 0.49508 | 0.39624 | 0.29809 | 0.21099 | 0.12347 | 0.034894
| Clothes Dryer_Com, P - Oth | Warehouse |  | NC | 1 | 0.93756 | 0.90356 | 0.86352 | 0.81845 | 0.7872 | 0.77324 | 0.7629 | 0.75353 | 0.74091
| Clothes Dryer_Com, P - Oth | Warehouse |  | RET | 0.1 | 0.089412 | 0.080543 | 0.07215 | 0.064699 | 0.058038 | 0.052122 | 0.047876 | 0.044054 | 0.040589
| Clothes Dryer_Com, P - Oth | Warehouse |  | REPL | 1 | 0.79052 | 0.68862 | 0.58434 | 0.48258 | 0.38274 | 0.2849 | 0.1993 | 0.11503 | 0.032072
| Pnemautic to DDC_Com, E - TotE [Building w Elec Heat] | Warehouse | Total Electric | RET | 0.1 | 0.097332 | 0.10196 | 0.10084 | 0.10032 | 0.10059 | 0.099455 | 0.10179 | 0.10273 | 0.10052
| Pnemautic to DDC_Com, E - TotE [Building w Gas Heat] | Warehouse | Total Electric | RET | 0.1 | 0.097332 | 0.10196 | 0.10084 | 0.10032 | 0.10059 | 0.099455 | 0.10179 | 0.10273 | 0.10052
| Pnemautic to DDC_Com, G - TotF [Building w Gas Heat] | Warehouse |  | RET | 0.1 | 0.099873 | 0.099896 | 0.099218 | 0.099015 | 0.099059 | 0.099362 | 0.099739 | 0.10032 | 0.10082
| Pnemautic to DDC_Com, E - TotE [Building w Oil Heat] | Warehouse | Total Electric | RET | 0.1 | 0.097332 | 0.10196 | 0.10084 | 0.10032 | 0.10059 | 0.099455 | 0.10179 | 0.10273 | 0.10052
| Pnemautic to DDC_Com, O - TotF [Building w Oil Heat] | Warehouse |  | RET | 0.1 | 0.098815 | 0.098374 | 0.09739 | 0.096516 | 0.095684 | 0.094967 | 0.094216 | 0.093466 | 0.092665
| Pnemautic to DDC_Com, E - TotE [Building w Propane Heat] | Warehouse | Total Electric | RET | 0.1 | 0.097332 | 0.10196 | 0.10084 | 0.10032 | 0.10059 | 0.099455 | 0.10179 | 0.10273 | 0.10052
| Pnemautic to DDC_Com, P - TotF [Building w Propane Heat] | Warehouse |  | RET | 0.1 | 0.098815 | 0.098374 | 0.09739 | 0.096516 | 0.095684 | 0.094967 | 0.094216 | 0.093466 | 0.092665
| RCx_Com, E - TotE [Building w Elec Heat] | Warehouse | Total Electric | RET | 0.05 | 0.048666 | 0.05098 | 0.05042 | 0.05016 | 0.050294 | 0.049727 | 0.050895 | 0.051365 | 0.050259
| RCx_Com, E - TotE [Building w Gas Heat] | Warehouse | Total Electric | RET | 0.05 | 0.048666 | 0.05098 | 0.05042 | 0.05016 | 0.050294 | 0.049727 | 0.050895 | 0.051365 | 0.050259
| RCx_Com, G - TotF [Building w Gas Heat] | Warehouse |  | RET | 0.05 | 0.049936 | 0.049948 | 0.049609 | 0.049508 | 0.04953 | 0.049681 | 0.04987 | 0.050161 | 0.05041
| RCx_Com, E - TotE [Building w Oil Heat] | Warehouse | Total Electric | RET | 0.05 | 0.048666 | 0.05098 | 0.05042 | 0.05016 | 0.050294 | 0.049727 | 0.050895 | 0.051365 | 0.050259
| RCx_Com, O - TotF [Building w Oil Heat] | Warehouse |  | RET | 0.05 | 0.049408 | 0.049187 | 0.048695 | 0.048258 | 0.047842 | 0.047483 | 0.047108 | 0.046733 | 0.046332
| RCx_Com, E - TotE [Building w Propane Heat] | Warehouse | Total Electric | RET | 0.05 | 0.048666 | 0.05098 | 0.05042 | 0.05016 | 0.050294 | 0.049727 | 0.050895 | 0.051365 | 0.050259
| RCx_Com, P - TotF [Building w Propane Heat] | Warehouse |  | RET | 0.05 | 0.049408 | 0.049187 | 0.048695 | 0.048258 | 0.047842 | 0.047483 | 0.047108 | 0.046733 | 0.046332
| Commissioning_Com, E - TotE [Building w Elec Heat] | Warehouse | Total Electric | NC | 0 | 0 | 0 | 0 | 0 | 0 | 0 | 0 | 0 | 0
| Commissioning_Com, E - TotE [Building w Gas Heat] | Warehouse | Total Electric | NC | 0 | 0 | 0 | 0 | 0 | 0 | 0 | 0 | 0 | 0
| Commissioning_Com, G - TotF [Building w Gas Heat] | Warehouse |  | NC | 0 | 0 | 0 | 0 | 0 | 0 | 0 | 0 | 0 | 0
| Commissioning_Com, E - TotE [Building w Oil Heat] | Warehouse | Total Electric | NC | 0 | 0 | 0 | 0 | 0 | 0 | 0 | 0 | 0 | 0
| Commissioning_Com, O - TotF [Building w Oil Heat] | Warehouse |  | NC | 0 | 0 | 0 | 0 | 0 | 0 | 0 | 0 | 0 | 0
| Commissioning_Com, E - TotE [Building w Propane Heat] | Warehouse | Total Electric | NC | 0 | 0 | 0 | 0 | 0 | 0 | 0 | 0 | 0 | 0
| Commissioning_Com, P - TotF [Building w Propane Heat] | Warehouse |  | NC | 0 | 0 | 0 | 0 | 0 | 0 | 0 | 0 | 0 | 0
| Integrated Building Design_Com, E - TotE [Building w Elec Heat] | Warehouse | Total Electric | NC | 0.1 | 0.093833 | 0.090372 | 0.087456 | 0.082735 | 0.082156 | 0.082043 | 0.07985 | 0.079589 | 0.078609
| Integrated Building Design_Com, E - TotE [Building w Gas Heat] | Warehouse | Total Electric | NC | 0.1 | 0.093833 | 0.090372 | 0.087456 | 0.082735 | 0.082156 | 0.082043 | 0.07985 | 0.079589 | 0.078609
| Integrated Building Design_Com, G - TotF [Building w Gas Heat] | Warehouse |  | NC | 0.1 | 0.094759 | 0.091754 | 0.087973 | 0.083964 | 0.081496 | 0.080903 | 0.080762 | 0.08088 | 0.080611
| Integrated Building Design_Com, E - TotE [Building w Oil Heat] | Warehouse | Total Electric | NC | 0.1 | 0.093833 | 0.090372 | 0.087456 | 0.082735 | 0.082156 | 0.082043 | 0.07985 | 0.079589 | 0.078609
| Integrated Building Design_Com, O - TotF [Building w Oil Heat] | Warehouse |  | NC | 0.1 | 0.093756 | 0.090356 | 0.086352 | 0.081845 | 0.07872 | 0.077324 | 0.07629 | 0.075353 | 0.074091
| Integrated Building Design_Com, E - TotE [Building w Propane Heat] | Warehouse | Total Electric | NC | 0.1 | 0.093833 | 0.090372 | 0.087456 | 0.082735 | 0.082156 | 0.082043 | 0.07985 | 0.079589 | 0.078609
| Integrated Building Design_Com, P - TotF [Building w Propane Heat] | Warehouse |  | NC | 0.1 | 0.093756 | 0.090356 | 0.086352 | 0.081845 | 0.07872 | 0.077324 | 0.07629 | 0.075353 | 0.074091
| Deep Energy Retrofit_Com, E - TotE [Building w Elec Heat] | Warehouse | Total Electric | RET | 0.01 | 0.0097332 | 0.010196 | 0.010084 | 0.010032 | 0.010059 | 0.0099455 | 0.010179 | 0.010273 | 0.010052
| Deep Energy Retrofit_Com, E - TotE [Building w Gas Heat] | Warehouse | Total Electric | RET | 0.01 | 0.0097332 | 0.010196 | 0.010084 | 0.010032 | 0.010059 | 0.0099455 | 0.010179 | 0.010273 | 0.010052
| Deep Energy Retrofit_Com, G - TotF [Building w Gas Heat] | Warehouse |  | RET | 0.01 | 0.0099873 | 0.0099896 | 0.0099218 | 0.0099015 | 0.0099059 | 0.0099362 | 0.0099739 | 0.010032 | 0.010082
| Deep Energy Retrofit_Com, E - TotE [Building w Oil Heat] | Warehouse | Total Electric | RET | 0.01 | 0.0097332 | 0.010196 | 0.010084 | 0.010032 | 0.010059 | 0.0099455 | 0.010179 | 0.010273 | 0.010052
| Deep Energy Retrofit_Com, O - TotF [Building w Oil Heat] | Warehouse |  | RET | 0.01 | 0.0098815 | 0.0098374 | 0.009739 | 0.0096516 | 0.0095684 | 0.0094967 | 0.0094216 | 0.0093466 | 0.0092665
| Deep Energy Retrofit_Com, E - TotE [Building w Propane Heat] | Warehouse | Total Electric | RET | 0.01 | 0.0097332 | 0.010196 | 0.010084 | 0.010032 | 0.010059 | 0.0099455 | 0.010179 | 0.010273 | 0.010052
| Deep Energy Retrofit_Com, P - TotF [Building w Propane Heat] | Warehouse |  | RET | 0.01 | 0.0098815 | 0.0098374 | 0.009739 | 0.0096516 | 0.0095684 | 0.0094967 | 0.0094216 | 0.0093466 | 0.0092665
| EMS_Com, E - TotE [Building w Elec Heat] | Warehouse | Total Electric | NC | 0.35 | 0.32842 | 0.3163 | 0.3061 | 0.28957 | 0.28755 | 0.28715 | 0.27947 | 0.27856 | 0.27513
| EMS_Com, E - TotE [Building w Elec Heat] | Warehouse | Total Electric | RET | 0.035 | 0.034066 | 0.035686 | 0.035294 | 0.035112 | 0.035206 | 0.034809 | 0.035626 | 0.035956 | 0.035181
| EMS_Com, E - TotE [Building w Gas Heat] | Warehouse | Total Electric | NC | 0.35 | 0.32842 | 0.3163 | 0.3061 | 0.28957 | 0.28755 | 0.28715 | 0.27947 | 0.27856 | 0.27513
| EMS_Com, E - TotE [Building w Gas Heat] | Warehouse | Total Electric | RET | 0.035 | 0.034066 | 0.035686 | 0.035294 | 0.035112 | 0.035206 | 0.034809 | 0.035626 | 0.035956 | 0.035181
| EMS_Com, G - TotF [Building w Gas Heat] | Warehouse |  | NC | 0.35 | 0.33166 | 0.32114 | 0.3079 | 0.29387 | 0.28524 | 0.28316 | 0.28267 | 0.28308 | 0.28214
| EMS_Com, G - TotF [Building w Gas Heat] | Warehouse |  | RET | 0.035 | 0.034955 | 0.034964 | 0.034726 | 0.034655 | 0.034671 | 0.034777 | 0.034909 | 0.035113 | 0.035287
| EMS_Com, E - TotE [Building w Oil Heat] | Warehouse | Total Electric | NC | 0.35 | 0.32842 | 0.3163 | 0.3061 | 0.28957 | 0.28755 | 0.28715 | 0.27947 | 0.27856 | 0.27513
| EMS_Com, E - TotE [Building w Oil Heat] | Warehouse | Total Electric | RET | 0.035 | 0.034066 | 0.035686 | 0.035294 | 0.035112 | 0.035206 | 0.034809 | 0.035626 | 0.035956 | 0.035181
| EMS_Com, O - TotF [Building w Oil Heat] | Warehouse |  | NC | 0.35 | 0.32815 | 0.31625 | 0.30223 | 0.28646 | 0.27552 | 0.27063 | 0.26701 | 0.26373 | 0.25932
| EMS_Com, O - TotF [Building w Oil Heat] | Warehouse |  | RET | 0.035 | 0.034585 | 0.034431 | 0.034086 | 0.033781 | 0.033489 | 0.033238 | 0.032976 | 0.032713 | 0.032433
| EMS_Com, E - TotE [Building w Propane Heat] | Warehouse | Total Electric | NC | 0.35 | 0.32842 | 0.3163 | 0.3061 | 0.28957 | 0.28755 | 0.28715 | 0.27947 | 0.27856 | 0.27513
| EMS_Com, E - TotE [Building w Propane Heat] | Warehouse | Total Electric | RET | 0.035 | 0.034066 | 0.035686 | 0.035294 | 0.035112 | 0.035206 | 0.034809 | 0.035626 | 0.035956 | 0.035181
| EMS_Com, P - TotF [Building w Propane Heat] | Warehouse |  | NC | 0.35 | 0.32815 | 0.31625 | 0.30223 | 0.28646 | 0.27552 | 0.27063 | 0.26701 | 0.26373 | 0.25932
| EMS_Com, P - TotF [Building w Propane Heat] | Warehouse |  | RET | 0.035 | 0.034585 | 0.034431 | 0.034086 | 0.033781 | 0.033489 | 0.033238 | 0.032976 | 0.032713 | 0.032433
| VFDs on HVAC Pumps_Com, E - Oth | Warehouse | Other | RET | 0.1 | 0.097332 | 0.10196 | 0.10084 | 0.10032 | 0.10059 | 0.099455 | 0.10179 | 0.10273 | 0.10052
| ECM Circulators_Com, E - Oth | Warehouse | Other | RET | 0.1 | 0.097332 | 0.10196 | 0.10084 | 0.10032 | 0.10059 | 0.099455 | 0.10179 | 0.10273 | 0.10052
| Motors_Com, E - Oth | Warehouse | Other | NC | 1 | 0.93833 | 0.90372 | 0.87456 | 0.82735 | 0.82156 | 0.82043 | 0.7985 | 0.79589 | 0.78609
| Motors_Com, E - Oth | Warehouse | Other | RET | 0.1 | 0.087696 | 0.082772 | 0.073758 | 0.066113 | 0.059727 | 0.053208 | 0.049292 | 0.045051 | 0.03994
| Motors_Com, E - Oth | Warehouse | Other | REPL | 1 | 0.77865 | 0.71373 | 0.60504 | 0.5016 | 0.40235 | 0.29836 | 0.20584 | 0.1073 | 0.0067012
| Ext Area Ltg_Com, E - ExtL | Warehouse | Exterior Lighting | NC | 0.5 | 0.46917 | 0.45186 | 0.43728 | 0.41368 | 0.41078 | 0.41022 | 0.39925 | 0.39795 | 0.39305
| Ext Area Ltg_Com, E - ExtL | Warehouse | Exterior Lighting | RET | 0.05 | 0.046233 | 0.04601 | 0.043229 | 0.040856 | 0.046537 | 0.049727 | 0.050895 | 0.051365 | 0.050259
| Ext Area Ltg_Com, E - ExtL | Warehouse | Exterior Lighting | REPL | 0.5 | 0.38933 | 0.35686 | 0.30252 | 0.2508 | 0.27738 | 0.29987 | 0.33313 | 0.36267 | 0.38075
| Street Ltg_Com, E - ExtL | Warehouse | Exterior Lighting | NC | 1 | 0.93833 | 0.90372 | 0.87456 | 0.82735 | 0.82156 | 0.82043 | 0.7985 | 0.79589 | 0.78609
| Street Ltg_Com, E - ExtL | Warehouse | Exterior Lighting | RET | 0.1 | 0.092465 | 0.09202 | 0.086458 | 0.081711 | 0.093074 | 0.099455 | 0.10179 | 0.10273 | 0.10052
| Street Ltg_Com, E - ExtL | Warehouse | Exterior Lighting | REPL | 1 | 0.77865 | 0.71373 | 0.60504 | 0.5016 | 0.55476 | 0.59974 | 0.66626 | 0.72534 | 0.7615
| Ext Ltg Ctrls_Com, E - ExtL | Warehouse | Exterior Lighting | RET | 0.1 | 0.097332 | 0.10196 | 0.10084 | 0.10032 | 0.10059 | 0.099455 | 0.10179 | 0.10273 | 0.10052
| Ext Ltg Dsgn_Com, E - ExtL | Warehouse | Exterior Lighting | NC | 0.1 | 0.093833 | 0.090372 | 0.087456 | 0.082735 | 0.082156 | 0.082043 | 0.07985 | 0.079589 | 0.078609
| Ext Ltg Dsgn_Com, E - ExtL | Warehouse | Exterior Lighting | REPL | 0.1 | 0.097332 | 0.10196 | 0.10084 | 0.10032 | 0.10059 | 0.099455 | 0.10179 | 0.10273 | 0.10052
| Int Ltg Ctrls_Com, E - IntL [No Heat] | Warehouse | Interior Lighting | RET | 0.1 | 0.097332 | 0.10196 | 0.10084 | 0.10032 | 0.10059 | 0.099455 | 0.10179 | 0.10273 | 0.10052
| Int Ltg Ctrls_Com, E - IntL [Electric Heat] | Warehouse | Interior Lighting | RET | 0.1 | 0.097332 | 0.10196 | 0.10084 | 0.10032 | 0.10059 | 0.099455 | 0.10179 | 0.10273 | 0.10052
| Int Ltg Ctrls_Com, E/G - IntL | Warehouse | Interior Lighting | RET | 0.1 | 0.097332 | 0.10196 | 0.10084 | 0.10032 | 0.10059 | 0.099455 | 0.10179 | 0.10273 | 0.10052
| Int Ltg Ctrls_Com, E/O - IntL | Warehouse | Interior Lighting | RET | 0.1 | 0.097332 | 0.10196 | 0.10084 | 0.10032 | 0.10059 | 0.099455 | 0.10179 | 0.10273 | 0.10052
| Int Ltg Ctrls_Com, E/P - IntL | Warehouse | Interior Lighting | RET | 0.1 | 0.097332 | 0.10196 | 0.10084 | 0.10032 | 0.10059 | 0.099455 | 0.10179 | 0.10273 | 0.10052
| Exit Sign RetFit_Com, E - IntL [No Heat] | Warehouse | Interior Lighting | RET | 0.1 | 0.097332 | 0.10196 | 0.10084 | 0.10032 | 0.10059 | 0.099455 | 0.10179 | 0.10273 | 0.10052
| Exit Sign RetFit_Com, E - IntL [Electric Heat] | Warehouse | Interior Lighting | RET | 0.1 | 0.097332 | 0.10196 | 0.10084 | 0.10032 | 0.10059 | 0.099455 | 0.10179 | 0.10273 | 0.10052
| Exit Sign RetFit_Com, E/G - IntL | Warehouse | Interior Lighting | RET | 0.1 | 0.097332 | 0.10196 | 0.10084 | 0.10032 | 0.10059 | 0.099455 | 0.10179 | 0.10273 | 0.10052
| Exit Sign RetFit_Com, E/O - IntL | Warehouse | Interior Lighting | RET | 0.1 | 0.097332 | 0.10196 | 0.10084 | 0.10032 | 0.10059 | 0.099455 | 0.10179 | 0.10273 | 0.10052
| Exit Sign RetFit_Com, E/P - IntL | Warehouse | Interior Lighting | RET | 0.1 | 0.097332 | 0.10196 | 0.10084 | 0.10032 | 0.10059 | 0.099455 | 0.10179 | 0.10273 | 0.10052
| LED HiLo Bay_Com, E - IntL [No Heat] | Warehouse | Interior Lighting | NC | 1 | 0.93833 | 0.90372 | 0.87456 | 0.82735 | 0.82156 | 0.82043 | 0.7985 | 0.79589 | 0.78609
| LED HiLo Bay_Com, E - IntL [No Heat] | Warehouse | Interior Lighting | RET | 0.1 | 0.090778 | 0.088692 | 0.08181 | 0.075908 | 0.070986 | 0.06546 | 0.062485 | 0.058816 | 0.059434
| LED HiLo Bay_Com, E - IntL [No Heat] | Warehouse | Interior Lighting | REPL | 1 | 0.77865 | 0.71373 | 0.60504 | 0.5016 | 0.40235 | 0.29836 | 0.20358 | 0.10273 | 0.0576
| LED HiLo Bay_Com, E - IntL [Electric Heat] | Warehouse | Interior Lighting | NC | 1 | 0.93833 | 0.90372 | 0.87456 | 0.82735 | 0.82156 | 0.82043 | 0.7985 | 0.79589 | 0.78609
| LED HiLo Bay_Com, E - IntL [Electric Heat] | Warehouse | Interior Lighting | RET | 0.1 | 0.090778 | 0.088692 | 0.08181 | 0.075908 | 0.070986 | 0.06546 | 0.062485 | 0.058816 | 0.059434
| LED HiLo Bay_Com, E - IntL [Electric Heat] | Warehouse | Interior Lighting | REPL | 1 | 0.77865 | 0.71373 | 0.60504 | 0.5016 | 0.40235 | 0.29836 | 0.20358 | 0.10273 | 0.0576
| LED HiLo Bay_Com, E/G - IntL | Warehouse | Interior Lighting | NC | 1 | 0.93833 | 0.90372 | 0.87456 | 0.82735 | 0.82156 | 0.82043 | 0.7985 | 0.79589 | 0.78609
| LED HiLo Bay_Com, E/G - IntL | Warehouse | Interior Lighting | RET | 0.1 | 0.090778 | 0.088692 | 0.08181 | 0.075908 | 0.070986 | 0.06546 | 0.062485 | 0.058816 | 0.059434
| LED HiLo Bay_Com, E/G - IntL | Warehouse | Interior Lighting | REPL | 1 | 0.77865 | 0.71373 | 0.60504 | 0.5016 | 0.40235 | 0.29836 | 0.20358 | 0.10273 | 0.0576
| LED HiLo Bay_Com, E/O - IntL | Warehouse | Interior Lighting | NC | 1 | 0.93833 | 0.90372 | 0.87456 | 0.82735 | 0.82156 | 0.82043 | 0.7985 | 0.79589 | 0.78609
| LED HiLo Bay_Com, E/O - IntL | Warehouse | Interior Lighting | RET | 0.1 | 0.090778 | 0.088692 | 0.08181 | 0.075908 | 0.070986 | 0.06546 | 0.062485 | 0.058816 | 0.059434
| LED HiLo Bay_Com, E/O - IntL | Warehouse | Interior Lighting | REPL | 1 | 0.77865 | 0.71373 | 0.60504 | 0.5016 | 0.40235 | 0.29836 | 0.20358 | 0.10273 | 0.0576
| LED HiLo Bay_Com, E/P - IntL | Warehouse | Interior Lighting | NC | 1 | 0.93833 | 0.90372 | 0.87456 | 0.82735 | 0.82156 | 0.82043 | 0.7985 | 0.79589 | 0.78609
| LED HiLo Bay_Com, E/P - IntL | Warehouse | Interior Lighting | RET | 0.1 | 0.090778 | 0.088692 | 0.08181 | 0.075908 | 0.070986 | 0.06546 | 0.062485 | 0.058816 | 0.059434
| LED HiLo Bay_Com, E/P - IntL | Warehouse | Interior Lighting | REPL | 1 | 0.77865 | 0.71373 | 0.60504 | 0.5016 | 0.40235 | 0.29836 | 0.20358 | 0.10273 | 0.0576
| Repl Scre_Com, E - IntL [No Heat] | Warehouse | Interior Lighting | NC | 1 | 0.93833 | 0 | 0 | 0 | 0 | 0 | 0 | 0 | 0
| Repl Scre_Com, E - IntL [No Heat] | Warehouse | Interior Lighting | RET | 0.1 | 0.097332 | 0 | 0 | 0 | 0 | 0 | 0 | 0 | 0
| Repl Scre_Com, E - IntL [No Heat] | Warehouse | Interior Lighting | REPL | 1 | 0.97332 | 0 | 0 | 0 | 0 | 0 | 0 | 0 | 0
| Repl Scre_Com, E - IntL [Electric Heat] | Warehouse | Interior Lighting | NC | 1 | 0.93833 | 0 | 0 | 0 | 0 | 0 | 0 | 0 | 0
| Repl Scre_Com, E - IntL [Electric Heat] | Warehouse | Interior Lighting | RET | 0.1 | 0.097332 | 0 | 0 | 0 | 0 | 0 | 0 | 0 | 0
| Repl Scre_Com, E - IntL [Electric Heat] | Warehouse | Interior Lighting | REPL | 1 | 0.97332 | 0 | 0 | 0 | 0 | 0 | 0 | 0 | 0
| Repl Scre_Com, E/G - IntL | Warehouse | Interior Lighting | NC | 1 | 0.93833 | 0 | 0 | 0 | 0 | 0 | 0 | 0 | 0
| Repl Scre_Com, E/G - IntL | Warehouse | Interior Lighting | RET | 0.1 | 0.097332 | 0 | 0 | 0 | 0 | 0 | 0 | 0 | 0
| Repl Scre_Com, E/G - IntL | Warehouse | Interior Lighting | REPL | 1 | 0.97332 | 0 | 0 | 0 | 0 | 0 | 0 | 0 | 0
| Repl Scre_Com, E/O - IntL | Warehouse | Interior Lighting | NC | 1 | 0.93833 | 0 | 0 | 0 | 0 | 0 | 0 | 0 | 0
| Repl Scre_Com, E/O - IntL | Warehouse | Interior Lighting | RET | 0.1 | 0.097332 | 0 | 0 | 0 | 0 | 0 | 0 | 0 | 0
| Repl Scre_Com, E/O - IntL | Warehouse | Interior Lighting | REPL | 1 | 0.97332 | 0 | 0 | 0 | 0 | 0 | 0 | 0 | 0
| Repl Scre_Com, E/P - IntL | Warehouse | Interior Lighting | NC | 1 | 0.93833 | 0 | 0 | 0 | 0 | 0 | 0 | 0 | 0
| Repl Scre_Com, E/P - IntL | Warehouse | Interior Lighting | RET | 0.1 | 0.097332 | 0 | 0 | 0 | 0 | 0 | 0 | 0 | 0
| Repl Scre_Com, E/P - IntL | Warehouse | Interior Lighting | REPL | 1 | 0.97332 | 0 | 0 | 0 | 0 | 0 | 0 | 0 | 0
| Lin LED Fixture_Com, E - IntL [No Heat] | Warehouse | Interior Lighting | NC | 0.15 | 0.14075 | 0.13556 | 0.13118 | 0.1241 | 0.12323 | 0.12306 | 0.11977 | 0.11938 | 0.11791
| Lin LED Fixture_Com, E - IntL [No Heat] | Warehouse | Interior Lighting | RET | 0.015 | 0.013459 | 0.012997 | 0.011849 | 0.010867 | 0.010044 | 0.0091545 | 0.0086371 | 0.0086953 | 0.0084885
| Lin LED Fixture_Com, E - IntL [No Heat] | Warehouse | Interior Lighting | REPL | 0.15 | 0.1168 | 0.10706 | 0.090756 | 0.07524 | 0.060353 | 0.044755 | 0.030537 | 0.022007 | 0.012911
| Lin LED Fixture_Com, E - IntL [Electric Heat] | Warehouse | Interior Lighting | NC | 0.15 | 0.14075 | 0.13556 | 0.13118 | 0.1241 | 0.12323 | 0.12306 | 0.11977 | 0.11938 | 0.11791
| Lin LED Fixture_Com, E - IntL [Electric Heat] | Warehouse | Interior Lighting | RET | 0.015 | 0.013459 | 0.012997 | 0.011849 | 0.010867 | 0.010044 | 0.0091545 | 0.0086371 | 0.0086953 | 0.0084885
| Lin LED Fixture_Com, E - IntL [Electric Heat] | Warehouse | Interior Lighting | REPL | 0.15 | 0.1168 | 0.10706 | 0.090756 | 0.07524 | 0.060353 | 0.044755 | 0.030537 | 0.022007 | 0.012911
| Lin LED Fixture_Com, E/G - IntL | Warehouse | Interior Lighting | NC | 0.15 | 0.14075 | 0.13556 | 0.13118 | 0.1241 | 0.12323 | 0.12306 | 0.11977 | 0.11938 | 0.11791
| Lin LED Fixture_Com, E/G - IntL | Warehouse | Interior Lighting | RET | 0.015 | 0.013459 | 0.012997 | 0.011849 | 0.010867 | 0.010044 | 0.0091545 | 0.0086371 | 0.0086953 | 0.0084885
| Lin LED Fixture_Com, E/G - IntL | Warehouse | Interior Lighting | REPL | 0.15 | 0.1168 | 0.10706 | 0.090756 | 0.07524 | 0.060353 | 0.044755 | 0.030537 | 0.022007 | 0.012911
| Lin LED Fixture_Com, E/O - IntL | Warehouse | Interior Lighting | NC | 0.15 | 0.14075 | 0.13556 | 0.13118 | 0.1241 | 0.12323 | 0.12306 | 0.11977 | 0.11938 | 0.11791
| Lin LED Fixture_Com, E/O - IntL | Warehouse | Interior Lighting | RET | 0.015 | 0.013459 | 0.012997 | 0.011849 | 0.010867 | 0.010044 | 0.0091545 | 0.0086371 | 0.0086953 | 0.0084885
| Lin LED Fixture_Com, E/O - IntL | Warehouse | Interior Lighting | REPL | 0.15 | 0.1168 | 0.10706 | 0.090756 | 0.07524 | 0.060353 | 0.044755 | 0.030537 | 0.022007 | 0.012911
| Lin LED Fixture_Com, E/P - IntL | Warehouse | Interior Lighting | NC | 0.15 | 0.14075 | 0.13556 | 0.13118 | 0.1241 | 0.12323 | 0.12306 | 0.11977 | 0.11938 | 0.11791
| Lin LED Fixture_Com, E/P - IntL | Warehouse | Interior Lighting | RET | 0.015 | 0.013459 | 0.012997 | 0.011849 | 0.010867 | 0.010044 | 0.0091545 | 0.0086371 | 0.0086953 | 0.0084885
| Lin LED Fixture_Com, E/P - IntL | Warehouse | Interior Lighting | REPL | 0.15 | 0.1168 | 0.10706 | 0.090756 | 0.07524 | 0.060353 | 0.044755 | 0.030537 | 0.022007 | 0.012911
| LED Tube Repl_Com, E - IntL [No Heat] | Warehouse | Interior Lighting | RET | 0.085 | 0.076265 | 0.073648 | 0.067145 | 0.061577 | 0.062573 | 0.062626 | 0.064811 | 0.066075 | 0.065252
| LED Tube Repl_Com, E - IntL [No Heat] | Warehouse | Interior Lighting | REPL | 0.85 | 0.66186 | 0.60667 | 0.51428 | 0.42636 | 0.39857 | 0.36548 | 0.34479 | 0.31843 | 0.28267
| LED Tube Repl_Com, E - IntL [Electric Heat] | Warehouse | Interior Lighting | RET | 0.085 | 0.076265 | 0.073648 | 0.067145 | 0.061577 | 0.062573 | 0.062626 | 0.064811 | 0.066075 | 0.065252
| LED Tube Repl_Com, E - IntL [Electric Heat] | Warehouse | Interior Lighting | REPL | 0.85 | 0.66186 | 0.60667 | 0.51428 | 0.42636 | 0.39857 | 0.36548 | 0.34479 | 0.31843 | 0.28267
| LED Tube Repl_Com, E/G - IntL | Warehouse | Interior Lighting | RET | 0.085 | 0.076265 | 0.073648 | 0.067145 | 0.061577 | 0.062573 | 0.062626 | 0.064811 | 0.066075 | 0.065252
| LED Tube Repl_Com, E/G - IntL | Warehouse | Interior Lighting | REPL | 0.85 | 0.66186 | 0.60667 | 0.51428 | 0.42636 | 0.39857 | 0.36548 | 0.34479 | 0.31843 | 0.28267
| LED Tube Repl_Com, E/O - IntL | Warehouse | Interior Lighting | RET | 0.085 | 0.076265 | 0.073648 | 0.067145 | 0.061577 | 0.062573 | 0.062626 | 0.064811 | 0.066075 | 0.065252
| LED Tube Repl_Com, E/O - IntL | Warehouse | Interior Lighting | REPL | 0.85 | 0.66186 | 0.60667 | 0.51428 | 0.42636 | 0.39857 | 0.36548 | 0.34479 | 0.31843 | 0.28267
| LED Tube Repl_Com, E/P - IntL | Warehouse | Interior Lighting | RET | 0.085 | 0.076265 | 0.073648 | 0.067145 | 0.061577 | 0.062573 | 0.062626 | 0.064811 | 0.066075 | 0.065252
| LED Tube Repl_Com, E/P - IntL | Warehouse | Interior Lighting | REPL | 0.85 | 0.66186 | 0.60667 | 0.51428 | 0.42636 | 0.39857 | 0.36548 | 0.34479 | 0.31843 | 0.28267
| Repl pin CFL wLED_Com, E - IntL [No Heat] | Warehouse | Interior Lighting | RET | 0.1 | 0.091111 | 0.089343 | 0.082713 | 0.077027 | 0.083295 | 0.087967 | 0.095407 | 0.10137 | 0.10052
| Repl pin CFL wLED_Com, E - IntL [No Heat] | Warehouse | Interior Lighting | REPL | 1 | 0.77865 | 0.71373 | 0.60504 | 0.5016 | 0.51234 | 0.51585 | 0.53747 | 0.55204 | 0.54954
| Repl pin CFL wLED_Com, E - IntL [Electric Heat] | Warehouse | Interior Lighting | RET | 0.1 | 0.091111 | 0.089343 | 0.082713 | 0.077027 | 0.083295 | 0.087967 | 0.095407 | 0.10137 | 0.10052
| Repl pin CFL wLED_Com, E - IntL [Electric Heat] | Warehouse | Interior Lighting | REPL | 1 | 0.77865 | 0.71373 | 0.60504 | 0.5016 | 0.51234 | 0.51585 | 0.53747 | 0.55204 | 0.54954
| Repl pin CFL wLED_Com, E/G - IntL | Warehouse | Interior Lighting | RET | 0.1 | 0.091111 | 0.089343 | 0.082713 | 0.077027 | 0.083295 | 0.087967 | 0.095407 | 0.10137 | 0.10052
| Repl pin CFL wLED_Com, E/G - IntL | Warehouse | Interior Lighting | REPL | 1 | 0.77865 | 0.71373 | 0.60504 | 0.5016 | 0.51234 | 0.51585 | 0.53747 | 0.55204 | 0.54954
| Repl pin CFL wLED_Com, E/O - IntL | Warehouse | Interior Lighting | RET | 0.1 | 0.091111 | 0.089343 | 0.082713 | 0.077027 | 0.083295 | 0.087967 | 0.095407 | 0.10137 | 0.10052
| Repl pin CFL wLED_Com, E/O - IntL | Warehouse | Interior Lighting | REPL | 1 | 0.77865 | 0.71373 | 0.60504 | 0.5016 | 0.51234 | 0.51585 | 0.53747 | 0.55204 | 0.54954
| Repl pin CFL wLED_Com, E/P - IntL | Warehouse | Interior Lighting | RET | 0.1 | 0.091111 | 0.089343 | 0.082713 | 0.077027 | 0.083295 | 0.087967 | 0.095407 | 0.10137 | 0.10052
| Repl pin CFL wLED_Com, E/P - IntL | Warehouse | Interior Lighting | REPL | 1 | 0.77865 | 0.71373 | 0.60504 | 0.5016 | 0.51234 | 0.51585 | 0.53747 | 0.55204 | 0.54954
| Refrig Case LED_Com, E - IntL | Warehouse | Interior Lighting | NC | 1 | 0.93833 | 0.90372 | 0.87456 | 0.82735 | 0.82156 | 0.82043 | 0.7985 | 0.79589 | 0.78609
| Refrig Case LED_Com, E - IntL | Warehouse | Interior Lighting | RET | 0.1 | 0.092465 | 0.09202 | 0.086458 | 0.081711 | 0.077833 | 0.073108 | 0.071083 | 0.078855 | 0.083769
| Refrig Case LED_Com, E - IntL | Warehouse | Interior Lighting | REPL | 1 | 0.77865 | 0.71373 | 0.60504 | 0.5016 | 0.40235 | 0.29836 | 0.20358 | 0.20974 | 0.20941
| Refrig Case Ctrls_Com, E - IntL | Warehouse | Interior Lighting | RET | 0.1 | 0.097332 | 0.10196 | 0.10084 | 0.10032 | 0.10059 | 0.099455 | 0.10179 | 0.10273 | 0.10052
| Stair Occ Sensor_Com, E - IntL [No Heat] | Warehouse | Interior Lighting | NC | 1 | 0.93833 | 0.90372 | 0.87456 | 0.82735 | 0.82156 | 0.82043 | 0.7985 | 0.79589 | 0.78609
| Stair Occ Sensor_Com, E - IntL [No Heat] | Warehouse | Interior Lighting | RET | 0.1 | 0.097332 | 0.10196 | 0.10084 | 0.10032 | 0.10059 | 0.099455 | 0.10179 | 0.10273 | 0.10052
| Stair Occ Sensor_Com, E - IntL [Electric Heat] | Warehouse | Interior Lighting | NC | 1 | 0.93833 | 0.90372 | 0.87456 | 0.82735 | 0.82156 | 0.82043 | 0.7985 | 0.79589 | 0.78609
| Stair Occ Sensor_Com, E - IntL [Electric Heat] | Warehouse | Interior Lighting | RET | 0.1 | 0.097332 | 0.10196 | 0.10084 | 0.10032 | 0.10059 | 0.099455 | 0.10179 | 0.10273 | 0.10052
| Stair Occ Sensor_Com, E/G - IntL | Warehouse | Interior Lighting | NC | 1 | 0.93833 | 0.90372 | 0.87456 | 0.82735 | 0.82156 | 0.82043 | 0.7985 | 0.79589 | 0.78609
| Stair Occ Sensor_Com, E/G - IntL | Warehouse | Interior Lighting | RET | 0.1 | 0.097332 | 0.10196 | 0.10084 | 0.10032 | 0.10059 | 0.099455 | 0.10179 | 0.10273 | 0.10052
| Stair Occ Sensor_Com, E/O - IntL | Warehouse | Interior Lighting | NC | 1 | 0.93833 | 0.90372 | 0.87456 | 0.82735 | 0.82156 | 0.82043 | 0.7985 | 0.79589 | 0.78609
| Stair Occ Sensor_Com, E/O - IntL | Warehouse | Interior Lighting | RET | 0.1 | 0.097332 | 0.10196 | 0.10084 | 0.10032 | 0.10059 | 0.099455 | 0.10179 | 0.10273 | 0.10052
| Stair Occ Sensor_Com, E/P - IntL | Warehouse | Interior Lighting | NC | 1 | 0.93833 | 0.90372 | 0.87456 | 0.82735 | 0.82156 | 0.82043 | 0.7985 | 0.79589 | 0.78609
| Stair Occ Sensor_Com, E/P - IntL | Warehouse | Interior Lighting | RET | 0.1 | 0.097332 | 0.10196 | 0.10084 | 0.10032 | 0.10059 | 0.099455 | 0.10179 | 0.10273 | 0.10052
| Int Delamping_Com, E - IntL [No Heat] | Warehouse | Interior Lighting | RET | 0.04 | 0.038933 | 0.040784 | 0.040336 | 0.040128 | 0.040235 | 0.039782 | 0.040716 | 0.041092 | 0.040207
| Int Delamping_Com, E - IntL [Electric Heat] | Warehouse | Interior Lighting | RET | 0.04 | 0.038933 | 0.040784 | 0.040336 | 0.040128 | 0.040235 | 0.039782 | 0.040716 | 0.041092 | 0.040207
| Int Delamping_Com, E/G - IntL | Warehouse | Interior Lighting | RET | 0.04 | 0.038933 | 0.040784 | 0.040336 | 0.040128 | 0.040235 | 0.039782 | 0.040716 | 0.041092 | 0.040207
| Int Delamping_Com, E/O - IntL | Warehouse | Interior Lighting | RET | 0.04 | 0.038933 | 0.040784 | 0.040336 | 0.040128 | 0.040235 | 0.039782 | 0.040716 | 0.041092 | 0.040207
| Int Delamping_Com, E/P - IntL | Warehouse | Interior Lighting | RET | 0.04 | 0.038933 | 0.040784 | 0.040336 | 0.040128 | 0.040235 | 0.039782 | 0.040716 | 0.041092 | 0.040207
| Int Ltg Dsgn_Com, E - IntL [No Heat] | Warehouse | Interior Lighting | NC | 0.1 | 0.093833 | 0.090372 | 0.087456 | 0.082735 | 0.082156 | 0.082043 | 0.07985 | 0.079589 | 0.078609
| Int Ltg Dsgn_Com, E - IntL [Electric Heat] | Warehouse | Interior Lighting | NC | 0.1 | 0.093833 | 0.090372 | 0.087456 | 0.082735 | 0.082156 | 0.082043 | 0.07985 | 0.079589 | 0.078609
| Int Ltg Dsgn_Com, E/G - IntL | Warehouse | Interior Lighting | NC | 0.1 | 0.093833 | 0.090372 | 0.087456 | 0.082735 | 0.082156 | 0.082043 | 0.07985 | 0.079589 | 0.078609
| Int Ltg Dsgn_Com, E/O - IntL | Warehouse | Interior Lighting | NC | 0.1 | 0.093833 | 0.090372 | 0.087456 | 0.082735 | 0.082156 | 0.082043 | 0.07985 | 0.079589 | 0.078609
| Int Ltg Dsgn_Com, E/P - IntL | Warehouse | Interior Lighting | NC | 0.1 | 0.093833 | 0.090372 | 0.087456 | 0.082735 | 0.082156 | 0.082043 | 0.07985 | 0.079589 | 0.078609

## Table E8
Table E8. Measure Penetration - Max Achievable Scenario
Return to List of Tables
| Measure Name | Building Type | End Use (Electric) | New Construction (NC), Replacement (REPL), or Retrofit (RET) | 2020 | 2021 | 2022 | 2023 | 2024 | 2025 | 2026 | 2027 | 2028 | 2029
| Room Air Conditioner_Com, E - Cool | Small Office | Cooling | NC | 0.35 | 0.54918 | 0.65532 | 0.6821 | 0.66004 | 0.65725 | 0.65635 | 0.6388 | 0.63671 | 0.62888
| Room Air Conditioner_Com, E - Cool | Small Office | Cooling | RET | 0.002 | 0.0023269 | 0.0037523 | 0.0054738 | 0.0062613 | 0.0062231 | 0.0071944 | 0.0082558 | 0.0091693 | 0.0090466
| Room Air Conditioner_Com, E - Cool | Small Office | Cooling | REPL | 0.35 | 0.56704 | 0.73282 | 0.77425 | 0.78123 | 0.77838 | 0.79564 | 0.81431 | 0.82184 | 0.80414
| Computer Room Air Conditioner_Com, E - Cool | Small Office | Cooling | NC | 0.25 | 0.46346 | 0.61438 | 0.66797 | 0.65584 | 0.65725 | 0.65635 | 0.6388 | 0.63671 | 0.62888
| Computer Room Air Conditioner_Com, E - Cool | Small Office | Cooling | REPL | 0.25 | 0.48074 | 0.69316 | 0.77019 | 0.79523 | 0.80471 | 0.79564 | 0.81431 | 0.82184 | 0.80414
| Mini Split Ductless AC_Com, E - Cool | Small Office | Cooling | NC | 0 | 0 | 0 | 0 | 0 | 0 | 0 | 0 | 0 | 0
| Mini Split Ductless AC_Com, E - Cool | Small Office | Cooling | RET | 0.002 | 0.0025171 | 0.0043144 | 0.0067169 | 0.0082024 | 0.008698 | 0.0086676 | 0.0088335 | 0.0088777 | 0.00865
| Mini Split Ductless AC_Com, E - Cool | Small Office | Cooling | REPL | 0 | 0 | 0 | 0 | 0 | 0 | 0 | 0 | 0 | 0
| Eff Unitary AC_Com, E - Cool | Small Office | Cooling | NC | 0.35 | 0.54918 | 0.65532 | 0.6821 | 0.66004 | 0.65725 | 0.65635 | 0.6388 | 0.63671 | 0.62888
| Eff Unitary AC_Com, E - Cool | Small Office | Cooling | RET | 0.05 | 0.047535 | 0.048638 | 0.046985 | 0.045657 | 0.044715 | 0.043183 | 0.045717 | 0.047639 | 0.048045
| Eff Unitary AC_Com, E - Cool | Small Office | Cooling | REPL | 0.35 | 0.53548 | 0.67282 | 0.69211 | 0.68028 | 0.65986 | 0.62855 | 0.65964 | 0.68222 | 0.68365
| PTAC_Com, E - Cool | Small Office | Cooling | NC | 0.35 | 0.54918 | 0.65532 | 0.6821 | 0.66004 | 0.65725 | 0.65635 | 0.6388 | 0.63671 | 0.62888
| PTAC_Com, E - Cool | Small Office | Cooling | RET | 0.004 | 0.0050347 | 0.0086307 | 0.013439 | 0.016417 | 0.017415 | 0.017362 | 0.018322 | 0.018491 | 0.018093
| PTAC_Com, E - Cool | Small Office | Cooling | REPL | 0.35 | 0.56443 | 0.72628 | 0.76201 | 0.76213 | 0.75205 | 0.72926 | 0.81431 | 0.82184 | 0.80414
| Unitary Equipment Economizer_Com, E - Cool | Small Office | Cooling | RET | 0.02 | 0.036139 | 0.047284 | 0.049739 | 0.05016 | 0.050294 | 0.049727 | 0.050895 | 0.051365 | 0.050259
| AC Tuneup_Com, E - Cool [ASHP] | Small Office | Cooling | RET | 0.01 | 0.025818 | 0.042301 | 0.048281 | 0.049885 | 0.050294 | 0.049727 | 0.050895 | 0.051365 | 0.050259
| AC Tuneup_Com, E - Heat [ASHP] | Small Office | Space Heating | RET | 0.01 | 0.025818 | 0.042301 | 0.048281 | 0.049885 | 0.050294 | 0.049727 | 0.050895 | 0.051365 | 0.050259
| AC Tuneup_Com, E - Cool [Unitary AC] | Small Office | Cooling | RET | 0.01 | 0.025818 | 0.042301 | 0.048281 | 0.049885 | 0.050294 | 0.049727 | 0.050895 | 0.051365 | 0.050259
| DCV_Com, E - Cool [Building w Elec Heat] | Small Office | Cooling | RET | 0.015 | 0.029391 | 0.042942 | 0.047996 | 0.049657 | 0.050294 | 0.049727 | 0.050895 | 0.051365 | 0.050259
| DCV_Com, E - Heat [Building w Elec Heat] | Small Office | Space Heating | RET | 0.015 | 0.029391 | 0.042942 | 0.047996 | 0.049657 | 0.050294 | 0.049727 | 0.050895 | 0.051365 | 0.050259
| DCV_Com, E - Vent [Building w Elec Heat] | Small Office | Ventilation | RET | 0.015 | 0.029391 | 0.042942 | 0.047996 | 0.049657 | 0.050294 | 0.049727 | 0.050895 | 0.051365 | 0.050259
| DCV_Com, E - Cool [Building w Gas Heat] | Small Office | Cooling | RET | 0.015 | 0.029391 | 0.042942 | 0.047996 | 0.049657 | 0.050294 | 0.049727 | 0.050895 | 0.051365 | 0.050259
| DCV_Com, G - Heat [Building w Gas Heat] | Small Office |  | RET | 0.015 | 0.030159 | 0.042072 | 0.047224 | 0.049011 | 0.04953 | 0.049681 | 0.04987 | 0.050161 | 0.05041
| DCV_Com, E - Vent [Building w Gas Heat] | Small Office | Ventilation | RET | 0.015 | 0.029391 | 0.042942 | 0.047996 | 0.049657 | 0.050294 | 0.049727 | 0.050895 | 0.051365 | 0.050259
| DCV_Com, E - Cool [Building w Oil Heat] | Small Office | Cooling | RET | 0.015 | 0.029391 | 0.042942 | 0.047996 | 0.049657 | 0.050294 | 0.049727 | 0.050895 | 0.051365 | 0.050259
| DCV_Com, O - Heat [Building w Oil Heat] | Small Office |  | RET | 0.015 | 0.029839 | 0.041431 | 0.046354 | 0.047774 | 0.047842 | 0.047483 | 0.047108 | 0.046733 | 0.046332
| DCV_Com, E - Vent [Building w Oil Heat] | Small Office | Ventilation | RET | 0.015 | 0.029391 | 0.042942 | 0.047996 | 0.049657 | 0.050294 | 0.049727 | 0.050895 | 0.051365 | 0.050259
| DCV_Com, E - Cool [Building w Propane Heat] | Small Office | Cooling | RET | 0.015 | 0.029391 | 0.042942 | 0.047996 | 0.049657 | 0.050294 | 0.049727 | 0.050895 | 0.051365 | 0.050259
| DCV_Com, E - Vent [Building w Propane Heat] | Small Office | Ventilation | RET | 0.015 | 0.029391 | 0.042942 | 0.047996 | 0.049657 | 0.050294 | 0.049727 | 0.050895 | 0.051365 | 0.050259
| Controls for Unitary AC_Com, E - Cool | Small Office | Cooling | RET | 0.015 | 0.029391 | 0.042942 | 0.047996 | 0.049657 | 0.050294 | 0.049727 | 0.050895 | 0.051365 | 0.050259
| Optimized Unitary AC Sys_Com, E - Cool [Building w Elec Heat] | Small Office | Cooling | NC | 0.15 | 0.28154 | 0.42121 | 0.51481 | 0.54172 | 0.56238 | 0.57169 | 0.55895 | 0.55712 | 0.55027
| Optimized Unitary AC Sys_Com, E - Heat [Building w Elec Heat] | Small Office | Space Heating | NC | 0.15 | 0.28154 | 0.42121 | 0.51481 | 0.54172 | 0.56238 | 0.57169 | 0.55895 | 0.55712 | 0.55027
| Optimized Unitary AC Sys_Com, E - Cool [Building w Gas Heat] | Small Office | Cooling | NC | 0.15 | 0.28154 | 0.42121 | 0.51481 | 0.54172 | 0.56238 | 0.57169 | 0.55895 | 0.55712 | 0.55027
| Optimized Unitary AC Sys_Com, G - Heat [Building w Gas Heat] | Small Office |  | NC | 0.15 | 0.28432 | 0.42765 | 0.51785 | 0.54977 | 0.55786 | 0.56374 | 0.56533 | 0.56616 | 0.56428
| Optimized Unitary AC Sys_Com, E - Cool [Building w Oil Heat] | Small Office | Cooling | NC | 0.15 | 0.28154 | 0.42121 | 0.51481 | 0.54172 | 0.56238 | 0.57169 | 0.55895 | 0.55712 | 0.55027
| Optimized Unitary AC Sys_Com, O - Heat [Building w Oil Heat] | Small Office |  | NC | 0.15 | 0.28131 | 0.42114 | 0.50831 | 0.53589 | 0.53885 | 0.5388 | 0.53403 | 0.52747 | 0.51864
| Optimized Unitary AC Sys_Com, E - Cool [Building w Propane Heat] | Small Office | Cooling | NC | 0.15 | 0.28154 | 0.42121 | 0.51481 | 0.54172 | 0.56238 | 0.57169 | 0.55895 | 0.55712 | 0.55027
| Cool Roof_Com, E - Cool [Building w Elec Heat] | Small Office | Cooling | NC | 0.1 | 0.15554 | 0.22193 | 0.28549 | 0.32654 | 0.36473 | 0.39023 | 0.39489 | 0.39795 | 0.39305
| Cool Roof_Com, E - Cool [Building w Elec Heat] | Small Office | Cooling | RET | 0 | 0.0019198 | 0.0061834 | 0.013576 | 0.024102 | 0.035153 | 0.042819 | 0.048563 | 0.051365 | 0.050259
| Cool Roof_Com, E - Heat [Building w Elec Heat] | Small Office | Space Heating | NC | 0.1 | 0.15554 | 0.22193 | 0.28549 | 0.32654 | 0.36473 | 0.39023 | 0.39489 | 0.39795 | 0.39305
| Cool Roof_Com, E - Heat [Building w Elec Heat] | Small Office | Space Heating | RET | 0 | 0.0019198 | 0.0061834 | 0.013576 | 0.024102 | 0.035153 | 0.042819 | 0.048563 | 0.051365 | 0.050259
| Cool Roof_Com, E - Cool [Building w Gas Heat] | Small Office | Cooling | NC | 0.1 | 0.15554 | 0.22193 | 0.28549 | 0.32654 | 0.36473 | 0.39023 | 0.39489 | 0.39795 | 0.39305
| Cool Roof_Com, E - Cool [Building w Gas Heat] | Small Office | Cooling | RET | 0 | 0.0019198 | 0.0061834 | 0.013576 | 0.024102 | 0.035153 | 0.042819 | 0.048563 | 0.051365 | 0.050259
| Cool Roof_Com, G - Heat [Building w Gas Heat] | Small Office |  | NC | 0.1 | 0.15708 | 0.22533 | 0.28718 | 0.33139 | 0.3618 | 0.3848 | 0.3994 | 0.4044 | 0.40306
| Cool Roof_Com, G - Heat [Building w Gas Heat] | Small Office |  | RET | 0 | 0.00197 | 0.0060582 | 0.013358 | 0.023788 | 0.034619 | 0.042779 | 0.047585 | 0.050161 | 0.05041
| Cool Roof_Com, E - Cool [Building w Oil Heat] | Small Office | Cooling | NC | 0.1 | 0.15554 | 0.22193 | 0.28549 | 0.32654 | 0.36473 | 0.39023 | 0.39489 | 0.39795 | 0.39305
| Cool Roof_Com, E - Cool [Building w Oil Heat] | Small Office | Cooling | RET | 0 | 0.0019198 | 0.0061834 | 0.013576 | 0.024102 | 0.035153 | 0.042819 | 0.048563 | 0.051365 | 0.050259
| Cool Roof_Com, O - Heat [Building w Oil Heat] | Small Office |  | NC | 0.1 | 0.15541 | 0.22189 | 0.28189 | 0.32303 | 0.34947 | 0.36778 | 0.37728 | 0.37676 | 0.37046
| Cool Roof_Com, O - Heat [Building w Oil Heat] | Small Office |  | RET | 0 | 0.0019491 | 0.0059659 | 0.013112 | 0.023188 | 0.033439 | 0.040886 | 0.04495 | 0.046733 | 0.046332
| Cool Roof_Com, E - Cool [Building w Propane Heat] | Small Office | Cooling | NC | 0.1 | 0.15554 | 0.22193 | 0.28549 | 0.32654 | 0.36473 | 0.39023 | 0.39489 | 0.39795 | 0.39305
| Cool Roof_Com, E - Cool [Building w Propane Heat] | Small Office | Cooling | RET | 0 | 0.0019198 | 0.0061834 | 0.013576 | 0.024102 | 0.035153 | 0.042819 | 0.048563 | 0.051365 | 0.050259
| GSHP_Com, E - Cool | Small Office | Cooling | RET | 0.002 | 0.0038855 | 0.0060812 | 0.0079712 | 0.0098337 | 0.011714 | 0.013351 | 0.015399 | 0.017206 | 0.018371
| GSHP_Com, E - Cool | Small Office | Cooling | REPL | 0.02 | 0.037028 | 0.068472 | 0.11081 | 0.16526 | 0.22516 | 0.27463 | 0.31961 | 0.34548 | 0.34792
| GSHP_Com, E - Heat | Small Office | Space Heating | RET | 0.002 | 0.0038855 | 0.0060812 | 0.0079712 | 0.0098337 | 0.011714 | 0.013351 | 0.015399 | 0.017206 | 0.018371
| GSHP_Com, E - Heat | Small Office | Space Heating | REPL | 0.02 | 0.037028 | 0.068472 | 0.11081 | 0.16526 | 0.22516 | 0.27463 | 0.31961 | 0.34548 | 0.34792
| Unitary HP_Com, E - Cool | Small Office | Cooling | NC | 0.35 | 0.54918 | 0.65532 | 0.6821 | 0.66004 | 0.65725 | 0.65635 | 0.6388 | 0.63671 | 0.62888
| Unitary HP_Com, E - Cool | Small Office | Cooling | RET | 0.008 | 0.022718 | 0.039759 | 0.046036 | 0.046943 | 0.046353 | 0.044727 | 0.05054 | 0.051365 | 0.050259
| Unitary HP_Com, E - Cool | Small Office | Cooling | REPL | 0.35 | 0.55175 | 0.68685 | 0.69346 | 0.666 | 0.62941 | 0.58254 | 0.64934 | 0.70896 | 0.74615
| Unitary HP_Com, E - Heat | Small Office | Space Heating | NC | 0.35 | 0.54918 | 0.65532 | 0.6821 | 0.66004 | 0.65725 | 0.65635 | 0.6388 | 0.63671 | 0.62888
| Unitary HP_Com, E - Heat | Small Office | Space Heating | RET | 0.008 | 0.022718 | 0.039759 | 0.046036 | 0.046943 | 0.046353 | 0.044727 | 0.05054 | 0.051365 | 0.050259
| Unitary HP_Com, E - Heat | Small Office | Space Heating | REPL | 0.35 | 0.55175 | 0.68685 | 0.69346 | 0.666 | 0.62941 | 0.58254 | 0.64934 | 0.70896 | 0.74615
| PTHP_Com, E - Cool | Small Office | Cooling | NC | 0.35 | 0.54918 | 0.65532 | 0.6821 | 0.66004 | 0.65725 | 0.65635 | 0.6388 | 0.63671 | 0.62888
| PTHP_Com, E - Cool | Small Office | Cooling | RET | 0.004 | 0.0042067 | 0.0053489 | 0.0066696 | 0.0074858 | 0.0077622 | 0.0077008 | 0.0079902 | 0.0081729 | 0.0080414
| PTHP_Com, E - Cool | Small Office | Cooling | REPL | 0.35 | 0.56491 | 0.72929 | 0.7705 | 0.77798 | 0.77587 | 0.76076 | 0.78869 | 0.80615 | 0.79873
| PTHP_Com, E - Heat | Small Office | Space Heating | NC | 0.35 | 0.54918 | 0.65532 | 0.6821 | 0.66004 | 0.65725 | 0.65635 | 0.6388 | 0.63671 | 0.62888
| PTHP_Com, E - Heat | Small Office | Space Heating | RET | 0.004 | 0.0042067 | 0.0053489 | 0.0066696 | 0.0074858 | 0.0077622 | 0.0077008 | 0.0079902 | 0.0081729 | 0.0080414
| PTHP_Com, E - Heat | Small Office | Space Heating | REPL | 0.35 | 0.56491 | 0.72929 | 0.7705 | 0.77798 | 0.77587 | 0.76076 | 0.78869 | 0.80615 | 0.79873
| Minisplit Ductless HP_Com, E - Cool | Small Office | Cooling | RET | 0.025 | 0.038607 | 0.04567 | 0.045089 | 0.043136 | 0.041287 | 0.038968 | 0.039108 | 0.038723 | 0.037192
| Minisplit Ductless HP_Com, E - Cool | Small Office | Cooling | REPL | 0.175 | 0.26615 | 0.32784 | 0.32921 | 0.315 | 0.29661 | 0.27337 | 0.26773 | 0.25803 | 0.24056
| Minisplit Ductless HP_Com, E - Heat | Small Office | Space Heating | RET | 0.025 | 0.038607 | 0.04567 | 0.045089 | 0.043136 | 0.041287 | 0.038968 | 0.039108 | 0.038723 | 0.037192
| Minisplit Ductless HP_Com, E - Heat | Small Office | Space Heating | REPL | 0.175 | 0.26615 | 0.32784 | 0.32921 | 0.315 | 0.29661 | 0.27337 | 0.26773 | 0.25803 | 0.24056
| Programmable TStat_Com, E - Cool [Building w Elec Heat] | Small Office | Cooling | NC | 0.3 | 0.18767 | 0.090372 | 0 | 0 | 0 | 0 | 0 | 0 | 0
| Programmable TStat_Com, E - Cool [Building w Elec Heat] | Small Office | Cooling | RET | 0.02 | 0.0097332 | 0 | 0 | 0 | 0 | 0 | 0 | 0 | 0
| Programmable TStat_Com, E - Heat [Building w Elec Heat] | Small Office | Space Heating | NC | 0.3 | 0.18767 | 0.090372 | 0 | 0 | 0 | 0 | 0 | 0 | 0
| Programmable TStat_Com, E - Heat [Building w Elec Heat] | Small Office | Space Heating | RET | 0.02 | 0.0097332 | 0 | 0 | 0 | 0 | 0 | 0 | 0 | 0
| Programmable TStat_Com, E - Cool [Building w Gas Heat] | Small Office | Cooling | NC | 0.3 | 0.18767 | 0.090372 | 0 | 0 | 0 | 0 | 0 | 0 | 0
| Programmable TStat_Com, E - Cool [Building w Gas Heat] | Small Office | Cooling | RET | 0.02 | 0.0097332 | 0 | 0 | 0 | 0 | 0 | 0 | 0 | 0
| Programmable TStat_Com, G - Heat [Building w Gas Heat] | Small Office |  | NC | 0.3 | 0.18952 | 0.091754 | 0 | 0 | 0 | 0 | 0 | 0 | 0
| Programmable TStat_Com, G - Heat [Building w Gas Heat] | Small Office |  | RET | 0.02 | 0.0099873 | 0 | 0 | 0 | 0 | 0 | 0 | 0 | 0
| Programmable TStat_Com, E - Cool [Building w Propane Heat] | Small Office | Cooling | NC | 0.3 | 0.18767 | 0.090372 | 0 | 0 | 0 | 0 | 0 | 0 | 0
| Programmable TStat_Com, E - Cool [Building w Propane Heat] | Small Office | Cooling | RET | 0.02 | 0.0097332 | 0 | 0 | 0 | 0 | 0 | 0 | 0 | 0
| Programmable TStat_Com, E - Cool [Building w Oil Heat] | Small Office | Cooling | NC | 0.3 | 0.18767 | 0.090372 | 0 | 0 | 0 | 0 | 0 | 0 | 0
| Programmable TStat_Com, E - Cool [Building w Oil Heat] | Small Office | Cooling | RET | 0.02 | 0.0097332 | 0 | 0 | 0 | 0 | 0 | 0 | 0 | 0
| Programmable TStat_Com, O - Heat [Building w Oil Heat] | Small Office |  | NC | 0.3 | 0.18751 | 0.090356 | 0 | 0 | 0 | 0 | 0 | 0 | 0
| Programmable TStat_Com, O - Heat [Building w Oil Heat] | Small Office |  | RET | 0.02 | 0.0098815 | 0 | 0 | 0 | 0 | 0 | 0 | 0 | 0
| Smart TStat_Com, E - Cool [Building w Elec Heat] | Small Office | Cooling | NC | 0.05 | 0.18767 | 0.36149 | 0.43728 | 0.49641 | 0.57509 | 0.65635 | 0.6388 | 0.63671 | 0.62888
| Smart TStat_Com, E - Cool [Building w Elec Heat] | Small Office | Cooling | RET | 0.008 | 0.013966 | 0.027581 | 0.036803 | 0.039407 | 0.040235 | 0.039782 | 0.040716 | 0.041092 | 0.040207
| Smart TStat_Com, E - Heat [Building w Elec Heat] | Small Office | Space Heating | NC | 0.05 | 0.18767 | 0.36149 | 0.43728 | 0.49641 | 0.57509 | 0.65635 | 0.6388 | 0.63671 | 0.62888
| Smart TStat_Com, E - Heat [Building w Elec Heat] | Small Office | Space Heating | RET | 0.008 | 0.013966 | 0.027581 | 0.036803 | 0.039407 | 0.040235 | 0.039782 | 0.040716 | 0.041092 | 0.040207
| Smart TStat_Com, E - Cool [Building w Gas Heat] | Small Office | Cooling | NC | 0.05 | 0.18767 | 0.36149 | 0.43728 | 0.49641 | 0.57509 | 0.65635 | 0.6388 | 0.63671 | 0.62888
| Smart TStat_Com, E - Cool [Building w Gas Heat] | Small Office | Cooling | RET | 0.008 | 0.013966 | 0.027581 | 0.036803 | 0.039407 | 0.040235 | 0.039782 | 0.040716 | 0.041092 | 0.040207
| Smart TStat_Com, G - Heat [Building w Gas Heat] | Small Office |  | NC | 0.05 | 0.18952 | 0.36702 | 0.43986 | 0.50378 | 0.57047 | 0.64722 | 0.6461 | 0.64704 | 0.64489
| Smart TStat_Com, G - Heat [Building w Gas Heat] | Small Office |  | RET | 0.008 | 0.01433 | 0.027023 | 0.036211 | 0.038894 | 0.039624 | 0.039745 | 0.039896 | 0.040129 | 0.040328
| Smart TStat_Com, E - Cool [Building w Propane Heat] | Small Office | Cooling | NC | 0.05 | 0.18767 | 0.36149 | 0.43728 | 0.49641 | 0.57509 | 0.65635 | 0.6388 | 0.63671 | 0.62888
| Smart TStat_Com, E - Cool [Building w Propane Heat] | Small Office | Cooling | RET | 0.008 | 0.013966 | 0.027581 | 0.036803 | 0.039407 | 0.040235 | 0.039782 | 0.040716 | 0.041092 | 0.040207
| Smart TStat_Com, E - Cool [Building w Oil Heat] | Small Office | Cooling | NC | 0.05 | 0.18767 | 0.36149 | 0.43728 | 0.49641 | 0.57509 | 0.65635 | 0.6388 | 0.63671 | 0.62888
| Smart TStat_Com, E - Cool [Building w Oil Heat] | Small Office | Cooling | RET | 0.008 | 0.013966 | 0.027581 | 0.036803 | 0.039407 | 0.040235 | 0.039782 | 0.040716 | 0.041092 | 0.040207
| Smart TStat_Com, O - Heat [Building w Oil Heat] | Small Office |  | NC | 0.05 | 0.18751 | 0.36142 | 0.43176 | 0.49107 | 0.55104 | 0.61859 | 0.61032 | 0.60282 | 0.59273
| Smart TStat_Com, O - Heat [Building w Oil Heat] | Small Office |  | RET | 0.008 | 0.014179 | 0.026611 | 0.035544 | 0.037913 | 0.038274 | 0.037987 | 0.037686 | 0.037387 | 0.037066
| Boiler Blowdown Controls_Com, G - Heat | Small Office |  | RET | 0.015 | 0.030159 | 0.042072 | 0.047224 | 0.049011 | 0.04953 | 0.049681 | 0.04987 | 0.050161 | 0.05041
| Boiler Blowdown Controls_Com, O - Heat | Small Office |  | RET | 0.015 | 0.029839 | 0.041431 | 0.046354 | 0.047774 | 0.047842 | 0.047483 | 0.047108 | 0.046733 | 0.046332
| Boiler Modifications_Com, G - Heat | Small Office |  | RET | 0.015 | 0.030159 | 0.042072 | 0.047224 | 0.049011 | 0.04953 | 0.049681 | 0.04987 | 0.050161 | 0.05041
| Boiler Modifications_Com, O - Heat | Small Office |  | RET | 0.015 | 0.029839 | 0.041431 | 0.046354 | 0.047774 | 0.047842 | 0.047483 | 0.047108 | 0.046733 | 0.046332
| Boilers_Com, G - Heat | Small Office |  | NC | 0.35 | 0.5546 | 0.66535 | 0.68613 | 0.66984 | 0.65197 | 0.64722 | 0.6461 | 0.64704 | 0.64489
| Boilers_Com, G - Heat | Small Office |  | RET | 0.015 | 0.032228 | 0.042962 | 0.045226 | 0.044549 | 0.042966 | 0.041519 | 0.040149 | 0.038905 | 0.037665
| Boilers_Com, G - Heat | Small Office |  | REPL | 0.35 | 0.55669 | 0.65762 | 0.66473 | 0.63908 | 0.60152 | 0.56362 | 0.52586 | 0.48881 | 0.4509
| Boilers_Com, O - Heat | Small Office |  | NC | 0.35 | 0.54873 | 0.65521 | 0.67348 | 0.65294 | 0.62976 | 0.61859 | 0.61032 | 0.60282 | 0.59273
| Boilers_Com, O - Heat | Small Office |  | RET | 0.015 | 0.031854 | 0.04217 | 0.044113 | 0.043005 | 0.040959 | 0.039027 | 0.037171 | 0.035401 | 0.033695
| Boilers_Com, O - Heat | Small Office |  | REPL | 0.35 | 0.55079 | 0.6476 | 0.65248 | 0.62295 | 0.58103 | 0.53869 | 0.49674 | 0.4554 | 0.41443
| Furnace_Com, G - Heat | Small Office |  | NC | 0.35 | 0.5546 | 0.66535 | 0.68613 | 0.66984 | 0.65197 | 0.64722 | 0.6461 | 0.64704 | 0.64489
| Furnace_Com, G - Heat | Small Office |  | RET | 0.015 | 0.03229 | 0.043226 | 0.045768 | 0.045371 | 0.044045 | 0.04284 | 0.041698 | 0.04067 | 0.039632
| Furnace_Com, G - Heat | Small Office |  | REPL | 0.35 | 0.55669 | 0.65762 | 0.66473 | 0.63908 | 0.60152 | 0.56362 | 0.52586 | 0.48881 | 0.4509
| Furnace_Com, O - Heat | Small Office |  | NC | 0.35 | 0.54873 | 0.65521 | 0.67348 | 0.65294 | 0.62976 | 0.61859 | 0.61032 | 0.60282 | 0.59273
| Furnace_Com, O - Heat | Small Office |  | RET | 0.015 | 0.031806 | 0.041964 | 0.043692 | 0.042378 | 0.04015 | 0.038055 | 0.036055 | 0.034159 | 0.032341
| Furnace_Com, O - Heat | Small Office |  | REPL | 0.35 | 0.55079 | 0.6476 | 0.65248 | 0.62295 | 0.58103 | 0.53869 | 0.49674 | 0.4554 | 0.41443
| Unit Heater_Com, G - Heat | Small Office |  | NC | 0.35 | 0.5546 | 0.66535 | 0.68613 | 0.66984 | 0.65197 | 0.64722 | 0.6461 | 0.64704 | 0.64489
| Unit Heater_Com, G - Heat | Small Office |  | RET | 0.015 | 0.0322 | 0.04284 | 0.044977 | 0.044173 | 0.042475 | 0.04092 | 0.03945 | 0.040167 | 0.040835
| Unit Heater_Com, G - Heat | Small Office |  | REPL | 0.35 | 0.55669 | 0.65762 | 0.66473 | 0.63908 | 0.60152 | 0.56362 | 0.52586 | 0.52169 | 0.517
| Energy Recovery Ventilator_Com, G - Heat | Small Office |  | NC | 0.2 | 0.34443 | 0.47582 | 0.5445 | 0.56159 | 0.56266 | 0.56565 | 0.56533 | 0.56616 | 0.56428
| Energy Recovery Ventilator_Com, G - Heat | Small Office |  | RET | 0.01 | 0.023673 | 0.03698 | 0.042888 | 0.043794 | 0.042811 | 0.041176 | 0.041238 | 0.041389 | 0.041506
| Energy Recovery Ventilator_Com, G - Heat | Small Office |  | REPL | 0.2 | 0.35071 | 0.48073 | 0.54164 | 0.55167 | 0.53557 | 0.50929 | 0.50019 | 0.49141 | 0.48208
| Energy Recovery Ventilator_Com, O - Heat | Small Office |  | NC | 0.2 | 0.34078 | 0.46857 | 0.53447 | 0.54741 | 0.54349 | 0.54063 | 0.53403 | 0.52747 | 0.51864
| Energy Recovery Ventilator_Com, O - Heat | Small Office |  | RET | 0.01 | 0.023422 | 0.036417 | 0.042098 | 0.042689 | 0.041353 | 0.039355 | 0.038955 | 0.03856 | 0.038149
| Energy Recovery Ventilator_Com, O - Heat | Small Office |  | REPL | 0.2 | 0.34699 | 0.47341 | 0.53166 | 0.53775 | 0.51732 | 0.48676 | 0.47249 | 0.45782 | 0.44309
| Forced Air Heating Maintenance_Com, G - Heat | Small Office |  | RET | 0.01 | 0.019143 | 0.025814 | 0.028544 | 0.029474 | 0.029718 | 0.029809 | 0.029922 | 0.030097 | 0.030246
| Forced Air Heating Maintenance_Com, O - Heat | Small Office |  | RET | 0.01 | 0.01894 | 0.02542 | 0.028018 | 0.02873 | 0.028705 | 0.02849 | 0.028265 | 0.02804 | 0.027799
| Infrared Heater_Com, G - Heat | Small Office |  | NC | 0.05 | 0.17265 | 0.37924 | 0.55522 | 0.62535 | 0.64099 | 0.64707 | 0.6461 | 0.64704 | 0.64489
| Infrared Heater_Com, G - Heat | Small Office |  | RET | 0.01 | 0.026469 | 0.041314 | 0.047185 | 0.048703 | 0.048783 | 0.048721 | 0.048694 | 0.050161 | 0.05041
| Infrared Heater_Com, G - Heat | Small Office |  | REPL | 0.05 | 0.17532 | 0.38069 | 0.54736 | 0.60794 | 0.60335 | 0.57567 | 0.5381 | 0.64489 | 0.75225
| Steam Trap Maintenance_Com, G - Heat | Small Office |  | RET | 0.025 | 0.041268 | 0.047932 | 0.04941 | 0.049508 | 0.04953 | 0.049681 | 0.04987 | 0.050161 | 0.05041
| Steam Trap Maintenance_Com, O - Heat | Small Office |  | RET | 0.025 | 0.040831 | 0.047201 | 0.0485 | 0.048258 | 0.047842 | 0.047483 | 0.047108 | 0.046733 | 0.046332
| Windows_Com, E - Cool [Building w Elec Heat] | Small Office | Cooling | NC | 0.25 | 0.39246 | 0.50425 | 0.55944 | 0.56098 | 0.57032 | 0.5743 | 0.55895 | 0.55712 | 0.55027
| Windows_Com, E - Heat [Building w Elec Heat] | Small Office | Space Heating | NC | 0.25 | 0.39246 | 0.50425 | 0.55944 | 0.56098 | 0.57032 | 0.5743 | 0.55895 | 0.55712 | 0.55027
| Windows_Com, E - Cool [Building w Gas Heat] | Small Office | Cooling | NC | 0.25 | 0.39246 | 0.50425 | 0.55944 | 0.56098 | 0.57032 | 0.5743 | 0.55895 | 0.55712 | 0.55027
| Windows_Com, G - Heat [Building w Gas Heat] | Small Office |  | NC | 0.25 | 0.39634 | 0.51196 | 0.56274 | 0.56931 | 0.56574 | 0.56632 | 0.56533 | 0.56616 | 0.56428
| Windows_Com, E - Cool [Building w Oil Heat] | Small Office | Cooling | NC | 0.25 | 0.39246 | 0.50425 | 0.55944 | 0.56098 | 0.57032 | 0.5743 | 0.55895 | 0.55712 | 0.55027
| Windows_Com, O - Heat [Building w Oil Heat] | Small Office |  | NC | 0.25 | 0.39214 | 0.50416 | 0.55237 | 0.55494 | 0.54646 | 0.54127 | 0.53403 | 0.52747 | 0.51864
| Windows_Com, E - Cool [Building w Propane Heat] | Small Office | Cooling | NC | 0.25 | 0.39246 | 0.50425 | 0.55944 | 0.56098 | 0.57032 | 0.5743 | 0.55895 | 0.55712 | 0.55027
| Window Film_Com, E - Cool [Building w Elec Heat] | Small Office | Cooling | RET | 0.01 | 0.025818 | 0.042301 | 0.048281 | 0.049885 | 0.050294 | 0.049727 | 0.050895 | 0.051365 | 0.050259
| Window Film_Com, E - Heat [Building w Elec Heat] | Small Office | Space Heating | RET | 0.01 | 0.025818 | 0.042301 | 0.048281 | 0.049885 | 0.050294 | 0.049727 | 0.050895 | 0.051365 | 0.050259
| Window Film_Com, E - Cool [Building w Gas Heat] | Small Office | Cooling | RET | 0.01 | 0.025818 | 0.042301 | 0.048281 | 0.049885 | 0.050294 | 0.049727 | 0.050895 | 0.051365 | 0.050259
| Window Film_Com, G - Heat [Building w Gas Heat] | Small Office |  | RET | 0.01 | 0.026492 | 0.041445 | 0.047505 | 0.049237 | 0.04953 | 0.049681 | 0.04987 | 0.050161 | 0.05041
| Window Film_Com, E - Cool [Building w Oil Heat] | Small Office | Cooling | RET | 0.01 | 0.025818 | 0.042301 | 0.048281 | 0.049885 | 0.050294 | 0.049727 | 0.050895 | 0.051365 | 0.050259
| Window Film_Com, O - Heat [Building w Oil Heat] | Small Office |  | RET | 0.01 | 0.026211 | 0.040813 | 0.046629 | 0.047994 | 0.047842 | 0.047483 | 0.047108 | 0.046733 | 0.046332
| Window Film_Com, E - Cool [Building w Propane Heat] | Small Office | Cooling | RET | 0.01 | 0.025818 | 0.042301 | 0.048281 | 0.049885 | 0.050294 | 0.049727 | 0.050895 | 0.051365 | 0.050259
| Motors and Fans_Com, E - Vent | Small Office | Ventilation | NC | 0.4 | 0.58374 | 0.66971 | 0.68679 | 0.66141 | 0.65725 | 0.65635 | 0.6388 | 0.63671 | 0.62888
| Motors and Fans_Com, E - Vent | Small Office | Ventilation | RET | 0.03 | 0.040918 | 0.045877 | 0.044466 | 0.042158 | 0.040179 | 0.03776 | 0.036846 | 0.03546 | 0.033091
| Motors and Fans_Com, E - Vent | Small Office | Ventilation | REPL | 0.4 | 0.56111 | 0.66358 | 0.65597 | 0.62423 | 0.58611 | 0.53972 | 0.51348 | 0.47897 | 0.43023
| ECM Furnace Motors_Com, E - Vent | Small Office | Ventilation | RET | 0.025 | 0.039504 | 0.04852 | 0.050067 | 0.05016 | 0.050294 | 0.049727 | 0.050895 | 0.051365 | 0.050259
| VFD on HVAC System_Com, E - Vent | Small Office | Ventilation | RET | 0.025 | 0.039504 | 0.04852 | 0.050067 | 0.05016 | 0.050294 | 0.049727 | 0.050895 | 0.051365 | 0.050259
| Kitchen DCV_Com, E - Vent [Building w Elec Heat] | Small Office | Ventilation | NC | 0.1 | 0.21183 | 0.35485 | 0.47241 | 0.52165 | 0.55375 | 0.56819 | 0.55895 | 0.55712 | 0.55027
| Kitchen DCV_Com, E - Vent [Building w Elec Heat] | Small Office | Ventilation | RET | 0.005 | 0.014921 | 0.030643 | 0.040713 | 0.043802 | 0.043591 | 0.041507 | 0.041297 | 0.04054 | 0.038604
| Kitchen DCV_Com, E - Vent [Building w Elec Heat] | Small Office | Ventilation | REPL | 0.1 | 0.21524 | 0.37992 | 0.49384 | 0.54329 | 0.54875 | 0.52304 | 0.51654 | 0.49655 | 0.46162
| Kitchen DCV_Com, E - Heat [Building w Elec Heat] | Small Office | Space Heating | NC | 0.1 | 0.21183 | 0.35485 | 0.47241 | 0.52165 | 0.55375 | 0.56819 | 0.55895 | 0.55712 | 0.55027
| Kitchen DCV_Com, E - Heat [Building w Elec Heat] | Small Office | Space Heating | RET | 0.005 | 0.014921 | 0.030643 | 0.040713 | 0.043802 | 0.043591 | 0.041507 | 0.041297 | 0.04054 | 0.038604
| Kitchen DCV_Com, E - Heat [Building w Elec Heat] | Small Office | Space Heating | REPL | 0.1 | 0.21524 | 0.37992 | 0.49384 | 0.54329 | 0.54875 | 0.52304 | 0.51654 | 0.49655 | 0.46162
| Kitchen DCV_Com, E - Vent [Building w Gas Heat] | Small Office | Ventilation | NC | 0.1 | 0.21183 | 0.35485 | 0.47241 | 0.52165 | 0.55375 | 0.56819 | 0.55895 | 0.55712 | 0.55027
| Kitchen DCV_Com, E - Vent [Building w Gas Heat] | Small Office | Ventilation | RET | 0.005 | 0.014921 | 0.030643 | 0.040713 | 0.043802 | 0.043591 | 0.041507 | 0.041297 | 0.04054 | 0.038604
| Kitchen DCV_Com, E - Vent [Building w Gas Heat] | Small Office | Ventilation | REPL | 0.1 | 0.21524 | 0.37992 | 0.49384 | 0.54329 | 0.54875 | 0.52304 | 0.51654 | 0.49655 | 0.46162
| Kitchen DCV_Com, G - Heat [Building w Gas Heat] | Small Office |  | NC | 0.1 | 0.21392 | 0.36027 | 0.4752 | 0.5294 | 0.5493 | 0.56029 | 0.56533 | 0.56616 | 0.56428
| Kitchen DCV_Com, G - Heat [Building w Gas Heat] | Small Office |  | RET | 0.005 | 0.015311 | 0.030022 | 0.040058 | 0.043232 | 0.042929 | 0.041468 | 0.040466 | 0.03959 | 0.03872
| Kitchen DCV_Com, G - Heat [Building w Gas Heat] | Small Office |  | REPL | 0.1 | 0.22086 | 0.37223 | 0.48589 | 0.53622 | 0.54041 | 0.52256 | 0.50614 | 0.48491 | 0.46301
| Kitchen DCV_Com, E - Vent [Building w Oil Heat] | Small Office | Ventilation | NC | 0.1 | 0.21183 | 0.35485 | 0.47241 | 0.52165 | 0.55375 | 0.56819 | 0.55895 | 0.55712 | 0.55027
| Kitchen DCV_Com, E - Vent [Building w Oil Heat] | Small Office | Ventilation | RET | 0.005 | 0.014921 | 0.030643 | 0.040713 | 0.043802 | 0.043591 | 0.041507 | 0.041297 | 0.04054 | 0.038604
| Kitchen DCV_Com, E - Vent [Building w Oil Heat] | Small Office | Ventilation | REPL | 0.1 | 0.21524 | 0.37992 | 0.49384 | 0.54329 | 0.54875 | 0.52304 | 0.51654 | 0.49655 | 0.46162
| Kitchen DCV_Com, O - Heat [Building w Oil Heat] | Small Office |  | NC | 0.1 | 0.21165 | 0.35478 | 0.46645 | 0.51604 | 0.53058 | 0.5355 | 0.53403 | 0.52747 | 0.51864
| Kitchen DCV_Com, O - Heat [Building w Oil Heat] | Small Office |  | RET | 0.005 | 0.015149 | 0.029565 | 0.03932 | 0.042141 | 0.041466 | 0.039634 | 0.038225 | 0.036884 | 0.035588
| Kitchen DCV_Com, O - Heat [Building w Oil Heat] | Small Office |  | REPL | 0.1 | 0.21852 | 0.36655 | 0.47694 | 0.52269 | 0.522 | 0.49944 | 0.47811 | 0.45177 | 0.42555
| Kitchen DCV_Com, E - Vent [Building w Propane Heat] | Small Office | Ventilation | NC | 0.1 | 0.21183 | 0.35485 | 0.47241 | 0.52165 | 0.55375 | 0.56819 | 0.55895 | 0.55712 | 0.55027
| Kitchen DCV_Com, E - Vent [Building w Propane Heat] | Small Office | Ventilation | RET | 0.005 | 0.014921 | 0.030643 | 0.040713 | 0.043802 | 0.043591 | 0.041507 | 0.041297 | 0.04054 | 0.038604
| Kitchen DCV_Com, E - Vent [Building w Propane Heat] | Small Office | Ventilation | REPL | 0.1 | 0.21524 | 0.37992 | 0.49384 | 0.54329 | 0.54875 | 0.52304 | 0.51654 | 0.49655 | 0.46162
| Duct Sealing Regulated_Com, E - Vent [Building w Elec Heat] | Small Office | Ventilation | RET | 0.01 | 0.023268 | 0.038858 | 0.046378 | 0.049129 | 0.050225 | 0.049727 | 0.050895 | 0.051365 | 0.050259
| Duct Sealing Regulated_Com, E - Heat [Building w Elec Heat] | Small Office | Space Heating | RET | 0.01 | 0.023268 | 0.038858 | 0.046378 | 0.049129 | 0.050225 | 0.049727 | 0.050895 | 0.051365 | 0.050259
| Duct Sealing Regulated_Com, E - Cool [Building w Elec Heat] | Small Office | Cooling | RET | 0.01 | 0.023268 | 0.038858 | 0.046378 | 0.049129 | 0.050225 | 0.049727 | 0.050895 | 0.051365 | 0.050259
| Duct Sealing Regulated_Com, E - Vent [Building w Gas Heat] | Small Office | Ventilation | RET | 0.01 | 0.023268 | 0.038858 | 0.046378 | 0.049129 | 0.050225 | 0.049727 | 0.050895 | 0.051365 | 0.050259
| Duct Sealing Regulated_Com, G - Heat [Building w Gas Heat] | Small Office |  | RET | 0.01 | 0.023876 | 0.038071 | 0.045632 | 0.04849 | 0.049462 | 0.049681 | 0.04987 | 0.050161 | 0.05041
| Duct Sealing Regulated_Com, E - Cool [Building w Gas Heat] | Small Office | Cooling | RET | 0.01 | 0.023268 | 0.038858 | 0.046378 | 0.049129 | 0.050225 | 0.049727 | 0.050895 | 0.051365 | 0.050259
| Duct Sealing Non Regulated_Com, E - Vent [Building w Oil Heat] | Small Office | Ventilation | RET | 0.01 | 0.023268 | 0.038858 | 0.046378 | 0.049129 | 0.050225 | 0.049727 | 0.050895 | 0.051365 | 0.050259
| Duct Sealing Non Regulated_Com, O - Heat [Building w Oil Heat] | Small Office |  | RET | 0.01 | 0.023623 | 0.037491 | 0.044791 | 0.047267 | 0.047776 | 0.047483 | 0.047108 | 0.046733 | 0.046332
| Duct Sealing Non Regulated_Com, E - Cool [Building w Oil Heat] | Small Office | Cooling | RET | 0.01 | 0.023268 | 0.038858 | 0.046378 | 0.049129 | 0.050225 | 0.049727 | 0.050895 | 0.051365 | 0.050259
| Duct Sealing Non Regulated_Com, E - Vent [Building w Propane Heat] | Small Office | Ventilation | RET | 0.01 | 0.023268 | 0.038858 | 0.046378 | 0.049129 | 0.050225 | 0.049727 | 0.050895 | 0.051365 | 0.050259
| Duct Sealing Non Regulated_Com, E - Cool [Building w Propane Heat] | Small Office | Cooling | RET | 0.01 | 0.023268 | 0.038858 | 0.046378 | 0.049129 | 0.050225 | 0.049727 | 0.050895 | 0.051365 | 0.050259
| Power Strip_Com, E - Plug [Tier 1] | Small Office | Plug Loads | NC | 0.25 | 0.18767 | 0.13556 | 0.13118 | 0.1241 | 0.12323 | 0.12306 | 0.11977 | 0.12059 | 0.12031
| Power Strip_Com, E - Plug [Tier 1] | Small Office | Plug Loads | RET | 0.01 | 0.0086755 | 0.0080083 | 0.0068769 | 0.0059177 | 0.0049939 | 0.0039782 | 0.0030537 | 0.0020546 | 0.0010052
| Power Strip_Com, E - Plug [Tier 1] | Small Office | Plug Loads | REPL | 0.25 | 0.19096 | 0.14881 | 0.14612 | 0.14679 | 0.14876 | 0.1488 | 0.15268 | 0.1541 | 0.15078
| Power Strip_Com, E - Plug [Tier 2] | Small Office | Plug Loads | NC | 0 | 0.046917 | 0.13556 | 0.21864 | 0.28957 | 0.3697 | 0.36919 | 0.35932 | 0.36177 | 0.36092
| Power Strip_Com, E - Plug [Tier 2] | Small Office | Plug Loads | RET | 0 | 0.00097332 | 0.0020373 | 0.0030165 | 0.0040128 | 0.0050294 | 0.0059673 | 0.0071252 | 0.0082184 | 0.0090466
| Power Strip_Com, E - Plug [Tier 2] | Small Office | Plug Loads | REPL | 0 | 0.048617 | 0.15248 | 0.25059 | 0.35112 | 0.45265 | 0.44755 | 0.45805 | 0.46229 | 0.45233
| Computer Power Management_Com, E - Plug | Small Office | Plug Loads | RET | 0.005 | 0.017311 | 0.035982 | 0.04605 | 0.049286 | 0.050294 | 0.049727 | 0.050895 | 0.051365 | 0.050259
| Vending Machine Controls_Com, E - Plug [Non-Refrigerated] | Small Office | Plug Loads | RET | 0.005 | 0.017311 | 0.035982 | 0.04605 | 0.049286 | 0.050294 | 0.049727 | 0.050895 | 0.051365 | 0.050259
| Vending Machine Controls_Com, E - Plug [Refrigerated] | Small Office | Plug Loads | RET | 0.005 | 0.017311 | 0.035982 | 0.04605 | 0.049286 | 0.050294 | 0.049727 | 0.050895 | 0.051365 | 0.050259
| ES Refrigerator and Freezer_Com, E - Refr | Small Office | Refrigeration | NC | 0.2 | 0.40942 | 0.58382 | 0.6566 | 0.65237 | 0.65725 | 0.65635 | 0.6388 | 0.63671 | 0.62888
| ES Refrigerator and Freezer_Com, E - Refr | Small Office | Refrigeration | REPL | 0.2 | 0.42469 | 0.65869 | 0.75709 | 0.79102 | 0.80471 | 0.79564 | 0.81431 | 0.82184 | 0.80414
| Anti Sweat Heat Control_Com, E - Refr | Small Office | Refrigeration | NC | 0.2 | 0.34106 | 0.46865 | 0.54131 | 0.55337 | 0.56722 | 0.57362 | 0.55895 | 0.55712 | 0.55027
| Anti Sweat Heat Control_Com, E - Refr | Small Office | Refrigeration | RET | 0.01 | 0.025818 | 0.042301 | 0.048281 | 0.049885 | 0.050294 | 0.049727 | 0.050895 | 0.051365 | 0.050259
| ECM Comp Cond Fan Motor_Com, E - Refr | Small Office | Refrigeration | NC | 0.15 | 0.28154 | 0.42121 | 0.51481 | 0.54172 | 0.56238 | 0.57169 | 0.55895 | 0.55712 | 0.55027
| ECM Comp Cond Fan Motor_Com, E - Refr | Small Office | Refrigeration | RET | 0.01 | 0.025728 | 0.041766 | 0.046983 | 0.047736 | 0.047295 | 0.04595 | 0.050895 | 0.051365 | 0.050259
| ECM Comp Cond Fan Motor_Com, E - Refr | Small Office | Refrigeration | REPL | 0.15 | 0.28138 | 0.43815 | 0.51886 | 0.5415 | 0.5332 | 0.502 | 0.58383 | 0.65754 | 0.70362
| Evap Fan Motor Replacement_Com, E - Refr | Small Office | Refrigeration | NC | 0.15 | 0.28154 | 0.42121 | 0.51481 | 0.54172 | 0.56238 | 0.57169 | 0.55895 | 0.55712 | 0.55027
| Evap Fan Motor Replacement_Com, E - Refr | Small Office | Refrigeration | RET | 0.01 | 0.025569 | 0.04082 | 0.044724 | 0.044073 | 0.042301 | 0.039805 | 0.039161 | 0.038008 | 0.035777
| Evap Fan Motor Replacement_Com, E - Refr | Small Office | Refrigeration | REPL | 0.15 | 0.28138 | 0.43815 | 0.51886 | 0.5415 | 0.5332 | 0.502 | 0.48596 | 0.45999 | 0.42028
| Evap Fan Speed Controls_Com, E - Refr | Small Office | Refrigeration | NC | 0.15 | 0.28154 | 0.42121 | 0.51481 | 0.54172 | 0.56238 | 0.57169 | 0.55895 | 0.55712 | 0.55027
| Evap Fan Speed Controls_Com, E - Refr | Small Office | Refrigeration | RET | 0.01 | 0.025818 | 0.042301 | 0.048281 | 0.049885 | 0.050294 | 0.049727 | 0.050895 | 0.051365 | 0.050259
| LowHeat NoHeat Doors_Com, E - Refr | Small Office | Refrigeration | NC | 0.15 | 0.28154 | 0.42121 | 0.51481 | 0.54172 | 0.56238 | 0.57169 | 0.55895 | 0.55712 | 0.55027
| LowHeat NoHeat Doors_Com, E - Refr | Small Office | Refrigeration | RET | 0.01 | 0.025818 | 0.042301 | 0.048281 | 0.049885 | 0.050294 | 0.049727 | 0.050895 | 0.051365 | 0.050259
| Refrigerated Vending Machine_Com, E - Refr | Small Office | Refrigeration | NC | 0.15 | 0.28154 | 0.42121 | 0.51481 | 0.54172 | 0.56238 | 0.57169 | 0.55895 | 0.55712 | 0.55027
| Refrigerated Vending Machine_Com, E - Refr | Small Office | Refrigeration | REPL | 0.15 | 0.29204 | 0.47522 | 0.59359 | 0.65686 | 0.68855 | 0.69301 | 0.71252 | 0.71911 | 0.70362
| Walk In Refrigeration_Com, E - Refr | Small Office | Refrigeration | NC | 0.15 | 0.28154 | 0.42121 | 0.51481 | 0.54172 | 0.56238 | 0.57169 | 0.55895 | 0.55712 | 0.55027
| Refrigeration Tune Up_Com, E - Refr | Small Office | Refrigeration | RET | 0.01 | 0.025818 | 0.042301 | 0.048281 | 0.049885 | 0.050294 | 0.049727 | 0.050895 | 0.051365 | 0.050259
| ES Ice Machine_Com, E - Refr | Small Office | Refrigeration | NC | 0.35 | 0.47676 | 0.55412 | 0.58264 | 0.57031 | 0.57406 | 0.5743 | 0.55895 | 0.55712 | 0.55027
| ES Ice Machine_Com, E - Refr | Small Office | Refrigeration | REPL | 0.35 | 0.49454 | 0.62517 | 0.67181 | 0.69153 | 0.70285 | 0.69618 | 0.71252 | 0.71911 | 0.70362
| Walk In Cooler Retroft_Com, E - Refr | Small Office | Refrigeration | RET | 0.01 | 0.025818 | 0.042301 | 0.048281 | 0.049885 | 0.050294 | 0.049727 | 0.050895 | 0.051365 | 0.050259
| Door Gasket Replacement_Com, E - Refr | Small Office | Refrigeration | RET | 0.01 | 0.028327 | 0.044251 | 0.048997 | 0.050108 | 0.050294 | 0.049727 | 0.050895 | 0.051365 | 0.050259
| EnergyStar Dehumidifier_Com, E - Appl | Small Office | Appliances | NC | 0.4 | 0.67039 | 0.77229 | 0.78198 | 0.74462 | 0.73941 | 0.73839 | 0.71865 | 0.7163 | 0.70748
| EnergyStar Dehumidifier_Com, E - Appl | Small Office | Appliances | REPL | 0.4 | 0.69538 | 0.87133 | 0.90165 | 0.90288 | 0.90529 | 0.89509 | 0.9161 | 0.92457 | 0.90466
| Clothes Washer Elec WH_Com, E - Appl [unit w/ elec dry - Washer] | Small Office | Appliances | NC | 0.4 | 0.67039 | 0.77229 | 0.78198 | 0.74462 | 0.73941 | 0.73839 | 0.72591 | 0.73085 | 0.72914
| Clothes Washer Elec WH_Com, E - Appl [unit w/ elec dry - Washer] | Small Office | Appliances | REPL | 0.4 | 0.69538 | 0.87133 | 0.90165 | 0.90288 | 0.90529 | 0.89509 | 0.9161 | 0.92457 | 0.90466
| Clothes Washer Elec WH_Com, E - Appl [unit w/ elec dry - Dryer] | Small Office | Appliances | NC | 0.4 | 0.67039 | 0.77229 | 0.78198 | 0.74462 | 0.73941 | 0.73839 | 0.72591 | 0.73085 | 0.72914
| Clothes Washer Elec WH_Com, E - Appl [unit w/ elec dry - Dryer] | Small Office | Appliances | REPL | 0.4 | 0.69538 | 0.87133 | 0.90165 | 0.90288 | 0.90529 | 0.89509 | 0.9161 | 0.92457 | 0.90466
| Clothes Washer Elec WH_Com, E - HWat [unit w/ elec dry - Water Heater] | Small Office | Water Heating | NC | 0.4 | 0.67039 | 0.77229 | 0.78198 | 0.74462 | 0.73941 | 0.73839 | 0.72591 | 0.73085 | 0.72914
| Clothes Washer Elec WH_Com, E - HWat [unit w/ elec dry - Water Heater] | Small Office | Water Heating | REPL | 0.4 | 0.69538 | 0.87133 | 0.90165 | 0.90288 | 0.90529 | 0.89509 | 0.9161 | 0.92457 | 0.90466
| Clothes Washer Elec WH_Com, E - Appl [unit w/ gas dry - Washer] | Small Office | Appliances | NC | 0.4 | 0.67039 | 0.77229 | 0.78198 | 0.74462 | 0.73941 | 0.73839 | 0.72591 | 0.73085 | 0.72914
| Clothes Washer Elec WH_Com, E - Appl [unit w/ gas dry - Washer] | Small Office | Appliances | REPL | 0.4 | 0.69538 | 0.87133 | 0.90165 | 0.90288 | 0.90529 | 0.89509 | 0.9161 | 0.92457 | 0.90466
| Clothes Washer Elec WH_Com, G - Oth [unit w/ gas dry - Dryer] | Small Office |  | NC | 0.4 | 0.67701 | 0.78411 | 0.7866 | 0.75567 | 0.73347 | 0.72813 | 0.7342 | 0.7427 | 0.74771
| Clothes Washer Elec WH_Com, G - Oth [unit w/ gas dry - Dryer] | Small Office |  | REPL | 0.4 | 0.71354 | 0.85369 | 0.88714 | 0.89114 | 0.89153 | 0.89426 | 0.89765 | 0.9029 | 0.90738
| Clothes Washer Elec WH_Com, E - HWat [unit w/ gas dry - Water Heater] | Small Office | Water Heating | NC | 0.4 | 0.67039 | 0.77229 | 0.78198 | 0.74462 | 0.73941 | 0.73839 | 0.72591 | 0.73085 | 0.72914
| Clothes Washer Elec WH_Com, E - HWat [unit w/ gas dry - Water Heater] | Small Office | Water Heating | REPL | 0.4 | 0.69538 | 0.87133 | 0.90165 | 0.90288 | 0.90529 | 0.89509 | 0.9161 | 0.92457 | 0.90466
| Clothes Washer Elec WH_Com, E - Appl [unit w/ propane dry - Washer] | Small Office | Appliances | NC | 0.4 | 0.67039 | 0.77229 | 0.78198 | 0.74462 | 0.73941 | 0.73839 | 0.72591 | 0.73085 | 0.72914
| Clothes Washer Elec WH_Com, E - Appl [unit w/ propane dry - Washer] | Small Office | Appliances | REPL | 0.4 | 0.69538 | 0.87133 | 0.90165 | 0.90288 | 0.90529 | 0.89509 | 0.9161 | 0.92457 | 0.90466
| Clothes Washer Elec WH_Com, E - HWat [unit w/ propane dry - Water Heater] | Small Office | Water Heating | NC | 0.4 | 0.67039 | 0.77229 | 0.78198 | 0.74462 | 0.73941 | 0.73839 | 0.72591 | 0.73085 | 0.72914
| Clothes Washer Elec WH_Com, E - HWat [unit w/ propane dry - Water Heater] | Small Office | Water Heating | REPL | 0.4 | 0.69538 | 0.87133 | 0.90165 | 0.90288 | 0.90529 | 0.89509 | 0.9161 | 0.92457 | 0.90466
| Clothes Washer Gas WH_Com, E - Appl [unit w/ elec dry - Washer] | Small Office | Appliances | NC | 0.4 | 0.67039 | 0.77229 | 0.78198 | 0.74462 | 0.73941 | 0.73839 | 0.72591 | 0.73085 | 0.72914
| Clothes Washer Gas WH_Com, E - Appl [unit w/ elec dry - Washer] | Small Office | Appliances | REPL | 0.4 | 0.69538 | 0.87133 | 0.90165 | 0.90288 | 0.90529 | 0.89509 | 0.9161 | 0.92457 | 0.90466
| Clothes Washer Gas WH_Com, E - Appl [unit w/ elec dry - Dryer] | Small Office | Appliances | NC | 0.4 | 0.67039 | 0.77229 | 0.78198 | 0.74462 | 0.73941 | 0.73839 | 0.72591 | 0.73085 | 0.72914
| Clothes Washer Gas WH_Com, E - Appl [unit w/ elec dry - Dryer] | Small Office | Appliances | REPL | 0.4 | 0.69538 | 0.87133 | 0.90165 | 0.90288 | 0.90529 | 0.89509 | 0.9161 | 0.92457 | 0.90466
| Clothes Washer Gas WH_Com, G - HWat [unit w/ elec dry - Water Heater] | Small Office |  | NC | 0.4 | 0.67701 | 0.78411 | 0.7866 | 0.75567 | 0.73347 | 0.72813 | 0.7342 | 0.7427 | 0.74771
| Clothes Washer Gas WH_Com, G - HWat [unit w/ elec dry - Water Heater] | Small Office |  | REPL | 0.4 | 0.71354 | 0.85369 | 0.88714 | 0.89114 | 0.89153 | 0.89426 | 0.89765 | 0.9029 | 0.90738
| Clothes Washer Gas WH_Com, E - Appl [unit w/ gas dry - Washer] | Small Office | Appliances | NC | 0.4 | 0.67039 | 0.77229 | 0.78198 | 0.74462 | 0.73941 | 0.73839 | 0.72591 | 0.73085 | 0.72914
| Clothes Washer Gas WH_Com, E - Appl [unit w/ gas dry - Washer] | Small Office | Appliances | REPL | 0.4 | 0.69538 | 0.87133 | 0.90165 | 0.90288 | 0.90529 | 0.89509 | 0.9161 | 0.92457 | 0.90466
| Clothes Washer Gas WH_Com, G - Oth [unit w/ gas dry - Dryer] | Small Office |  | NC | 0.4 | 0.67701 | 0.78411 | 0.7866 | 0.75567 | 0.73347 | 0.72813 | 0.7342 | 0.7427 | 0.74771
| Clothes Washer Gas WH_Com, G - Oth [unit w/ gas dry - Dryer] | Small Office |  | REPL | 0.4 | 0.71354 | 0.85369 | 0.88714 | 0.89114 | 0.89153 | 0.89426 | 0.89765 | 0.9029 | 0.90738
| Clothes Washer Gas WH_Com, G - HWat [unit w/ gas dry - Water Heater] | Small Office |  | NC | 0.4 | 0.67701 | 0.78411 | 0.7866 | 0.75567 | 0.73347 | 0.72813 | 0.7342 | 0.7427 | 0.74771
| Clothes Washer Gas WH_Com, G - HWat [unit w/ gas dry - Water Heater] | Small Office |  | REPL | 0.4 | 0.71354 | 0.85369 | 0.88714 | 0.89114 | 0.89153 | 0.89426 | 0.89765 | 0.9029 | 0.90738
| Clothes Washer Gas WH_Com, E - Appl [unit w/ propane dry - Washer] | Small Office | Appliances | NC | 0.4 | 0.67039 | 0.77229 | 0.78198 | 0.74462 | 0.73941 | 0.73839 | 0.72591 | 0.73085 | 0.72914
| Clothes Washer Gas WH_Com, E - Appl [unit w/ propane dry - Washer] | Small Office | Appliances | REPL | 0.4 | 0.69538 | 0.87133 | 0.90165 | 0.90288 | 0.90529 | 0.89509 | 0.9161 | 0.92457 | 0.90466
| Clothes Washer Gas WH_Com, G - HWat [unit w/ propane dry - Water Heater] | Small Office |  | NC | 0.4 | 0.67701 | 0.78411 | 0.7866 | 0.75567 | 0.73347 | 0.72813 | 0.7342 | 0.7427 | 0.74771
| Clothes Washer Gas WH_Com, G - HWat [unit w/ propane dry - Water Heater] | Small Office |  | REPL | 0.4 | 0.71354 | 0.85369 | 0.88714 | 0.89114 | 0.89153 | 0.89426 | 0.89765 | 0.9029 | 0.90738
| Clothes Washer Oil WH_Com, E - Appl [unit w/ elec dry - Washer] | Small Office | Appliances | NC | 0.4 | 0.67039 | 0.77229 | 0.78198 | 0.74462 | 0.73941 | 0.73839 | 0.72591 | 0.73085 | 0.72914
| Clothes Washer Oil WH_Com, E - Appl [unit w/ elec dry - Washer] | Small Office | Appliances | REPL | 0.4 | 0.69538 | 0.87133 | 0.90165 | 0.90288 | 0.90529 | 0.89509 | 0.9161 | 0.92457 | 0.90466
| Clothes Washer Oil WH_Com, E - Appl [unit w/ elec dry - Dryer] | Small Office | Appliances | NC | 0.4 | 0.67039 | 0.77229 | 0.78198 | 0.74462 | 0.73941 | 0.73839 | 0.72591 | 0.73085 | 0.72914
| Clothes Washer Oil WH_Com, E - Appl [unit w/ elec dry - Dryer] | Small Office | Appliances | REPL | 0.4 | 0.69538 | 0.87133 | 0.90165 | 0.90288 | 0.90529 | 0.89509 | 0.9161 | 0.92457 | 0.90466
| Clothes Washer Oil WH_Com, O - HWat [unit w/ elec dry - Water Heater] | Small Office |  | NC | 0.4 | 0.66984 | 0.77216 | 0.7721 | 0.7366 | 0.70848 | 0.69592 | 0.69354 | 0.69194 | 0.68723
| Clothes Washer Oil WH_Com, O - HWat [unit w/ elec dry - Water Heater] | Small Office |  | REPL | 0.4 | 0.70598 | 0.84068 | 0.8708 | 0.86865 | 0.86116 | 0.8547 | 0.84794 | 0.8412 | 0.83398
| Clothes Washer Oil WH_Com, E - Appl [unit w/ gas dry - Washer] | Small Office | Appliances | NC | 0.4 | 0.67039 | 0.77229 | 0.78198 | 0.74462 | 0.73941 | 0.73839 | 0.72591 | 0.73085 | 0.72914
| Clothes Washer Oil WH_Com, E - Appl [unit w/ gas dry - Washer] | Small Office | Appliances | REPL | 0.4 | 0.69538 | 0.87133 | 0.90165 | 0.90288 | 0.90529 | 0.89509 | 0.9161 | 0.92457 | 0.90466
| Clothes Washer Oil WH_Com, G - Oth [unit w/ gas dry - Dryer] | Small Office |  | NC | 0.4 | 0.67701 | 0.78411 | 0.7866 | 0.75567 | 0.73347 | 0.72813 | 0.7342 | 0.7427 | 0.74771
| Clothes Washer Oil WH_Com, G - Oth [unit w/ gas dry - Dryer] | Small Office |  | REPL | 0.4 | 0.71354 | 0.85369 | 0.88714 | 0.89114 | 0.89153 | 0.89426 | 0.89765 | 0.9029 | 0.90738
| Clothes Washer Oil WH_Com, O - HWat [unit w/ gas dry - Water Heater] | Small Office |  | NC | 0.4 | 0.66984 | 0.77216 | 0.7721 | 0.7366 | 0.70848 | 0.69592 | 0.69354 | 0.69194 | 0.68723
| Clothes Washer Oil WH_Com, O - HWat [unit w/ gas dry - Water Heater] | Small Office |  | REPL | 0.4 | 0.70598 | 0.84068 | 0.8708 | 0.86865 | 0.86116 | 0.8547 | 0.84794 | 0.8412 | 0.83398
| Clothes Washer Oil WH_Com, E - Appl [unit w/ propane dry - Washer] | Small Office | Appliances | NC | 0.4 | 0.67039 | 0.77229 | 0.78198 | 0.74462 | 0.73941 | 0.73839 | 0.72591 | 0.73085 | 0.72914
| Clothes Washer Oil WH_Com, E - Appl [unit w/ propane dry - Washer] | Small Office | Appliances | REPL | 0.4 | 0.69538 | 0.87133 | 0.90165 | 0.90288 | 0.90529 | 0.89509 | 0.9161 | 0.92457 | 0.90466
| Clothes Washer Oil WH_Com, O - HWat [unit w/ propane dry - Water Heater] | Small Office |  | NC | 0.4 | 0.66984 | 0.77216 | 0.7721 | 0.7366 | 0.70848 | 0.69592 | 0.69354 | 0.69194 | 0.68723
| Clothes Washer Oil WH_Com, O - HWat [unit w/ propane dry - Water Heater] | Small Office |  | REPL | 0.4 | 0.70598 | 0.84068 | 0.8708 | 0.86865 | 0.86116 | 0.8547 | 0.84794 | 0.8412 | 0.83398
| Clothes Washer Propane WH_Com, E - Appl [unit w/ elec dry - Washer] | Small Office | Appliances | NC | 0.4 | 0.67039 | 0.77229 | 0.78198 | 0.74462 | 0.73941 | 0.73839 | 0.72591 | 0.73085 | 0.72914
| Clothes Washer Propane WH_Com, E - Appl [unit w/ elec dry - Washer] | Small Office | Appliances | REPL | 0.4 | 0.69538 | 0.87133 | 0.90165 | 0.90288 | 0.90529 | 0.89509 | 0.9161 | 0.92457 | 0.90466
| Clothes Washer Propane WH_Com, E - Appl [unit w/ elec dry - Dryer] | Small Office | Appliances | NC | 0.4 | 0.67039 | 0.77229 | 0.78198 | 0.74462 | 0.73941 | 0.73839 | 0.72591 | 0.73085 | 0.72914
| Clothes Washer Propane WH_Com, E - Appl [unit w/ elec dry - Dryer] | Small Office | Appliances | REPL | 0.4 | 0.69538 | 0.87133 | 0.90165 | 0.90288 | 0.90529 | 0.89509 | 0.9161 | 0.92457 | 0.90466
| Clothes Washer Propane WH_Com, E - Appl [unit w/ gas dry - Washer] | Small Office | Appliances | NC | 0.4 | 0.67039 | 0.77229 | 0.78198 | 0.74462 | 0.73941 | 0.73839 | 0.72591 | 0.73085 | 0.72914
| Clothes Washer Propane WH_Com, E - Appl [unit w/ gas dry - Washer] | Small Office | Appliances | REPL | 0.4 | 0.69538 | 0.87133 | 0.90165 | 0.90288 | 0.90529 | 0.89509 | 0.9161 | 0.92457 | 0.90466
| Clothes Washer Propane WH_Com, G - Oth [unit w/ gas dry - Dryer] | Small Office |  | NC | 0.4 | 0.67701 | 0.78411 | 0.7866 | 0.75567 | 0.73347 | 0.72813 | 0.7342 | 0.7427 | 0.74771
| Clothes Washer Propane WH_Com, G - Oth [unit w/ gas dry - Dryer] | Small Office |  | REPL | 0.4 | 0.71354 | 0.85369 | 0.88714 | 0.89114 | 0.89153 | 0.89426 | 0.89765 | 0.9029 | 0.90738
| Clothes Washer Propane WH_Com, E - Appl [unit w/ propane dry - Washer] | Small Office | Appliances | NC | 0.4 | 0.67039 | 0.77229 | 0.78198 | 0.74462 | 0.73941 | 0.73839 | 0.72591 | 0.73085 | 0.72914
| Clothes Washer Propane WH_Com, E - Appl [unit w/ propane dry - Washer] | Small Office | Appliances | REPL | 0.4 | 0.69538 | 0.87133 | 0.90165 | 0.90288 | 0.90529 | 0.89509 | 0.9161 | 0.92457 | 0.90466
| Clothes Washer Propane WH_Com, P - HWat [unit w/ propane dry - Water Heater] | Small Office |  | NC | 0.4 | 0.66984 | 0.77216 | 0.7721 | 0.7366 | 0.70848 | 0.69592 | 0.69354 | 0.69194 | 0.68723
| Clothes Washer Propane WH_Com, P - HWat [unit w/ propane dry - Water Heater] | Small Office |  | REPL | 0.4 | 0.70598 | 0.84068 | 0.8708 | 0.86865 | 0.86116 | 0.8547 | 0.84794 | 0.8412 | 0.83398
| Dishwasher_Com, E - Appl [Building w elec WH] | Small Office | Appliances | NC | 0.4 | 0.67039 | 0.77229 | 0.78198 | 0.74462 | 0.73941 | 0.73839 | 0.71865 | 0.7163 | 0.70748
| Dishwasher_Com, E - Appl [Building w elec WH] | Small Office | Appliances | REPL | 0.4 | 0.69538 | 0.87133 | 0.90165 | 0.90288 | 0.90529 | 0.89509 | 0.9161 | 0.92457 | 0.90466
| Dishwasher_Com, E - HWat [Building w elec WH] | Small Office | Water Heating | NC | 0.4 | 0.67039 | 0.77229 | 0.78198 | 0.74462 | 0.73941 | 0.73839 | 0.71865 | 0.7163 | 0.70748
| Dishwasher_Com, E - HWat [Building w elec WH] | Small Office | Water Heating | REPL | 0.4 | 0.69538 | 0.87133 | 0.90165 | 0.90288 | 0.90529 | 0.89509 | 0.9161 | 0.92457 | 0.90466
| Dishwasher_Com, E - Appl [Building w gas WH] | Small Office | Appliances | NC | 0.4 | 0.67039 | 0.77229 | 0.78198 | 0.74462 | 0.73941 | 0.73839 | 0.71865 | 0.7163 | 0.70748
| Dishwasher_Com, E - Appl [Building w gas WH] | Small Office | Appliances | REPL | 0.4 | 0.69538 | 0.87133 | 0.90165 | 0.90288 | 0.90529 | 0.89509 | 0.9161 | 0.92457 | 0.90466
| Dishwasher_Com, G - HWat [Building w gas WH] | Small Office |  | NC | 0.4 | 0.67701 | 0.78411 | 0.7866 | 0.75567 | 0.73347 | 0.72813 | 0.72686 | 0.72792 | 0.7255
| Dishwasher_Com, G - HWat [Building w gas WH] | Small Office |  | REPL | 0.4 | 0.71354 | 0.85369 | 0.88714 | 0.89114 | 0.89153 | 0.89426 | 0.89765 | 0.9029 | 0.90738
| Dishwasher_Com, E - Appl [Building w oil WH] | Small Office | Appliances | NC | 0.4 | 0.67039 | 0.77229 | 0.78198 | 0.74462 | 0.73941 | 0.73839 | 0.71865 | 0.7163 | 0.70748
| Dishwasher_Com, E - Appl [Building w oil WH] | Small Office | Appliances | REPL | 0.4 | 0.69538 | 0.87133 | 0.90165 | 0.90288 | 0.90529 | 0.89509 | 0.9161 | 0.92457 | 0.90466
| Dishwasher_Com, O - HWat [Building w oil WH] | Small Office |  | NC | 0.4 | 0.66984 | 0.77216 | 0.7721 | 0.7366 | 0.70848 | 0.69592 | 0.68661 | 0.67817 | 0.66682
| Dishwasher_Com, O - HWat [Building w oil WH] | Small Office |  | REPL | 0.4 | 0.70598 | 0.84068 | 0.8708 | 0.86865 | 0.86116 | 0.8547 | 0.84794 | 0.8412 | 0.83398
| Dishwasher_Com, E - Appl [Building w propane WH] | Small Office | Appliances | NC | 0.4 | 0.67039 | 0.77229 | 0.78198 | 0.74462 | 0.73941 | 0.73839 | 0.71865 | 0.7163 | 0.70748
| Dishwasher_Com, E - Appl [Building w propane WH] | Small Office | Appliances | REPL | 0.4 | 0.69538 | 0.87133 | 0.90165 | 0.90288 | 0.90529 | 0.89509 | 0.9161 | 0.92457 | 0.90466
| Faucet Aerator_Com, E - HWat | Small Office | Water Heating | RET | 0.03 | 0.042641 | 0.049659 | 0.050396 | 0.05016 | 0.050294 | 0.049727 | 0.050895 | 0.051365 | 0.050259
| Faucet Aerator_Com, G - HWat | Small Office |  | RET | 0.03 | 0.043755 | 0.048654 | 0.049586 | 0.049508 | 0.04953 | 0.049681 | 0.04987 | 0.050161 | 0.05041
| Faucet Aerator_Com, O - HWat | Small Office |  | RET | 0.03 | 0.043291 | 0.047913 | 0.048672 | 0.048258 | 0.047842 | 0.047483 | 0.047108 | 0.046733 | 0.046332
| Pre Rinse Sprayers_Com, E - HWat | Small Office | Water Heating | RET | 0.03 | 0.042641 | 0.049659 | 0.050396 | 0.05016 | 0.050294 | 0.049727 | 0.050895 | 0.051365 | 0.050259
| Pre Rinse Sprayers_Com, G - HWat | Small Office |  | RET | 0.03 | 0.043755 | 0.048654 | 0.049586 | 0.049508 | 0.04953 | 0.049681 | 0.04987 | 0.050161 | 0.05041
| Pre Rinse Sprayers_Com, O - HWat | Small Office |  | RET | 0.03 | 0.043291 | 0.047913 | 0.048672 | 0.048258 | 0.047842 | 0.047483 | 0.047108 | 0.046733 | 0.046332
| Heat Pump Water Heater_Com, E - HWat | Small Office | Water Heating | NC | 0.2 | 0.40942 | 0.58382 | 0.6566 | 0.65237 | 0.65725 | 0.65635 | 0.6388 | 0.63671 | 0.62888
| Heat Pump Water Heater_Com, E - HWat | Small Office | Water Heating | RET | 0.01 | 0.025567 | 0.040813 | 0.044708 | 0.044048 | 0.04277 | 0.040734 | 0.040177 | 0.039096 | 0.036901
| Heat Pump Water Heater_Com, E - HWat | Small Office | Water Heating | REPL | 0.2 | 0.40917 | 0.6073 | 0.66178 | 0.6521 | 0.6312 | 0.59226 | 0.57359 | 0.54602 | 0.50209
| FF Storage Water Heater_Com, G - HWat | Small Office |  | NC | 0.3 | 0.51453 | 0.64713 | 0.68005 | 0.66803 | 0.65197 | 0.64722 | 0.6461 | 0.64704 | 0.64489
| FF Storage Water Heater_Com, G - HWat | Small Office |  | RET | 0.01 | 0.026311 | 0.040416 | 0.045013 | 0.045128 | 0.043855 | 0.042487 | 0.044704 | 0.046963 | 0.049135
| FF Storage Water Heater_Com, G - HWat | Small Office |  | REPL | 0.3 | 0.52248 | 0.64959 | 0.67042 | 0.64943 | 0.61368 | 0.57581 | 0.5943 | 0.61418 | 0.63372
| FF Storage Water Heater_Com, O - HWat | Small Office |  | NC | 0.3 | 0.50908 | 0.63727 | 0.66751 | 0.65117 | 0.62976 | 0.61859 | 0.61032 | 0.60282 | 0.59273
| FF Storage Water Heater_Com, O - HWat | Small Office |  | RET | 0.01 | 0.026032 | 0.0398 | 0.044183 | 0.043989 | 0.042361 | 0.040607 | 0.042229 | 0.043754 | 0.045161
| FF Storage Water Heater_Com, O - HWat | Small Office |  | REPL | 0.3 | 0.51695 | 0.63969 | 0.65806 | 0.63305 | 0.59277 | 0.55034 | 0.56139 | 0.57221 | 0.58246
| FF Instantaneous Water Heater_Com, G - HWat | Small Office |  | NC | 0.3 | 0.44162 | 0.54009 | 0.576 | 0.57474 | 0.56788 | 0.56632 | 0.56533 | 0.56616 | 0.56428
| FF Instantaneous Water Heater_Com, G - HWat | Small Office |  | RET | 0.01 | 0.023713 | 0.037194 | 0.043419 | 0.04469 | 0.044061 | 0.042747 | 0.041444 | 0.040262 | 0.03908
| FF Instantaneous Water Heater_Com, G - HWat | Small Office |  | REPL | 0.3 | 0.44967 | 0.54567 | 0.57297 | 0.5646 | 0.54053 | 0.50989 | 0.47691 | 0.44459 | 0.41151
| FF Instantaneous Water Heater_Com, O - HWat | Small Office |  | NC | 0.3 | 0.43694 | 0.53186 | 0.56539 | 0.56024 | 0.54853 | 0.54127 | 0.53403 | 0.52747 | 0.51864
| FF Instantaneous Water Heater_Com, O - HWat | Small Office |  | RET | 0.01 | 0.023462 | 0.036627 | 0.042619 | 0.043562 | 0.042559 | 0.040856 | 0.039149 | 0.037511 | 0.035919
| FF Instantaneous Water Heater_Com, O - HWat | Small Office |  | REPL | 0.3 | 0.44491 | 0.53735 | 0.56241 | 0.55035 | 0.52211 | 0.48733 | 0.4505 | 0.41421 | 0.37822
| Clothes Dryer_Com, E - Appl | Small Office | Appliances | NC | 0.4 | 0.67039 | 0.77229 | 0.78198 | 0.74462 | 0.73941 | 0.73839 | 0.71865 | 0.7163 | 0.70748
| Clothes Dryer_Com, E - Appl | Small Office | Appliances | RET | 0 | 0.011162 | 0.031052 | 0.042755 | 0.04503 | 0.044111 | 0.041538 | 0.041078 | 0.040078 | 0.037929
| Clothes Dryer_Com, E - Appl | Small Office | Appliances | REPL | 0.4 | 0.68741 | 0.83451 | 0.82373 | 0.78079 | 0.73761 | 0.68455 | 0.66538 | 0.63597 | 0.58747
| Clothes Dryer_Com, G - Oth | Small Office |  | NC | 0.4 | 0.67701 | 0.78411 | 0.7866 | 0.75567 | 0.73347 | 0.72813 | 0.72686 | 0.72792 | 0.7255
| Clothes Dryer_Com, G - Oth | Small Office |  | RET | 0 | 0.011453 | 0.030423 | 0.042067 | 0.044444 | 0.04344 | 0.0415 | 0.040251 | 0.039139 | 0.038043
| Clothes Dryer_Com, G - Oth | Small Office |  | REPL | 0.4 | 0.70536 | 0.81761 | 0.81048 | 0.77064 | 0.7264 | 0.68391 | 0.65198 | 0.62106 | 0.58924
| Pnemautic to DDC_Com, E - TotE [Building w Elec Heat] | Small Office | Total Electric | RET | 0 | 0.0019198 | 0.0061834 | 0.013576 | 0.024102 | 0.035153 | 0.042819 | 0.048563 | 0.051365 | 0.050259
| Pnemautic to DDC_Com, E - TotE [Building w Gas Heat] | Small Office | Total Electric | RET | 0 | 0.0019198 | 0.0061834 | 0.013576 | 0.024102 | 0.035153 | 0.042819 | 0.048563 | 0.051365 | 0.050259
| Pnemautic to DDC_Com, G - TotF [Building w Gas Heat] | Small Office |  | RET | 0 | 0.00197 | 0.0060582 | 0.013358 | 0.023788 | 0.034619 | 0.042779 | 0.047585 | 0.050161 | 0.05041
| Pnemautic to DDC_Com, E - TotE [Building w Oil Heat] | Small Office | Total Electric | RET | 0 | 0.0019198 | 0.0061834 | 0.013576 | 0.024102 | 0.035153 | 0.042819 | 0.048563 | 0.051365 | 0.050259
| Pnemautic to DDC_Com, O - TotF [Building w Oil Heat] | Small Office |  | RET | 0 | 0.0019491 | 0.0059659 | 0.013112 | 0.023188 | 0.033439 | 0.040886 | 0.04495 | 0.046733 | 0.046332
| Pnemautic to DDC_Com, E - TotE [Building w Propane Heat] | Small Office | Total Electric | RET | 0 | 0.0019198 | 0.0061834 | 0.013576 | 0.024102 | 0.035153 | 0.042819 | 0.048563 | 0.051365 | 0.050259
| Data Center_Com, E - TotE [Building w Elec Heat] | Small Office | Total Electric | NC | 0.07 | 0.11674 | 0.17804 | 0.24407 | 0.29468 | 0.34258 | 0.3763 | 0.38691 | 0.39767 | 0.39305
| Data Center_Com, E - TotE [Building w Elec Heat] | Small Office | Total Electric | RET | 0 | 0.0019198 | 0.0061834 | 0.013576 | 0.024102 | 0.035153 | 0.042819 | 0.048563 | 0.051365 | 0.050259
| Data Center_Com, E - TotE [Building w Gas Heat] | Small Office | Total Electric | NC | 0.07 | 0.11674 | 0.17804 | 0.24407 | 0.29468 | 0.34258 | 0.3763 | 0.38691 | 0.39767 | 0.39305
| Data Center_Com, E - TotE [Building w Gas Heat] | Small Office | Total Electric | RET | 0 | 0.0019198 | 0.0061834 | 0.013576 | 0.024102 | 0.035153 | 0.042819 | 0.048563 | 0.051365 | 0.050259
| Data Center_Com, G - TotF [Building w Gas Heat] | Small Office |  | NC | 0.07 | 0.1179 | 0.18076 | 0.24551 | 0.29906 | 0.33983 | 0.37107 | 0.39133 | 0.40412 | 0.40306
| Data Center_Com, G - TotF [Building w Gas Heat] | Small Office |  | RET | 0 | 0.00197 | 0.0060582 | 0.013358 | 0.023788 | 0.034619 | 0.042779 | 0.047585 | 0.050161 | 0.05041
| Data Center_Com, E - TotE [Building w Oil Heat] | Small Office | Total Electric | NC | 0.07 | 0.11674 | 0.17804 | 0.24407 | 0.29468 | 0.34258 | 0.3763 | 0.38691 | 0.39767 | 0.39305
| Data Center_Com, E - TotE [Building w Oil Heat] | Small Office | Total Electric | RET | 0 | 0.0019198 | 0.0061834 | 0.013576 | 0.024102 | 0.035153 | 0.042819 | 0.048563 | 0.051365 | 0.050259
| Data Center_Com, O - TotF [Building w Oil Heat] | Small Office |  | NC | 0.07 | 0.11665 | 0.17801 | 0.24099 | 0.29151 | 0.32825 | 0.35465 | 0.36966 | 0.37651 | 0.37046
| Data Center_Com, O - TotF [Building w Oil Heat] | Small Office |  | RET | 0 | 0.0019491 | 0.0059659 | 0.013112 | 0.023188 | 0.033439 | 0.040886 | 0.04495 | 0.046733 | 0.046332
| Data Center_Com, E - TotE [Building w Propane Heat] | Small Office | Total Electric | NC | 0.07 | 0.11674 | 0.17804 | 0.24407 | 0.29468 | 0.34258 | 0.3763 | 0.38691 | 0.39767 | 0.39305
| Data Center_Com, E - TotE [Building w Propane Heat] | Small Office | Total Electric | RET | 0 | 0.0019198 | 0.0061834 | 0.013576 | 0.024102 | 0.035153 | 0.042819 | 0.048563 | 0.051365 | 0.050259
| RCx_Com, E - TotE [Building w Elec Heat] | Small Office | Total Electric | RET | 0.01 | 0.0146 | 0.020392 | 0.02521 | 0.030096 | 0.030176 | 0.029836 | 0.030537 | 0.030819 | 0.030155
| RCx_Com, E - TotE [Building w Gas Heat] | Small Office | Total Electric | RET | 0.01 | 0.0146 | 0.020392 | 0.02521 | 0.030096 | 0.030176 | 0.029836 | 0.030537 | 0.030819 | 0.030155
| RCx_Com, G - TotF [Building w Gas Heat] | Small Office |  | RET | 0.01 | 0.014981 | 0.019979 | 0.024804 | 0.029705 | 0.029718 | 0.029809 | 0.029922 | 0.030097 | 0.030246
| RCx_Com, E - TotE [Building w Oil Heat] | Small Office | Total Electric | RET | 0.01 | 0.0146 | 0.020392 | 0.02521 | 0.030096 | 0.030176 | 0.029836 | 0.030537 | 0.030819 | 0.030155
| RCx_Com, O - TotF [Building w Oil Heat] | Small Office |  | RET | 0.01 | 0.014822 | 0.019675 | 0.024347 | 0.028955 | 0.028705 | 0.02849 | 0.028265 | 0.02804 | 0.027799
| RCx_Com, E - TotE [Building w Propane Heat] | Small Office | Total Electric | RET | 0.01 | 0.0146 | 0.020392 | 0.02521 | 0.030096 | 0.030176 | 0.029836 | 0.030537 | 0.030819 | 0.030155
| Commissioning_Com, E - TotE [Building w Elec Heat] | Small Office | Total Electric | NC | 0.15 | 0.19987 | 0.2482 | 0.28438 | 0.29862 | 0.31524 | 0.32591 | 0.3194 | 0.32157 | 0.32082
| Commissioning_Com, E - TotE [Building w Gas Heat] | Small Office | Total Electric | NC | 0.15 | 0.19987 | 0.2482 | 0.28438 | 0.29862 | 0.31524 | 0.32591 | 0.3194 | 0.32157 | 0.32082
| Commissioning_Com, G - TotF [Building w Gas Heat] | Small Office |  | NC | 0.15 | 0.20185 | 0.25199 | 0.28606 | 0.30306 | 0.31271 | 0.32138 | 0.32305 | 0.32679 | 0.32899
| Commissioning_Com, E - TotE [Building w Oil Heat] | Small Office | Total Electric | NC | 0.15 | 0.19987 | 0.2482 | 0.28438 | 0.29862 | 0.31524 | 0.32591 | 0.3194 | 0.32157 | 0.32082
| Commissioning_Com, O - TotF [Building w Oil Heat] | Small Office |  | NC | 0.15 | 0.19971 | 0.24815 | 0.28079 | 0.29541 | 0.30205 | 0.30716 | 0.30516 | 0.30445 | 0.30238
| Commissioning_Com, E - TotE [Building w Propane Heat] | Small Office | Total Electric | NC | 0.15 | 0.19987 | 0.2482 | 0.28438 | 0.29862 | 0.31524 | 0.32591 | 0.3194 | 0.32157 | 0.32082
| Integrated Building Design_Com, E - TotE [Building w Elec Heat] | Small Office | Total Electric | NC | 0.07 | 0.10789 | 0.15658 | 0.20737 | 0.24441 | 0.27968 | 0.30429 | 0.31118 | 0.31836 | 0.31444
| Integrated Building Design_Com, E - TotE [Building w Gas Heat] | Small Office | Total Electric | NC | 0.07 | 0.10789 | 0.15658 | 0.20737 | 0.24441 | 0.27968 | 0.30429 | 0.31118 | 0.31836 | 0.31444
| Integrated Building Design_Com, G - TotF [Building w Gas Heat] | Small Office |  | NC | 0.07 | 0.10896 | 0.15897 | 0.20859 | 0.24804 | 0.27744 | 0.30006 | 0.31474 | 0.32352 | 0.32245
| Integrated Building Design_Com, E - TotE [Building w Oil Heat] | Small Office | Total Electric | NC | 0.07 | 0.10789 | 0.15658 | 0.20737 | 0.24441 | 0.27968 | 0.30429 | 0.31118 | 0.31836 | 0.31444
| Integrated Building Design_Com, O - TotF [Building w Oil Heat] | Small Office |  | NC | 0.07 | 0.1078 | 0.15655 | 0.20475 | 0.24178 | 0.26798 | 0.28679 | 0.29731 | 0.30141 | 0.29636
| Integrated Building Design_Com, E - TotE [Building w Propane Heat] | Small Office | Total Electric | NC | 0.07 | 0.10789 | 0.15658 | 0.20737 | 0.24441 | 0.27968 | 0.30429 | 0.31118 | 0.31836 | 0.31444
| Deep Energy Retrofit_Com, E - TotE [Building w Elec Heat] | Small Office | Total Electric | RET | 0.005 | 0.010819 | 0.021339 | 0.032616 | 0.04169 | 0.047317 | 0.049462 | 0.050895 | 0.051365 | 0.050259
| Deep Energy Retrofit_Com, E - TotE [Building w Gas Heat] | Small Office | Total Electric | RET | 0.005 | 0.010819 | 0.021339 | 0.032616 | 0.04169 | 0.047317 | 0.049462 | 0.050895 | 0.051365 | 0.050259
| Deep Energy Retrofit_Com, G - TotF [Building w Gas Heat] | Small Office |  | RET | 0.005 | 0.011102 | 0.020907 | 0.032091 | 0.041148 | 0.046598 | 0.049416 | 0.04987 | 0.050161 | 0.05041
| Deep Energy Retrofit_Com, E - TotE [Building w Oil Heat] | Small Office | Total Electric | RET | 0.005 | 0.010819 | 0.021339 | 0.032616 | 0.04169 | 0.047317 | 0.049462 | 0.050895 | 0.051365 | 0.050259
| Deep Energy Retrofit_Com, O - TotF [Building w Oil Heat] | Small Office |  | RET | 0.005 | 0.010984 | 0.020589 | 0.0315 | 0.04011 | 0.04501 | 0.04723 | 0.047108 | 0.046733 | 0.046332
| Deep Energy Retrofit_Com, E - TotE [Building w Propane Heat] | Small Office | Total Electric | RET | 0.005 | 0.010819 | 0.021339 | 0.032616 | 0.04169 | 0.047317 | 0.049462 | 0.050895 | 0.051365 | 0.050259
| EMS_Com, E - TotE [Building w Elec Heat] | Small Office | Total Electric | NC | 0.07 | 0.072964 | 0.085756 | 0.11043 | 0.13897 | 0.16834 | 0.18669 | 0.19042 | 0.1935 | 0.19259
| EMS_Com, E - TotE [Building w Elec Heat] | Small Office | Total Electric | RET | 0.0035 | 0.0049651 | 0.0094204 | 0.016506 | 0.023041 | 0.026521 | 0.027456 | 0.028501 | 0.028765 | 0.028145
| EMS_Com, E - TotE [Building w Gas Heat] | Small Office | Total Electric | NC | 0.07 | 0.072964 | 0.085756 | 0.11043 | 0.13897 | 0.16834 | 0.18669 | 0.19042 | 0.1935 | 0.19259
| EMS_Com, E - TotE [Building w Gas Heat] | Small Office | Total Electric | RET | 0.0035 | 0.0049651 | 0.0094204 | 0.016506 | 0.023041 | 0.026521 | 0.027456 | 0.028501 | 0.028765 | 0.028145
| EMS_Com, G - TotF [Building w Gas Heat] | Small Office |  | NC | 0.07 | 0.073684 | 0.087068 | 0.11108 | 0.14104 | 0.16699 | 0.1841 | 0.1926 | 0.19664 | 0.1975
| EMS_Com, G - TotF [Building w Gas Heat] | Small Office |  | RET | 0.0035 | 0.0050947 | 0.0092297 | 0.016241 | 0.022741 | 0.026118 | 0.02743 | 0.027927 | 0.02809 | 0.02823
| EMS_Com, E - TotE [Building w Oil Heat] | Small Office | Total Electric | NC | 0.07 | 0.072964 | 0.085756 | 0.11043 | 0.13897 | 0.16834 | 0.18669 | 0.19042 | 0.1935 | 0.19259
| EMS_Com, E - TotE [Building w Oil Heat] | Small Office | Total Electric | RET | 0.0035 | 0.0049651 | 0.0094204 | 0.016506 | 0.023041 | 0.026521 | 0.027456 | 0.028501 | 0.028765 | 0.028145
| EMS_Com, O - TotF [Building w Oil Heat] | Small Office |  | NC | 0.07 | 0.072904 | 0.085741 | 0.10903 | 0.13748 | 0.1613 | 0.17596 | 0.18193 | 0.1832 | 0.18152
| EMS_Com, O - TotF [Building w Oil Heat] | Small Office |  | RET | 0.0035 | 0.0050407 | 0.009089 | 0.015941 | 0.022167 | 0.025228 | 0.026217 | 0.02638 | 0.026171 | 0.025946
| EMS_Com, E - TotE [Building w Propane Heat] | Small Office | Total Electric | NC | 0.07 | 0.072964 | 0.085756 | 0.11043 | 0.13897 | 0.16834 | 0.18669 | 0.19042 | 0.1935 | 0.19259
| EMS_Com, E - TotE [Building w Propane Heat] | Small Office | Total Electric | RET | 0.0035 | 0.0049651 | 0.0094204 | 0.016506 | 0.023041 | 0.026521 | 0.027456 | 0.028501 | 0.028765 | 0.028145
| VFDs on HVAC Pumps_Com, E - Oth | Small Office | Other | RET | 0.005 | 0.017311 | 0.035982 | 0.04605 | 0.049286 | 0.050294 | 0.049727 | 0.050895 | 0.051365 | 0.050259
| ECM Circulators_Com, E - Oth | Small Office | Other | RET | 0.01 | 0.025818 | 0.042301 | 0.048281 | 0.049885 | 0.050294 | 0.049727 | 0.050895 | 0.051365 | 0.050259
| Motors_Com, E - Oth | Small Office | Other | NC | 0.3 | 0.5095 | 0.63738 | 0.67605 | 0.65826 | 0.65725 | 0.65635 | 0.6388 | 0.63671 | 0.62888
| Motors_Com, E - Oth | Small Office | Other | RET | 0.005 | 0.017225 | 0.035173 | 0.043442 | 0.044393 | 0.043098 | 0.040503 | 0.039515 | 0.03802 | 0.035472
| Motors_Com, E - Oth | Small Office | Other | REPL | 0.3 | 0.51645 | 0.67735 | 0.69864 | 0.67615 | 0.64146 | 0.59444 | 0.56949 | 0.53549 | 0.48554
| Ext Area Ltg_Com, E - ExtL | Small Office | Exterior Lighting | NC | 0.16 | 0.26816 | 0.30892 | 0.31279 | 0.29785 | 0.29576 | 0.29536 | 0.28746 | 0.28652 | 0.28299
| Ext Area Ltg_Com, E - ExtL | Small Office | Exterior Lighting | RET | 0.02 | 0.036839 | 0.046535 | 0.047385 | 0.046386 | 0.050294 | 0.049727 | 0.050895 | 0.051365 | 0.050259
| Ext Area Ltg_Com, E - ExtL | Small Office | Exterior Lighting | REPL | 0.16 | 0.26196 | 0.31185 | 0.30483 | 0.28719 | 0.32472 | 0.35741 | 0.36644 | 0.36983 | 0.36186
| Street Ltg_Com, E - ExtL | Small Office | Exterior Lighting | NC | 0.246 | 0.35859 | 0.4362 | 0.46955 | 0.46439 | 0.46943 | 0.47093 | 0.45834 | 0.45684 | 0.45122
| Street Ltg_Com, E - ExtL | Small Office | Exterior Lighting | RET | 0.02 | 0.033763 | 0.044243 | 0.04651 | 0.046343 | 0.050294 | 0.049727 | 0.050895 | 0.051365 | 0.050259
| Street Ltg_Com, E - ExtL | Small Office | Exterior Lighting | REPL | 0.246 | 0.35149 | 0.44309 | 0.4612 | 0.45164 | 0.51933 | 0.57087 | 0.58427 | 0.58967 | 0.57697
| Ext Ltg Ctrls_Com, E - ExtL | Small Office | Exterior Lighting | RET | 0.02 | 0.036139 | 0.047284 | 0.049739 | 0.05016 | 0.050294 | 0.049727 | 0.050895 | 0.051365 | 0.050259
| Ext Ltg Dsgn_Com, E - ExtL | Small Office | Exterior Lighting | NC | 0.013 | 0.027537 | 0.04613 | 0.061414 | 0.067815 | 0.071987 | 0.073864 | 0.072663 | 0.072426 | 0.071535
| Ext Ltg Dsgn_Com, E - ExtL | Small Office | Exterior Lighting | REPL | 0.013 | 0.028564 | 0.052045 | 0.070812 | 0.082228 | 0.088137 | 0.08954 | 0.092628 | 0.093485 | 0.091471
| Int Ltg Ctrls_Com, E - IntL [No Heat] | Small Office | Interior Lighting | RET | 0.03 | 0.04217 | 0.0494 | 0.050293 | 0.05016 | 0.050294 | 0.049727 | 0.050895 | 0.051365 | 0.050259
| Int Ltg Ctrls_Com, E - IntL [Electric Heat] | Small Office | Interior Lighting | RET | 0.03 | 0.04217 | 0.0494 | 0.050293 | 0.05016 | 0.050294 | 0.049727 | 0.050895 | 0.051365 | 0.050259
| Int Ltg Ctrls_Com, E/G - IntL | Small Office | Interior Lighting | RET | 0.03 | 0.04217 | 0.0494 | 0.050293 | 0.05016 | 0.050294 | 0.049727 | 0.050895 | 0.051365 | 0.050259
| Int Ltg Ctrls_Com, E/O - IntL | Small Office | Interior Lighting | RET | 0.03 | 0.04217 | 0.0494 | 0.050293 | 0.05016 | 0.050294 | 0.049727 | 0.050895 | 0.051365 | 0.050259
| Exit Sign RetFit_Com, E - IntL [No Heat] | Small Office | Interior Lighting | RET | 0.03 | 0.04217 | 0.0494 | 0.050293 | 0.05016 | 0.050294 | 0.049727 | 0.050895 | 0.051365 | 0.050259
| Exit Sign RetFit_Com, E - IntL [Electric Heat] | Small Office | Interior Lighting | RET | 0.03 | 0.04217 | 0.0494 | 0.050293 | 0.05016 | 0.050294 | 0.049727 | 0.050895 | 0.051365 | 0.050259
| Exit Sign RetFit_Com, E/G - IntL | Small Office | Interior Lighting | RET | 0.03 | 0.04217 | 0.0494 | 0.050293 | 0.05016 | 0.050294 | 0.049727 | 0.050895 | 0.051365 | 0.050259
| Exit Sign RetFit_Com, E/O - IntL | Small Office | Interior Lighting | RET | 0.03 | 0.04217 | 0.0494 | 0.050293 | 0.05016 | 0.050294 | 0.049727 | 0.050895 | 0.051365 | 0.050259
| LED HiLo Bay_Com, E - IntL [No Heat] | Small Office | Interior Lighting | NC | 0.3 | 0.60332 | 0.7503 | 0.77654 | 0.74462 | 0.73941 | 0.73839 | 0.71865 | 0.7163 | 0.70748
| LED HiLo Bay_Com, E - IntL [No Heat] | Small Office | Interior Lighting | RET | 0.02 | 0.038408 | 0.058727 | 0.065024 | 0.070445 | 0.066829 | 0.062516 | 0.068104 | 0.071742 | 0.07123
| LED HiLo Bay_Com, E - IntL [No Heat] | Small Office | Interior Lighting | REPL | 0.3 | 0.58827 | 0.74494 | 0.72526 | 0.6591 | 0.58844 | 0.5102 | 0.43973 | 0.35134 | 0.30514
| LED HiLo Bay_Com, E - IntL [Electric Heat] | Small Office | Interior Lighting | NC | 0.3 | 0.60332 | 0.7503 | 0.77654 | 0.74462 | 0.73941 | 0.73839 | 0.71865 | 0.7163 | 0.70748
| LED HiLo Bay_Com, E - IntL [Electric Heat] | Small Office | Interior Lighting | RET | 0.02 | 0.038408 | 0.058727 | 0.065024 | 0.070445 | 0.066829 | 0.062516 | 0.068104 | 0.071742 | 0.07123
| LED HiLo Bay_Com, E - IntL [Electric Heat] | Small Office | Interior Lighting | REPL | 0.3 | 0.58827 | 0.74494 | 0.72526 | 0.6591 | 0.58844 | 0.5102 | 0.43973 | 0.35134 | 0.30514
| LED HiLo Bay_Com, E/G - IntL | Small Office | Interior Lighting | NC | 0.3 | 0.60332 | 0.7503 | 0.77654 | 0.74462 | 0.73941 | 0.73839 | 0.71865 | 0.7163 | 0.70748
| LED HiLo Bay_Com, E/G - IntL | Small Office | Interior Lighting | RET | 0.02 | 0.038408 | 0.058727 | 0.065024 | 0.070445 | 0.066829 | 0.062516 | 0.068104 | 0.071742 | 0.07123
| LED HiLo Bay_Com, E/G - IntL | Small Office | Interior Lighting | REPL | 0.3 | 0.58827 | 0.74494 | 0.72526 | 0.6591 | 0.58844 | 0.5102 | 0.43973 | 0.35134 | 0.30514
| LED HiLo Bay_Com, E/O - IntL | Small Office | Interior Lighting | NC | 0.3 | 0.60332 | 0.7503 | 0.77654 | 0.74462 | 0.73941 | 0.73839 | 0.71865 | 0.7163 | 0.70748
| LED HiLo Bay_Com, E/O - IntL | Small Office | Interior Lighting | RET | 0.02 | 0.038408 | 0.058727 | 0.065024 | 0.070445 | 0.066829 | 0.062516 | 0.068104 | 0.071742 | 0.07123
| LED HiLo Bay_Com, E/O - IntL | Small Office | Interior Lighting | REPL | 0.3 | 0.58827 | 0.74494 | 0.72526 | 0.6591 | 0.58844 | 0.5102 | 0.43973 | 0.35134 | 0.30514
| Repl Scre_Com, E - IntL [No Heat] | Small Office | Interior Lighting | NC | 0.3 | 0.60332 | 0 | 0 | 0 | 0 | 0 | 0 | 0 | 0
| Repl Scre_Com, E - IntL [No Heat] | Small Office | Interior Lighting | RET | 0.1 | 0.11541 | 0 | 0 | 0 | 0 | 0 | 0 | 0 | 0
| Repl Scre_Com, E - IntL [No Heat] | Small Office | Interior Lighting | REPL | 0.3 | 0.62581 | 0 | 0 | 0 | 0 | 0 | 0 | 0 | 0
| Repl Scre_Com, E - IntL [Electric Heat] | Small Office | Interior Lighting | NC | 0.3 | 0.60332 | 0 | 0 | 0 | 0 | 0 | 0 | 0 | 0
| Repl Scre_Com, E - IntL [Electric Heat] | Small Office | Interior Lighting | RET | 0.1 | 0.11541 | 0 | 0 | 0 | 0 | 0 | 0 | 0 | 0
| Repl Scre_Com, E - IntL [Electric Heat] | Small Office | Interior Lighting | REPL | 0.3 | 0.62581 | 0 | 0 | 0 | 0 | 0 | 0 | 0 | 0
| Repl Scre_Com, E/G - IntL | Small Office | Interior Lighting | NC | 0.3 | 0.60332 | 0 | 0 | 0 | 0 | 0 | 0 | 0 | 0
| Repl Scre_Com, E/G - IntL | Small Office | Interior Lighting | RET | 0.1 | 0.11541 | 0 | 0 | 0 | 0 | 0 | 0 | 0 | 0
| Repl Scre_Com, E/G - IntL | Small Office | Interior Lighting | REPL | 0.3 | 0.62581 | 0 | 0 | 0 | 0 | 0 | 0 | 0 | 0
| Repl Scre_Com, E/O - IntL | Small Office | Interior Lighting | NC | 0.3 | 0.60332 | 0 | 0 | 0 | 0 | 0 | 0 | 0 | 0
| Repl Scre_Com, E/O - IntL | Small Office | Interior Lighting | RET | 0.1 | 0.11541 | 0 | 0 | 0 | 0 | 0 | 0 | 0 | 0
| Repl Scre_Com, E/O - IntL | Small Office | Interior Lighting | REPL | 0.3 | 0.62581 | 0 | 0 | 0 | 0 | 0 | 0 | 0 | 0
| Lin LED Fixture_Com, E - IntL [No Heat] | Small Office | Interior Lighting | NC | 0.045 | 0.061594 | 0.090755 | 0.10887 | 0.10991 | 0.11091 | 0.11076 | 0.1078 | 0.10745 | 0.10612
| Lin LED Fixture_Com, E - IntL [No Heat] | Small Office | Interior Lighting | RET | 0.0045 | 0.0046982 | 0.0054898 | 0.0058062 | 0.0058874 | 0.005911 | 0.005817 | 0.0059256 | 0.0061638 | 0.006031
| Lin LED Fixture_Com, E - IntL [No Heat] | Small Office | Interior Lighting | REPL | 0.045 | 0.063294 | 0.10088 | 0.12295 | 0.12973 | 0.13137 | 0.12909 | 0.13129 | 0.13761 | 0.1357
| Lin LED Fixture_Com, E - IntL [Electric Heat] | Small Office | Interior Lighting | NC | 0.045 | 0.061594 | 0.090755 | 0.10887 | 0.10991 | 0.11091 | 0.11076 | 0.1078 | 0.10745 | 0.10612
| Lin LED Fixture_Com, E - IntL [Electric Heat] | Small Office | Interior Lighting | RET | 0.0045 | 0.0046982 | 0.0054898 | 0.0058062 | 0.0058874 | 0.005911 | 0.005817 | 0.0059256 | 0.0061638 | 0.006031
| Lin LED Fixture_Com, E - IntL [Electric Heat] | Small Office | Interior Lighting | REPL | 0.045 | 0.063294 | 0.10088 | 0.12295 | 0.12973 | 0.13137 | 0.12909 | 0.13129 | 0.13761 | 0.1357
| Lin LED Fixture_Com, E/G - IntL | Small Office | Interior Lighting | NC | 0.045 | 0.061594 | 0.090755 | 0.10887 | 0.10991 | 0.11091 | 0.11076 | 0.1078 | 0.10745 | 0.10612
| Lin LED Fixture_Com, E/G - IntL | Small Office | Interior Lighting | RET | 0.0045 | 0.0046982 | 0.0054898 | 0.0058062 | 0.0058874 | 0.005911 | 0.005817 | 0.0059256 | 0.0061638 | 0.006031
| Lin LED Fixture_Com, E/G - IntL | Small Office | Interior Lighting | REPL | 0.045 | 0.063294 | 0.10088 | 0.12295 | 0.12973 | 0.13137 | 0.12909 | 0.13129 | 0.13761 | 0.1357
| Lin LED Fixture_Com, E/O - IntL | Small Office | Interior Lighting | NC | 0.045 | 0.061594 | 0.090755 | 0.10887 | 0.10991 | 0.11091 | 0.11076 | 0.1078 | 0.10745 | 0.10612
| Lin LED Fixture_Com, E/O - IntL | Small Office | Interior Lighting | RET | 0.0045 | 0.0046982 | 0.0054898 | 0.0058062 | 0.0058874 | 0.005911 | 0.005817 | 0.0059256 | 0.0061638 | 0.006031
| Lin LED Fixture_Com, E/O - IntL | Small Office | Interior Lighting | REPL | 0.045 | 0.063294 | 0.10088 | 0.12295 | 0.12973 | 0.13137 | 0.12909 | 0.13129 | 0.13761 | 0.1357
| LED Tube Repl_Com, E - IntL [No Heat] | Small Office | Interior Lighting | RET | 0.0255 | 0.026185 | 0.030053 | 0.031154 | 0.030916 | 0.032624 | 0.033637 | 0.034608 | 0.034928 | 0.034176
| LED Tube Repl_Com, E - IntL [No Heat] | Small Office | Interior Lighting | REPL | 0.255 | 0.34288 | 0.53167 | 0.62835 | 0.64154 | 0.67845 | 0.69528 | 0.73665 | 0.76874 | 0.76896
| LED Tube Repl_Com, E - IntL [Electric Heat] | Small Office | Interior Lighting | RET | 0.0255 | 0.026185 | 0.030053 | 0.031154 | 0.030916 | 0.032624 | 0.033637 | 0.034608 | 0.034928 | 0.034176
| LED Tube Repl_Com, E - IntL [Electric Heat] | Small Office | Interior Lighting | REPL | 0.255 | 0.34288 | 0.53167 | 0.62835 | 0.64154 | 0.67845 | 0.69528 | 0.73665 | 0.76874 | 0.76896
| LED Tube Repl_Com, E/G - IntL | Small Office | Interior Lighting | RET | 0.0255 | 0.026185 | 0.030053 | 0.031154 | 0.030916 | 0.032624 | 0.033637 | 0.034608 | 0.034928 | 0.034176
| LED Tube Repl_Com, E/G - IntL | Small Office | Interior Lighting | REPL | 0.255 | 0.34288 | 0.53167 | 0.62835 | 0.64154 | 0.67845 | 0.69528 | 0.73665 | 0.76874 | 0.76896
| LED Tube Repl_Com, E/O - IntL | Small Office | Interior Lighting | RET | 0.0255 | 0.026185 | 0.030053 | 0.031154 | 0.030916 | 0.032624 | 0.033637 | 0.034608 | 0.034928 | 0.034176
| LED Tube Repl_Com, E/O - IntL | Small Office | Interior Lighting | REPL | 0.255 | 0.34288 | 0.53167 | 0.62835 | 0.64154 | 0.67845 | 0.69528 | 0.73665 | 0.76874 | 0.76896
| Repl pin CFL wLED_Com, E - IntL [No Heat] | Small Office | Interior Lighting | RET | 0.03 | 0.041824 | 0.047343 | 0.04655 | 0.044852 | 0.049034 | 0.049727 | 0.050895 | 0.051365 | 0.050259
| Repl pin CFL wLED_Com, E - IntL [No Heat] | Small Office | Interior Lighting | REPL | 0.3 | 0.57962 | 0.74281 | 0.74093 | 0.702 | 0.7576 | 0.80217 | 0.87537 | 0.92457 | 0.90466
| Repl pin CFL wLED_Com, E - IntL [Electric Heat] | Small Office | Interior Lighting | RET | 0.03 | 0.041824 | 0.047343 | 0.04655 | 0.044852 | 0.049034 | 0.049727 | 0.050895 | 0.051365 | 0.050259
| Repl pin CFL wLED_Com, E - IntL [Electric Heat] | Small Office | Interior Lighting | REPL | 0.3 | 0.57962 | 0.74281 | 0.74093 | 0.702 | 0.7576 | 0.80217 | 0.87537 | 0.92457 | 0.90466
| Repl pin CFL wLED_Com, E/G - IntL | Small Office | Interior Lighting | RET | 0.03 | 0.041824 | 0.047343 | 0.04655 | 0.044852 | 0.049034 | 0.049727 | 0.050895 | 0.051365 | 0.050259
| Repl pin CFL wLED_Com, E/G - IntL | Small Office | Interior Lighting | REPL | 0.3 | 0.57962 | 0.74281 | 0.74093 | 0.702 | 0.7576 | 0.80217 | 0.87537 | 0.92457 | 0.90466
| Repl pin CFL wLED_Com, E/O - IntL | Small Office | Interior Lighting | RET | 0.03 | 0.041824 | 0.047343 | 0.04655 | 0.044852 | 0.049034 | 0.049727 | 0.050895 | 0.051365 | 0.050259
| Repl pin CFL wLED_Com, E/O - IntL | Small Office | Interior Lighting | REPL | 0.3 | 0.57962 | 0.74281 | 0.74093 | 0.702 | 0.7576 | 0.80217 | 0.87537 | 0.92457 | 0.90466
| Refrig Case LED_Com, E - IntL | Small Office | Interior Lighting | NC | 0.3 | 0.60332 | 0.7503 | 0.77654 | 0.74462 | 0.73941 | 0.73839 | 0.71865 | 0.7163 | 0.70748
| Refrig Case LED_Com, E - IntL | Small Office | Interior Lighting | RET | 0.03 | 0.042002 | 0.047843 | 0.047371 | 0.04597 | 0.044941 | 0.043324 | 0.043232 | 0.047892 | 0.050259
| Refrig Case LED_Com, E - IntL | Small Office | Interior Lighting | REPL | 0.3 | 0.57962 | 0.74281 | 0.74093 | 0.702 | 0.65861 | 0.60643 | 0.57486 | 0.63026 | 0.66568
| Refrig Case Ctrls_Com, E - IntL | Small Office | Interior Lighting | RET | 0.03 | 0.04217 | 0.0494 | 0.050293 | 0.05016 | 0.050294 | 0.049727 | 0.050895 | 0.051365 | 0.050259
| Stair Occ Sensor_Com, E - IntL [No Heat] | Small Office | Interior Lighting | NC | 0.3 | 0.5095 | 0.63738 | 0.67605 | 0.65826 | 0.65725 | 0.65635 | 0.6388 | 0.63671 | 0.62888
| Stair Occ Sensor_Com, E - IntL [No Heat] | Small Office | Interior Lighting | RET | 0.02 | 0.028053 | 0.033714 | 0.034858 | 0.035112 | 0.035206 | 0.034809 | 0.035626 | 0.035956 | 0.035181
| Stair Occ Sensor_Com, E - IntL [Electric Heat] | Small Office | Interior Lighting | NC | 0.3 | 0.5095 | 0.63738 | 0.67605 | 0.65826 | 0.65725 | 0.65635 | 0.6388 | 0.63671 | 0.62888
| Stair Occ Sensor_Com, E - IntL [Electric Heat] | Small Office | Interior Lighting | RET | 0.02 | 0.029027 | 0.034423 | 0.035165 | 0.035112 | 0.035206 | 0.034809 | 0.035626 | 0.035956 | 0.035181
| Stair Occ Sensor_Com, E/G - IntL | Small Office | Interior Lighting | NC | 0.3 | 0.5095 | 0.63738 | 0.67605 | 0.65826 | 0.65725 | 0.65635 | 0.6388 | 0.63671 | 0.62888
| Stair Occ Sensor_Com, E/G - IntL | Small Office | Interior Lighting | RET | 0.02 | 0.029027 | 0.034423 | 0.035165 | 0.035112 | 0.035206 | 0.034809 | 0.035626 | 0.035956 | 0.035181
| Stair Occ Sensor_Com, E/O - IntL | Small Office | Interior Lighting | NC | 0.3 | 0.5095 | 0.63738 | 0.67605 | 0.65826 | 0.65725 | 0.65635 | 0.6388 | 0.63671 | 0.62888
| Stair Occ Sensor_Com, E/O - IntL | Small Office | Interior Lighting | RET | 0.02 | 0.029027 | 0.034423 | 0.035165 | 0.035112 | 0.035206 | 0.034809 | 0.035626 | 0.035956 | 0.035181
| Int Delamping_Com, E - IntL [No Heat] | Small Office | Interior Lighting | RET | 0.02 | 0.028053 | 0.033714 | 0.034858 | 0.035112 | 0.035206 | 0.034809 | 0.035626 | 0.035956 | 0.035181
| Int Delamping_Com, E - IntL [Electric Heat] | Small Office | Interior Lighting | RET | 0.02 | 0.028053 | 0.033714 | 0.034858 | 0.035112 | 0.035206 | 0.034809 | 0.035626 | 0.035956 | 0.035181
| Int Delamping_Com, E/G - IntL | Small Office | Interior Lighting | RET | 0.02 | 0.028053 | 0.033714 | 0.034858 | 0.035112 | 0.035206 | 0.034809 | 0.035626 | 0.035956 | 0.035181
| Int Delamping_Com, E/O - IntL | Small Office | Interior Lighting | RET | 0.02 | 0.028053 | 0.033714 | 0.034858 | 0.035112 | 0.035206 | 0.034809 | 0.035626 | 0.035956 | 0.035181
| Int Ltg Dsgn_Com, E - IntL [No Heat] | Small Office | Interior Lighting | NC | 0.2 | 0.34106 | 0.46865 | 0.54131 | 0.55337 | 0.56722 | 0.57362 | 0.55895 | 0.55712 | 0.55027
| Int Ltg Dsgn_Com, E - IntL [Electric Heat] | Small Office | Interior Lighting | NC | 0.2 | 0.34106 | 0.46865 | 0.54131 | 0.55337 | 0.56722 | 0.57362 | 0.55895 | 0.55712 | 0.55027
| Int Ltg Dsgn_Com, E/G - IntL | Small Office | Interior Lighting | NC | 0.2 | 0.34106 | 0.46865 | 0.54131 | 0.55337 | 0.56722 | 0.57362 | 0.55895 | 0.55712 | 0.55027
| Int Ltg Dsgn_Com, E/O - IntL | Small Office | Interior Lighting | NC | 0.2 | 0.34106 | 0.46865 | 0.54131 | 0.55337 | 0.56722 | 0.57362 | 0.55895 | 0.55712 | 0.55027
| Room Air Conditioner_Com, E - Cool | Large Office | Cooling | NC | 0.35 | 0.54918 | 0.65532 | 0.6821 | 0.66004 | 0.65725 | 0.65635 | 0.6388 | 0.63671 | 0.62888
| Room Air Conditioner_Com, E - Cool | Large Office | Cooling | RET | 0.002 | 0.0023269 | 0.0037523 | 0.0054738 | 0.0062613 | 0.0062231 | 0.0071944 | 0.0082558 | 0.0091693 | 0.0090466
| Room Air Conditioner_Com, E - Cool | Large Office | Cooling | REPL | 0.35 | 0.56704 | 0.73282 | 0.77425 | 0.78123 | 0.77838 | 0.79564 | 0.81431 | 0.82184 | 0.80414
| Chiller Systems_Com, E - Cool | Large Office | Cooling | NC | 0.2 | 0.40942 | 0.58382 | 0.6566 | 0.65237 | 0.65725 | 0.65635 | 0.6388 | 0.63671 | 0.62888
| Chiller Systems_Com, E - Cool | Large Office | Cooling | RET | 0.01 | 0.023204 | 0.038496 | 0.045464 | 0.047552 | 0.047958 | 0.046831 | 0.047271 | 0.047052 | 0.045405
| Chiller Systems_Com, E - Cool | Large Office | Cooling | REPL | 0.2 | 0.41029 | 0.61125 | 0.66775 | 0.65894 | 0.63016 | 0.58327 | 0.55625 | 0.5203 | 0.46888
| Chiller Tuneup_Com, E - Cool | Large Office | Cooling | RET | 0.02 | 0.034104 | 0.045487 | 0.048908 | 0.049944 | 0.050294 | 0.049727 | 0.050895 | 0.051365 | 0.050259
| Computer Room Air Conditioner_Com, E - Cool | Large Office | Cooling | NC | 0.25 | 0.46346 | 0.61438 | 0.66797 | 0.65584 | 0.65725 | 0.65635 | 0.6388 | 0.63671 | 0.62888
| Computer Room Air Conditioner_Com, E - Cool | Large Office | Cooling | REPL | 0.25 | 0.48074 | 0.69316 | 0.77019 | 0.79523 | 0.80471 | 0.79564 | 0.81431 | 0.82184 | 0.80414
| Mini Split Ductless AC_Com, E - Cool | Large Office | Cooling | NC | 0 | 0 | 0 | 0 | 0 | 0 | 0 | 0 | 0 | 0
| Mini Split Ductless AC_Com, E - Cool | Large Office | Cooling | RET | 0.002 | 0.0025171 | 0.0043144 | 0.0067169 | 0.0082024 | 0.008698 | 0.0086676 | 0.0088335 | 0.0088777 | 0.00865
| Mini Split Ductless AC_Com, E - Cool | Large Office | Cooling | REPL | 0 | 0 | 0 | 0 | 0 | 0 | 0 | 0 | 0 | 0
| Eff Unitary AC_Com, E - Cool | Large Office | Cooling | NC | 0.35 | 0.54918 | 0.65532 | 0.6821 | 0.66004 | 0.65725 | 0.65635 | 0.6388 | 0.63671 | 0.62888
| Eff Unitary AC_Com, E - Cool | Large Office | Cooling | RET | 0.05 | 0.047535 | 0.048638 | 0.046985 | 0.045657 | 0.044715 | 0.043183 | 0.045717 | 0.047639 | 0.048045
| Eff Unitary AC_Com, E - Cool | Large Office | Cooling | REPL | 0.35 | 0.53548 | 0.67282 | 0.69211 | 0.68028 | 0.65986 | 0.62855 | 0.65964 | 0.68222 | 0.68365
| PTAC_Com, E - Cool | Large Office | Cooling | NC | 0.35 | 0.54918 | 0.65532 | 0.6821 | 0.66004 | 0.65725 | 0.65635 | 0.6388 | 0.63671 | 0.62888
| PTAC_Com, E - Cool | Large Office | Cooling | RET | 0.004 | 0.0050347 | 0.0086307 | 0.013439 | 0.016417 | 0.017415 | 0.017362 | 0.018322 | 0.018491 | 0.018093
| PTAC_Com, E - Cool | Large Office | Cooling | REPL | 0.35 | 0.56443 | 0.72628 | 0.76201 | 0.76213 | 0.75205 | 0.72926 | 0.81431 | 0.82184 | 0.80414
| Unitary Equipment Economizer_Com, E - Cool | Large Office | Cooling | RET | 0.02 | 0.036139 | 0.047284 | 0.049739 | 0.05016 | 0.050294 | 0.049727 | 0.050895 | 0.051365 | 0.050259
| AC Tuneup_Com, E - Cool [ASHP] | Large Office | Cooling | RET | 0.01 | 0.025818 | 0.042301 | 0.048281 | 0.049885 | 0.050294 | 0.049727 | 0.050895 | 0.051365 | 0.050259
| AC Tuneup_Com, E - Heat [ASHP] | Large Office | Space Heating | RET | 0.01 | 0.025818 | 0.042301 | 0.048281 | 0.049885 | 0.050294 | 0.049727 | 0.050895 | 0.051365 | 0.050259
| AC Tuneup_Com, E - Cool [Unitary AC] | Large Office | Cooling | RET | 0.01 | 0.025818 | 0.042301 | 0.048281 | 0.049885 | 0.050294 | 0.049727 | 0.050895 | 0.051365 | 0.050259
| DCV_Com, E - Cool [Building w Elec Heat] | Large Office | Cooling | RET | 0.015 | 0.029391 | 0.042942 | 0.047996 | 0.049657 | 0.050294 | 0.049727 | 0.050895 | 0.051365 | 0.050259
| DCV_Com, E - Heat [Building w Elec Heat] | Large Office | Space Heating | RET | 0.015 | 0.029391 | 0.042942 | 0.047996 | 0.049657 | 0.050294 | 0.049727 | 0.050895 | 0.051365 | 0.050259
| DCV_Com, E - Vent [Building w Elec Heat] | Large Office | Ventilation | RET | 0.015 | 0.029391 | 0.042942 | 0.047996 | 0.049657 | 0.050294 | 0.049727 | 0.050895 | 0.051365 | 0.050259
| DCV_Com, E - Cool [Building w Gas Heat] | Large Office | Cooling | RET | 0.015 | 0.029391 | 0.042942 | 0.047996 | 0.049657 | 0.050294 | 0.049727 | 0.050895 | 0.051365 | 0.050259
| DCV_Com, G - Heat [Building w Gas Heat] | Large Office |  | RET | 0.015 | 0.030159 | 0.042072 | 0.047224 | 0.049011 | 0.04953 | 0.049681 | 0.04987 | 0.050161 | 0.05041
| DCV_Com, E - Vent [Building w Gas Heat] | Large Office | Ventilation | RET | 0.015 | 0.029391 | 0.042942 | 0.047996 | 0.049657 | 0.050294 | 0.049727 | 0.050895 | 0.051365 | 0.050259
| DCV_Com, E - Cool [Building w Oil Heat] | Large Office | Cooling | RET | 0.015 | 0.029391 | 0.042942 | 0.047996 | 0.049657 | 0.050294 | 0.049727 | 0.050895 | 0.051365 | 0.050259
| DCV_Com, O - Heat [Building w Oil Heat] | Large Office |  | RET | 0.015 | 0.029839 | 0.041431 | 0.046354 | 0.047774 | 0.047842 | 0.047483 | 0.047108 | 0.046733 | 0.046332
| DCV_Com, E - Vent [Building w Oil Heat] | Large Office | Ventilation | RET | 0.015 | 0.029391 | 0.042942 | 0.047996 | 0.049657 | 0.050294 | 0.049727 | 0.050895 | 0.051365 | 0.050259
| DCV_Com, E - Cool [Building w Propane Heat] | Large Office | Cooling | RET | 0.015 | 0.029391 | 0.042942 | 0.047996 | 0.049657 | 0.050294 | 0.049727 | 0.050895 | 0.051365 | 0.050259
| DCV_Com, P - Heat [Building w Propane Heat] | Large Office |  | RET | 0.015 | 0.029839 | 0.041431 | 0.046354 | 0.047774 | 0.047842 | 0.047483 | 0.047108 | 0.046733 | 0.046332
| DCV_Com, E - Vent [Building w Propane Heat] | Large Office | Ventilation | RET | 0.015 | 0.029391 | 0.042942 | 0.047996 | 0.049657 | 0.050294 | 0.049727 | 0.050895 | 0.051365 | 0.050259
| Controls for Unitary AC_Com, E - Cool | Large Office | Cooling | RET | 0.015 | 0.029391 | 0.042942 | 0.047996 | 0.049657 | 0.050294 | 0.049727 | 0.050895 | 0.051365 | 0.050259
| Optimized Unitary AC Sys_Com, E - Cool [Building w Elec Heat] | Large Office | Cooling | NC | 0.15 | 0.28154 | 0.42121 | 0.51481 | 0.54172 | 0.56238 | 0.57169 | 0.55895 | 0.55712 | 0.55027
| Optimized Unitary AC Sys_Com, E - Heat [Building w Elec Heat] | Large Office | Space Heating | NC | 0.15 | 0.28154 | 0.42121 | 0.51481 | 0.54172 | 0.56238 | 0.57169 | 0.55895 | 0.55712 | 0.55027
| Optimized Unitary AC Sys_Com, E - Cool [Building w Gas Heat] | Large Office | Cooling | NC | 0.15 | 0.28154 | 0.42121 | 0.51481 | 0.54172 | 0.56238 | 0.57169 | 0.55895 | 0.55712 | 0.55027
| Optimized Unitary AC Sys_Com, G - Heat [Building w Gas Heat] | Large Office |  | NC | 0.15 | 0.28432 | 0.42765 | 0.51785 | 0.54977 | 0.55786 | 0.56374 | 0.56533 | 0.56616 | 0.56428
| Optimized Unitary AC Sys_Com, E - Cool [Building w Oil Heat] | Large Office | Cooling | NC | 0.15 | 0.28154 | 0.42121 | 0.51481 | 0.54172 | 0.56238 | 0.57169 | 0.55895 | 0.55712 | 0.55027
| Optimized Unitary AC Sys_Com, O - Heat [Building w Oil Heat] | Large Office |  | NC | 0.15 | 0.28131 | 0.42114 | 0.50831 | 0.53589 | 0.53885 | 0.5388 | 0.53403 | 0.52747 | 0.51864
| Optimized Unitary AC Sys_Com, E - Cool [Building w Propane Heat] | Large Office | Cooling | NC | 0.15 | 0.28154 | 0.42121 | 0.51481 | 0.54172 | 0.56238 | 0.57169 | 0.55895 | 0.55712 | 0.55027
| Optimized Unitary AC Sys_Com, P - Heat [Building w Propane Heat] | Large Office |  | NC | 0.15 | 0.28131 | 0.42114 | 0.50831 | 0.53589 | 0.53885 | 0.5388 | 0.53403 | 0.52747 | 0.51864
| Optimized Chiller Sys_Com, E - Cool | Large Office | Cooling | NC | 0.15 | 0.28154 | 0.42121 | 0.51481 | 0.54172 | 0.56238 | 0.57169 | 0.55895 | 0.55712 | 0.55027
| Cool Roof_Com, E - Cool [Building w Elec Heat] | Large Office | Cooling | NC | 0.1 | 0.15554 | 0.22193 | 0.28549 | 0.32654 | 0.36473 | 0.39023 | 0.39489 | 0.39795 | 0.39305
| Cool Roof_Com, E - Cool [Building w Elec Heat] | Large Office | Cooling | RET | 0 | 0.0019198 | 0.0061834 | 0.013576 | 0.024102 | 0.035153 | 0.042819 | 0.048563 | 0.051365 | 0.050259
| Cool Roof_Com, E - Heat [Building w Elec Heat] | Large Office | Space Heating | NC | 0.1 | 0.15554 | 0.22193 | 0.28549 | 0.32654 | 0.36473 | 0.39023 | 0.39489 | 0.39795 | 0.39305
| Cool Roof_Com, E - Heat [Building w Elec Heat] | Large Office | Space Heating | RET | 0 | 0.0019198 | 0.0061834 | 0.013576 | 0.024102 | 0.035153 | 0.042819 | 0.048563 | 0.051365 | 0.050259
| Cool Roof_Com, E - Cool [Building w Gas Heat] | Large Office | Cooling | NC | 0.1 | 0.15554 | 0.22193 | 0.28549 | 0.32654 | 0.36473 | 0.39023 | 0.39489 | 0.39795 | 0.39305
| Cool Roof_Com, E - Cool [Building w Gas Heat] | Large Office | Cooling | RET | 0 | 0.0019198 | 0.0061834 | 0.013576 | 0.024102 | 0.035153 | 0.042819 | 0.048563 | 0.051365 | 0.050259
| Cool Roof_Com, G - Heat [Building w Gas Heat] | Large Office |  | NC | 0.1 | 0.15708 | 0.22533 | 0.28718 | 0.33139 | 0.3618 | 0.3848 | 0.3994 | 0.4044 | 0.40306
| Cool Roof_Com, G - Heat [Building w Gas Heat] | Large Office |  | RET | 0 | 0.00197 | 0.0060582 | 0.013358 | 0.023788 | 0.034619 | 0.042779 | 0.047585 | 0.050161 | 0.05041
| Cool Roof_Com, E - Cool [Building w Oil Heat] | Large Office | Cooling | NC | 0.1 | 0.15554 | 0.22193 | 0.28549 | 0.32654 | 0.36473 | 0.39023 | 0.39489 | 0.39795 | 0.39305
| Cool Roof_Com, E - Cool [Building w Oil Heat] | Large Office | Cooling | RET | 0 | 0.0019198 | 0.0061834 | 0.013576 | 0.024102 | 0.035153 | 0.042819 | 0.048563 | 0.051365 | 0.050259
| Cool Roof_Com, O - Heat [Building w Oil Heat] | Large Office |  | NC | 0.1 | 0.15541 | 0.22189 | 0.28189 | 0.32303 | 0.34947 | 0.36778 | 0.37728 | 0.37676 | 0.37046
| Cool Roof_Com, O - Heat [Building w Oil Heat] | Large Office |  | RET | 0 | 0.0019491 | 0.0059659 | 0.013112 | 0.023188 | 0.033439 | 0.040886 | 0.04495 | 0.046733 | 0.046332
| Cool Roof_Com, E - Cool [Building w Propane Heat] | Large Office | Cooling | NC | 0.1 | 0.15554 | 0.22193 | 0.28549 | 0.32654 | 0.36473 | 0.39023 | 0.39489 | 0.39795 | 0.39305
| Cool Roof_Com, E - Cool [Building w Propane Heat] | Large Office | Cooling | RET | 0 | 0.0019198 | 0.0061834 | 0.013576 | 0.024102 | 0.035153 | 0.042819 | 0.048563 | 0.051365 | 0.050259
| Cool Roof_Com, P - Heat [Building w Propane Heat] | Large Office |  | NC | 0.1 | 0.15541 | 0.22189 | 0.28189 | 0.32303 | 0.34947 | 0.36778 | 0.37728 | 0.37676 | 0.37046
| Cool Roof_Com, P - Heat [Building w Propane Heat] | Large Office |  | RET | 0 | 0.0019491 | 0.0059659 | 0.013112 | 0.023188 | 0.033439 | 0.040886 | 0.04495 | 0.046733 | 0.046332
| GSHP_Com, E - Cool | Large Office | Cooling | RET | 0.002 | 0.0038855 | 0.0060812 | 0.0079712 | 0.0098337 | 0.011714 | 0.013351 | 0.015399 | 0.017206 | 0.018371
| GSHP_Com, E - Cool | Large Office | Cooling | REPL | 0.02 | 0.037028 | 0.068472 | 0.11081 | 0.16526 | 0.22516 | 0.27463 | 0.31961 | 0.34548 | 0.34792
| GSHP_Com, E - Heat | Large Office | Space Heating | RET | 0.002 | 0.0038855 | 0.0060812 | 0.0079712 | 0.0098337 | 0.011714 | 0.013351 | 0.015399 | 0.017206 | 0.018371
| GSHP_Com, E - Heat | Large Office | Space Heating | REPL | 0.02 | 0.037028 | 0.068472 | 0.11081 | 0.16526 | 0.22516 | 0.27463 | 0.31961 | 0.34548 | 0.34792
| Unitary HP_Com, E - Cool | Large Office | Cooling | NC | 0.35 | 0.54918 | 0.65532 | 0.6821 | 0.66004 | 0.65725 | 0.65635 | 0.6388 | 0.63671 | 0.62888
| Unitary HP_Com, E - Cool | Large Office | Cooling | RET | 0.008 | 0.022718 | 0.039759 | 0.046036 | 0.046943 | 0.046353 | 0.044727 | 0.05054 | 0.051365 | 0.050259
| Unitary HP_Com, E - Cool | Large Office | Cooling | REPL | 0.35 | 0.55175 | 0.68685 | 0.69346 | 0.666 | 0.62941 | 0.58254 | 0.64934 | 0.70896 | 0.74615
| Unitary HP_Com, E - Heat | Large Office | Space Heating | NC | 0.35 | 0.54918 | 0.65532 | 0.6821 | 0.66004 | 0.65725 | 0.65635 | 0.6388 | 0.63671 | 0.62888
| Unitary HP_Com, E - Heat | Large Office | Space Heating | RET | 0.008 | 0.022718 | 0.039759 | 0.046036 | 0.046943 | 0.046353 | 0.044727 | 0.05054 | 0.051365 | 0.050259
| Unitary HP_Com, E - Heat | Large Office | Space Heating | REPL | 0.35 | 0.55175 | 0.68685 | 0.69346 | 0.666 | 0.62941 | 0.58254 | 0.64934 | 0.70896 | 0.74615
| PTHP_Com, E - Cool | Large Office | Cooling | NC | 0.35 | 0.54918 | 0.65532 | 0.6821 | 0.66004 | 0.65725 | 0.65635 | 0.6388 | 0.63671 | 0.62888
| PTHP_Com, E - Cool | Large Office | Cooling | RET | 0.004 | 0.0042067 | 0.0053489 | 0.0066696 | 0.0074858 | 0.0077622 | 0.0077008 | 0.0079902 | 0.0081729 | 0.0080414
| PTHP_Com, E - Cool | Large Office | Cooling | REPL | 0.35 | 0.56491 | 0.72929 | 0.7705 | 0.77798 | 0.77587 | 0.76076 | 0.78869 | 0.80615 | 0.79873
| PTHP_Com, E - Heat | Large Office | Space Heating | NC | 0.35 | 0.54918 | 0.65532 | 0.6821 | 0.66004 | 0.65725 | 0.65635 | 0.6388 | 0.63671 | 0.62888
| PTHP_Com, E - Heat | Large Office | Space Heating | RET | 0.004 | 0.0042067 | 0.0053489 | 0.0066696 | 0.0074858 | 0.0077622 | 0.0077008 | 0.0079902 | 0.0081729 | 0.0080414
| PTHP_Com, E - Heat | Large Office | Space Heating | REPL | 0.35 | 0.56491 | 0.72929 | 0.7705 | 0.77798 | 0.77587 | 0.76076 | 0.78869 | 0.80615 | 0.79873
| Minisplit Ductless HP_Com, E - Cool | Large Office | Cooling | RET | 0.025 | 0.038607 | 0.04567 | 0.045089 | 0.043136 | 0.041287 | 0.038968 | 0.039108 | 0.038723 | 0.037192
| Minisplit Ductless HP_Com, E - Cool | Large Office | Cooling | REPL | 0.175 | 0.26615 | 0.32784 | 0.32921 | 0.315 | 0.29661 | 0.27337 | 0.26773 | 0.25803 | 0.24056
| Minisplit Ductless HP_Com, E - Heat | Large Office | Space Heating | RET | 0.025 | 0.038607 | 0.04567 | 0.045089 | 0.043136 | 0.041287 | 0.038968 | 0.039108 | 0.038723 | 0.037192
| Minisplit Ductless HP_Com, E - Heat | Large Office | Space Heating | REPL | 0.175 | 0.26615 | 0.32784 | 0.32921 | 0.315 | 0.29661 | 0.27337 | 0.26773 | 0.25803 | 0.24056
| Programmable TStat_Com, E - Cool [Building w Elec Heat] | Large Office | Cooling | NC | 0.3 | 0.18767 | 0.090372 | 0 | 0 | 0 | 0 | 0 | 0 | 0
| Programmable TStat_Com, E - Cool [Building w Elec Heat] | Large Office | Cooling | RET | 0.02 | 0.0097332 | 0 | 0 | 0 | 0 | 0 | 0 | 0 | 0
| Programmable TStat_Com, E - Heat [Building w Elec Heat] | Large Office | Space Heating | NC | 0.3 | 0.18767 | 0.090372 | 0 | 0 | 0 | 0 | 0 | 0 | 0
| Programmable TStat_Com, E - Heat [Building w Elec Heat] | Large Office | Space Heating | RET | 0.02 | 0.0097332 | 0 | 0 | 0 | 0 | 0 | 0 | 0 | 0
| Programmable TStat_Com, E - Cool [Building w Gas Heat] | Large Office | Cooling | NC | 0.3 | 0.18767 | 0.090372 | 0 | 0 | 0 | 0 | 0 | 0 | 0
| Programmable TStat_Com, E - Cool [Building w Gas Heat] | Large Office | Cooling | RET | 0.02 | 0.0097332 | 0 | 0 | 0 | 0 | 0 | 0 | 0 | 0
| Programmable TStat_Com, G - Heat [Building w Gas Heat] | Large Office |  | NC | 0.3 | 0.18952 | 0.091754 | 0 | 0 | 0 | 0 | 0 | 0 | 0
| Programmable TStat_Com, G - Heat [Building w Gas Heat] | Large Office |  | RET | 0.02 | 0.0099873 | 0 | 0 | 0 | 0 | 0 | 0 | 0 | 0
| Programmable TStat_Com, E - Cool [Building w Propane Heat] | Large Office | Cooling | NC | 0.3 | 0.18767 | 0.090372 | 0 | 0 | 0 | 0 | 0 | 0 | 0
| Programmable TStat_Com, E - Cool [Building w Propane Heat] | Large Office | Cooling | RET | 0.02 | 0.0097332 | 0 | 0 | 0 | 0 | 0 | 0 | 0 | 0
| Programmable TStat_Com, P - Heat [Building w Propane Heat] | Large Office |  | NC | 0.3 | 0.18751 | 0.090356 | 0 | 0 | 0 | 0 | 0 | 0 | 0
| Programmable TStat_Com, P - Heat [Building w Propane Heat] | Large Office |  | RET | 0.02 | 0.0098815 | 0 | 0 | 0 | 0 | 0 | 0 | 0 | 0
| Programmable TStat_Com, E - Cool [Building w Oil Heat] | Large Office | Cooling | NC | 0.3 | 0.18767 | 0.090372 | 0 | 0 | 0 | 0 | 0 | 0 | 0
| Programmable TStat_Com, E - Cool [Building w Oil Heat] | Large Office | Cooling | RET | 0.02 | 0.0097332 | 0 | 0 | 0 | 0 | 0 | 0 | 0 | 0
| Programmable TStat_Com, O - Heat [Building w Oil Heat] | Large Office |  | NC | 0.3 | 0.18751 | 0.090356 | 0 | 0 | 0 | 0 | 0 | 0 | 0
| Programmable TStat_Com, O - Heat [Building w Oil Heat] | Large Office |  | RET | 0.02 | 0.0098815 | 0 | 0 | 0 | 0 | 0 | 0 | 0 | 0
| Smart TStat_Com, E - Cool [Building w Elec Heat] | Large Office | Cooling | NC | 0.05 | 0.18767 | 0.36149 | 0.43728 | 0.49641 | 0.57509 | 0.65635 | 0.6388 | 0.63671 | 0.62888
| Smart TStat_Com, E - Cool [Building w Elec Heat] | Large Office | Cooling | RET | 0.008 | 0.013966 | 0.027581 | 0.036803 | 0.039407 | 0.040235 | 0.039782 | 0.040716 | 0.041092 | 0.040207
| Smart TStat_Com, E - Heat [Building w Elec Heat] | Large Office | Space Heating | NC | 0.05 | 0.18767 | 0.36149 | 0.43728 | 0.49641 | 0.57509 | 0.65635 | 0.6388 | 0.63671 | 0.62888
| Smart TStat_Com, E - Heat [Building w Elec Heat] | Large Office | Space Heating | RET | 0.008 | 0.013966 | 0.027581 | 0.036803 | 0.039407 | 0.040235 | 0.039782 | 0.040716 | 0.041092 | 0.040207
| Smart TStat_Com, E - Cool [Building w Gas Heat] | Large Office | Cooling | NC | 0.05 | 0.18767 | 0.36149 | 0.43728 | 0.49641 | 0.57509 | 0.65635 | 0.6388 | 0.63671 | 0.62888
| Smart TStat_Com, E - Cool [Building w Gas Heat] | Large Office | Cooling | RET | 0.008 | 0.013966 | 0.027581 | 0.036803 | 0.039407 | 0.040235 | 0.039782 | 0.040716 | 0.041092 | 0.040207
| Smart TStat_Com, G - Heat [Building w Gas Heat] | Large Office |  | NC | 0.05 | 0.18952 | 0.36702 | 0.43986 | 0.50378 | 0.57047 | 0.64722 | 0.6461 | 0.64704 | 0.64489
| Smart TStat_Com, G - Heat [Building w Gas Heat] | Large Office |  | RET | 0.008 | 0.01433 | 0.027023 | 0.036211 | 0.038894 | 0.039624 | 0.039745 | 0.039896 | 0.040129 | 0.040328
| Smart TStat_Com, E - Cool [Building w Propane Heat] | Large Office | Cooling | NC | 0.05 | 0.18767 | 0.36149 | 0.43728 | 0.49641 | 0.57509 | 0.65635 | 0.6388 | 0.63671 | 0.62888
| Smart TStat_Com, E - Cool [Building w Propane Heat] | Large Office | Cooling | RET | 0.008 | 0.013966 | 0.027581 | 0.036803 | 0.039407 | 0.040235 | 0.039782 | 0.040716 | 0.041092 | 0.040207
| Smart TStat_Com, P - Heat [Building w Propane Heat] | Large Office |  | NC | 0.05 | 0.18751 | 0.36142 | 0.43176 | 0.49107 | 0.55104 | 0.61859 | 0.61032 | 0.60282 | 0.59273
| Smart TStat_Com, P - Heat [Building w Propane Heat] | Large Office |  | RET | 0.008 | 0.014179 | 0.026611 | 0.035544 | 0.037913 | 0.038274 | 0.037987 | 0.037686 | 0.037387 | 0.037066
| Smart TStat_Com, E - Cool [Building w Oil Heat] | Large Office | Cooling | NC | 0.05 | 0.18767 | 0.36149 | 0.43728 | 0.49641 | 0.57509 | 0.65635 | 0.6388 | 0.63671 | 0.62888
| Smart TStat_Com, E - Cool [Building w Oil Heat] | Large Office | Cooling | RET | 0.008 | 0.013966 | 0.027581 | 0.036803 | 0.039407 | 0.040235 | 0.039782 | 0.040716 | 0.041092 | 0.040207
| Smart TStat_Com, O - Heat [Building w Oil Heat] | Large Office |  | NC | 0.05 | 0.18751 | 0.36142 | 0.43176 | 0.49107 | 0.55104 | 0.61859 | 0.61032 | 0.60282 | 0.59273
| Smart TStat_Com, O - Heat [Building w Oil Heat] | Large Office |  | RET | 0.008 | 0.014179 | 0.026611 | 0.035544 | 0.037913 | 0.038274 | 0.037987 | 0.037686 | 0.037387 | 0.037066
| Boiler Blowdown Controls_Com, G - Heat | Large Office |  | RET | 0.015 | 0.030159 | 0.042072 | 0.047224 | 0.049011 | 0.04953 | 0.049681 | 0.04987 | 0.050161 | 0.05041
| Boiler Blowdown Controls_Com, O - Heat | Large Office |  | RET | 0.015 | 0.029839 | 0.041431 | 0.046354 | 0.047774 | 0.047842 | 0.047483 | 0.047108 | 0.046733 | 0.046332
| Boiler Blowdown Controls_Com, P - Heat | Large Office |  | RET | 0.015 | 0.029839 | 0.041431 | 0.046354 | 0.047774 | 0.047842 | 0.047483 | 0.047108 | 0.046733 | 0.046332
| Boiler Modifications_Com, G - Heat | Large Office |  | RET | 0.015 | 0.030159 | 0.042072 | 0.047224 | 0.049011 | 0.04953 | 0.049681 | 0.04987 | 0.050161 | 0.05041
| Boiler Modifications_Com, O - Heat | Large Office |  | RET | 0.015 | 0.029839 | 0.041431 | 0.046354 | 0.047774 | 0.047842 | 0.047483 | 0.047108 | 0.046733 | 0.046332
| Boiler Modifications_Com, P - Heat | Large Office |  | RET | 0.015 | 0.029839 | 0.041431 | 0.046354 | 0.047774 | 0.047842 | 0.047483 | 0.047108 | 0.046733 | 0.046332
| Boilers_Com, G - Heat | Large Office |  | NC | 0.35 | 0.5546 | 0.66535 | 0.68613 | 0.66984 | 0.65197 | 0.64722 | 0.6461 | 0.64704 | 0.64489
| Boilers_Com, G - Heat | Large Office |  | RET | 0.015 | 0.032228 | 0.042962 | 0.045226 | 0.044549 | 0.042966 | 0.041519 | 0.040149 | 0.038905 | 0.037665
| Boilers_Com, G - Heat | Large Office |  | REPL | 0.35 | 0.55669 | 0.65762 | 0.66473 | 0.63908 | 0.60152 | 0.56362 | 0.52586 | 0.48881 | 0.4509
| Boilers_Com, O - Heat | Large Office |  | NC | 0.35 | 0.54873 | 0.65521 | 0.67348 | 0.65294 | 0.62976 | 0.61859 | 0.61032 | 0.60282 | 0.59273
| Boilers_Com, O - Heat | Large Office |  | RET | 0.015 | 0.031854 | 0.04217 | 0.044113 | 0.043005 | 0.040959 | 0.039027 | 0.037171 | 0.035401 | 0.033695
| Boilers_Com, O - Heat | Large Office |  | REPL | 0.35 | 0.55079 | 0.6476 | 0.65248 | 0.62295 | 0.58103 | 0.53869 | 0.49674 | 0.4554 | 0.41443
| Boilers_Com, P - Heat | Large Office |  | NC | 0.35 | 0.54873 | 0.65521 | 0.67348 | 0.65294 | 0.62976 | 0.61859 | 0.61032 | 0.60282 | 0.59273
| Boilers_Com, P - Heat | Large Office |  | RET | 0.015 | 0.031871 | 0.042239 | 0.044252 | 0.043215 | 0.04123 | 0.039353 | 0.037547 | 0.035821 | 0.034154
| Boilers_Com, P - Heat | Large Office |  | REPL | 0.35 | 0.55079 | 0.6476 | 0.65248 | 0.62295 | 0.58103 | 0.53869 | 0.49674 | 0.4554 | 0.41443
| Furnace_Com, G - Heat | Large Office |  | NC | 0.35 | 0.5546 | 0.66535 | 0.68613 | 0.66984 | 0.65197 | 0.64722 | 0.6461 | 0.64704 | 0.64489
| Furnace_Com, G - Heat | Large Office |  | RET | 0.015 | 0.03229 | 0.043226 | 0.045768 | 0.045371 | 0.044045 | 0.04284 | 0.041698 | 0.04067 | 0.039632
| Furnace_Com, G - Heat | Large Office |  | REPL | 0.35 | 0.55669 | 0.65762 | 0.66473 | 0.63908 | 0.60152 | 0.56362 | 0.52586 | 0.48881 | 0.4509
| Furnace_Com, O - Heat | Large Office |  | NC | 0.35 | 0.54873 | 0.65521 | 0.67348 | 0.65294 | 0.62976 | 0.61859 | 0.61032 | 0.60282 | 0.59273
| Furnace_Com, O - Heat | Large Office |  | RET | 0.015 | 0.031806 | 0.041964 | 0.043692 | 0.042378 | 0.04015 | 0.038055 | 0.036055 | 0.034159 | 0.032341
| Furnace_Com, O - Heat | Large Office |  | REPL | 0.35 | 0.55079 | 0.6476 | 0.65248 | 0.62295 | 0.58103 | 0.53869 | 0.49674 | 0.4554 | 0.41443
| Furnace_Com, P - Heat | Large Office |  | NC | 0.35 | 0.54873 | 0.65521 | 0.67348 | 0.65294 | 0.62976 | 0.61859 | 0.61032 | 0.60282 | 0.59273
| Furnace_Com, P - Heat | Large Office |  | RET | 0.015 | 0.031877 | 0.042265 | 0.044306 | 0.043295 | 0.041334 | 0.039478 | 0.037691 | 0.035983 | 0.03433
| Furnace_Com, P - Heat | Large Office |  | REPL | 0.35 | 0.55079 | 0.6476 | 0.65248 | 0.62295 | 0.58103 | 0.53869 | 0.49674 | 0.4554 | 0.41443
| Unit Heater_Com, G - Heat | Large Office |  | NC | 0.35 | 0.5546 | 0.66535 | 0.68613 | 0.66984 | 0.65197 | 0.64722 | 0.6461 | 0.64704 | 0.64489
| Unit Heater_Com, G - Heat | Large Office |  | RET | 0.015 | 0.0322 | 0.04284 | 0.044977 | 0.044173 | 0.042475 | 0.04092 | 0.03945 | 0.040167 | 0.040835
| Unit Heater_Com, G - Heat | Large Office |  | REPL | 0.35 | 0.55669 | 0.65762 | 0.66473 | 0.63908 | 0.60152 | 0.56362 | 0.52586 | 0.52169 | 0.517
| Unit Heater_Com, P - Heat | Large Office |  | NC | 0.35 | 0.54873 | 0.65521 | 0.67348 | 0.65294 | 0.62976 | 0.61859 | 0.61032 | 0.60282 | 0.59273
| Unit Heater_Com, P - Heat | Large Office |  | RET | 0.015 | 0.031757 | 0.041759 | 0.043278 | 0.041762 | 0.03936 | 0.037111 | 0.034977 | 0.032964 | 0.031047
| Unit Heater_Com, P - Heat | Large Office |  | REPL | 0.35 | 0.55079 | 0.6476 | 0.65248 | 0.62295 | 0.58103 | 0.53869 | 0.49674 | 0.4554 | 0.41443
| Energy Recovery Ventilator_Com, G - Heat | Large Office |  | NC | 0.2 | 0.34443 | 0.47582 | 0.5445 | 0.56159 | 0.56266 | 0.56565 | 0.56533 | 0.56616 | 0.56428
| Energy Recovery Ventilator_Com, G - Heat | Large Office |  | RET | 0.01 | 0.023673 | 0.03698 | 0.042888 | 0.043794 | 0.042811 | 0.041176 | 0.041238 | 0.041389 | 0.041506
| Energy Recovery Ventilator_Com, G - Heat | Large Office |  | REPL | 0.2 | 0.35071 | 0.48073 | 0.54164 | 0.55167 | 0.53557 | 0.50929 | 0.50019 | 0.49141 | 0.48208
| Energy Recovery Ventilator_Com, O - Heat | Large Office |  | NC | 0.2 | 0.34078 | 0.46857 | 0.53447 | 0.54741 | 0.54349 | 0.54063 | 0.53403 | 0.52747 | 0.51864
| Energy Recovery Ventilator_Com, O - Heat | Large Office |  | RET | 0.01 | 0.023422 | 0.036417 | 0.042098 | 0.042689 | 0.041353 | 0.039355 | 0.038955 | 0.03856 | 0.038149
| Energy Recovery Ventilator_Com, O - Heat | Large Office |  | REPL | 0.2 | 0.34699 | 0.47341 | 0.53166 | 0.53775 | 0.51732 | 0.48676 | 0.47249 | 0.45782 | 0.44309
| Energy Recovery Ventilator_Com, P - Heat | Large Office |  | NC | 0.2 | 0.34078 | 0.46857 | 0.53447 | 0.54741 | 0.54349 | 0.54063 | 0.53403 | 0.52747 | 0.51864
| Energy Recovery Ventilator_Com, P - Heat | Large Office |  | RET | 0.01 | 0.023422 | 0.036417 | 0.042098 | 0.042689 | 0.041353 | 0.039355 | 0.038955 | 0.03856 | 0.038149
| Energy Recovery Ventilator_Com, P - Heat | Large Office |  | REPL | 0.2 | 0.34699 | 0.47341 | 0.53166 | 0.53775 | 0.51732 | 0.48676 | 0.47249 | 0.45782 | 0.44309
| Forced Air Heating Maintenance_Com, G - Heat | Large Office |  | RET | 0.01 | 0.019143 | 0.025814 | 0.028544 | 0.029474 | 0.029718 | 0.029809 | 0.029922 | 0.030097 | 0.030246
| Forced Air Heating Maintenance_Com, O - Heat | Large Office |  | RET | 0.01 | 0.01894 | 0.02542 | 0.028018 | 0.02873 | 0.028705 | 0.02849 | 0.028265 | 0.02804 | 0.027799
| Forced Air Heating Maintenance_Com, P - Heat | Large Office |  | RET | 0.01 | 0.01894 | 0.02542 | 0.028018 | 0.02873 | 0.028705 | 0.02849 | 0.028265 | 0.02804 | 0.027799
| Infrared Heater_Com, G - Heat | Large Office |  | NC | 0.05 | 0.17265 | 0.37924 | 0.55522 | 0.62535 | 0.64099 | 0.64707 | 0.6461 | 0.64704 | 0.64489
| Infrared Heater_Com, G - Heat | Large Office |  | RET | 0.01 | 0.026469 | 0.041314 | 0.047185 | 0.048703 | 0.048783 | 0.048721 | 0.048694 | 0.050161 | 0.05041
| Infrared Heater_Com, G - Heat | Large Office |  | REPL | 0.05 | 0.17532 | 0.38069 | 0.54736 | 0.60794 | 0.60335 | 0.57567 | 0.5381 | 0.64489 | 0.75225
| Infrared Heater_Com, P - Heat | Large Office |  | NC | 0.05 | 0.17082 | 0.37346 | 0.54499 | 0.60957 | 0.61915 | 0.61845 | 0.61032 | 0.60282 | 0.59273
| Infrared Heater_Com, P - Heat | Large Office |  | RET | 0.01 | 0.026189 | 0.040685 | 0.046316 | 0.047474 | 0.047121 | 0.046565 | 0.045998 | 0.046733 | 0.046332
| Infrared Heater_Com, P - Heat | Large Office |  | REPL | 0.05 | 0.17346 | 0.37488 | 0.53728 | 0.5926 | 0.58279 | 0.55021 | 0.5083 | 0.60082 | 0.6914
| Steam Trap Maintenance_Com, G - Heat | Large Office |  | RET | 0.025 | 0.041268 | 0.047932 | 0.04941 | 0.049508 | 0.04953 | 0.049681 | 0.04987 | 0.050161 | 0.05041
| Steam Trap Maintenance_Com, O - Heat | Large Office |  | RET | 0.025 | 0.040831 | 0.047201 | 0.0485 | 0.048258 | 0.047842 | 0.047483 | 0.047108 | 0.046733 | 0.046332
| Windows_Com, E - Cool [Building w Elec Heat] | Large Office | Cooling | NC | 0.25 | 0.39246 | 0.50425 | 0.55944 | 0.56098 | 0.57032 | 0.5743 | 0.55895 | 0.55712 | 0.55027
| Windows_Com, E - Heat [Building w Elec Heat] | Large Office | Space Heating | NC | 0.25 | 0.39246 | 0.50425 | 0.55944 | 0.56098 | 0.57032 | 0.5743 | 0.55895 | 0.55712 | 0.55027
| Windows_Com, E - Cool [Building w Gas Heat] | Large Office | Cooling | NC | 0.25 | 0.39246 | 0.50425 | 0.55944 | 0.56098 | 0.57032 | 0.5743 | 0.55895 | 0.55712 | 0.55027
| Windows_Com, G - Heat [Building w Gas Heat] | Large Office |  | NC | 0.25 | 0.39634 | 0.51196 | 0.56274 | 0.56931 | 0.56574 | 0.56632 | 0.56533 | 0.56616 | 0.56428
| Windows_Com, E - Cool [Building w Oil Heat] | Large Office | Cooling | NC | 0.25 | 0.39246 | 0.50425 | 0.55944 | 0.56098 | 0.57032 | 0.5743 | 0.55895 | 0.55712 | 0.55027
| Windows_Com, O - Heat [Building w Oil Heat] | Large Office |  | NC | 0.25 | 0.39214 | 0.50416 | 0.55237 | 0.55494 | 0.54646 | 0.54127 | 0.53403 | 0.52747 | 0.51864
| Windows_Com, E - Cool [Building w Propane Heat] | Large Office | Cooling | NC | 0.25 | 0.39246 | 0.50425 | 0.55944 | 0.56098 | 0.57032 | 0.5743 | 0.55895 | 0.55712 | 0.55027
| Windows_Com, P - Heat [Building w Propane Heat] | Large Office |  | NC | 0.25 | 0.39214 | 0.50416 | 0.55237 | 0.55494 | 0.54646 | 0.54127 | 0.53403 | 0.52747 | 0.51864
| Window Film_Com, E - Cool [Building w Elec Heat] | Large Office | Cooling | RET | 0.01 | 0.025818 | 0.042301 | 0.048281 | 0.049885 | 0.050294 | 0.049727 | 0.050895 | 0.051365 | 0.050259
| Window Film_Com, E - Heat [Building w Elec Heat] | Large Office | Space Heating | RET | 0.01 | 0.025818 | 0.042301 | 0.048281 | 0.049885 | 0.050294 | 0.049727 | 0.050895 | 0.051365 | 0.050259
| Window Film_Com, E - Cool [Building w Gas Heat] | Large Office | Cooling | RET | 0.01 | 0.025818 | 0.042301 | 0.048281 | 0.049885 | 0.050294 | 0.049727 | 0.050895 | 0.051365 | 0.050259
| Window Film_Com, G - Heat [Building w Gas Heat] | Large Office |  | RET | 0.01 | 0.026492 | 0.041445 | 0.047505 | 0.049237 | 0.04953 | 0.049681 | 0.04987 | 0.050161 | 0.05041
| Window Film_Com, E - Cool [Building w Oil Heat] | Large Office | Cooling | RET | 0.01 | 0.025818 | 0.042301 | 0.048281 | 0.049885 | 0.050294 | 0.049727 | 0.050895 | 0.051365 | 0.050259
| Window Film_Com, O - Heat [Building w Oil Heat] | Large Office |  | RET | 0.01 | 0.026211 | 0.040813 | 0.046629 | 0.047994 | 0.047842 | 0.047483 | 0.047108 | 0.046733 | 0.046332
| Window Film_Com, E - Cool [Building w Propane Heat] | Large Office | Cooling | RET | 0.01 | 0.025818 | 0.042301 | 0.048281 | 0.049885 | 0.050294 | 0.049727 | 0.050895 | 0.051365 | 0.050259
| Window Film_Com, P - Heat [Building w Propane Heat] | Large Office |  | RET | 0.01 | 0.026211 | 0.040813 | 0.046629 | 0.047994 | 0.047842 | 0.047483 | 0.047108 | 0.046733 | 0.046332
| Motors and Fans_Com, E - Vent | Large Office | Ventilation | NC | 0.4 | 0.58374 | 0.66971 | 0.68679 | 0.66141 | 0.65725 | 0.65635 | 0.6388 | 0.63671 | 0.62888
| Motors and Fans_Com, E - Vent | Large Office | Ventilation | RET | 0.03 | 0.040918 | 0.045877 | 0.044466 | 0.042158 | 0.040179 | 0.03776 | 0.036846 | 0.03546 | 0.033091
| Motors and Fans_Com, E - Vent | Large Office | Ventilation | REPL | 0.4 | 0.56111 | 0.66358 | 0.65597 | 0.62423 | 0.58611 | 0.53972 | 0.51348 | 0.47897 | 0.43023
| ECM Furnace Motors_Com, E - Vent | Large Office | Ventilation | RET | 0.025 | 0.039504 | 0.04852 | 0.050067 | 0.05016 | 0.050294 | 0.049727 | 0.050895 | 0.051365 | 0.050259
| VFD on HVAC System_Com, E - Vent | Large Office | Ventilation | RET | 0.025 | 0.039504 | 0.04852 | 0.050067 | 0.05016 | 0.050294 | 0.049727 | 0.050895 | 0.051365 | 0.050259
| Kitchen DCV_Com, E - Vent [Building w Elec Heat] | Large Office | Ventilation | NC | 0.1 | 0.21183 | 0.35485 | 0.47241 | 0.52165 | 0.55375 | 0.56819 | 0.55895 | 0.55712 | 0.55027
| Kitchen DCV_Com, E - Vent [Building w Elec Heat] | Large Office | Ventilation | RET | 0.005 | 0.014921 | 0.030643 | 0.040713 | 0.043802 | 0.043591 | 0.041507 | 0.041297 | 0.04054 | 0.038604
| Kitchen DCV_Com, E - Vent [Building w Elec Heat] | Large Office | Ventilation | REPL | 0.1 | 0.21524 | 0.37992 | 0.49384 | 0.54329 | 0.54875 | 0.52304 | 0.51654 | 0.49655 | 0.46162
| Kitchen DCV_Com, E - Heat [Building w Elec Heat] | Large Office | Space Heating | NC | 0.1 | 0.21183 | 0.35485 | 0.47241 | 0.52165 | 0.55375 | 0.56819 | 0.55895 | 0.55712 | 0.55027
| Kitchen DCV_Com, E - Heat [Building w Elec Heat] | Large Office | Space Heating | RET | 0.005 | 0.014921 | 0.030643 | 0.040713 | 0.043802 | 0.043591 | 0.041507 | 0.041297 | 0.04054 | 0.038604
| Kitchen DCV_Com, E - Heat [Building w Elec Heat] | Large Office | Space Heating | REPL | 0.1 | 0.21524 | 0.37992 | 0.49384 | 0.54329 | 0.54875 | 0.52304 | 0.51654 | 0.49655 | 0.46162
| Kitchen DCV_Com, E - Vent [Building w Gas Heat] | Large Office | Ventilation | NC | 0.1 | 0.21183 | 0.35485 | 0.47241 | 0.52165 | 0.55375 | 0.56819 | 0.55895 | 0.55712 | 0.55027
| Kitchen DCV_Com, E - Vent [Building w Gas Heat] | Large Office | Ventilation | RET | 0.005 | 0.014921 | 0.030643 | 0.040713 | 0.043802 | 0.043591 | 0.041507 | 0.041297 | 0.04054 | 0.038604
| Kitchen DCV_Com, E - Vent [Building w Gas Heat] | Large Office | Ventilation | REPL | 0.1 | 0.21524 | 0.37992 | 0.49384 | 0.54329 | 0.54875 | 0.52304 | 0.51654 | 0.49655 | 0.46162
| Kitchen DCV_Com, G - Heat [Building w Gas Heat] | Large Office |  | NC | 0.1 | 0.21392 | 0.36027 | 0.4752 | 0.5294 | 0.5493 | 0.56029 | 0.56533 | 0.56616 | 0.56428
| Kitchen DCV_Com, G - Heat [Building w Gas Heat] | Large Office |  | RET | 0.005 | 0.015311 | 0.030022 | 0.040058 | 0.043232 | 0.042929 | 0.041468 | 0.040466 | 0.03959 | 0.03872
| Kitchen DCV_Com, G - Heat [Building w Gas Heat] | Large Office |  | REPL | 0.1 | 0.22086 | 0.37223 | 0.48589 | 0.53622 | 0.54041 | 0.52256 | 0.50614 | 0.48491 | 0.46301
| Kitchen DCV_Com, E - Vent [Building w Oil Heat] | Large Office | Ventilation | NC | 0.1 | 0.21183 | 0.35485 | 0.47241 | 0.52165 | 0.55375 | 0.56819 | 0.55895 | 0.55712 | 0.55027
| Kitchen DCV_Com, E - Vent [Building w Oil Heat] | Large Office | Ventilation | RET | 0.005 | 0.014921 | 0.030643 | 0.040713 | 0.043802 | 0.043591 | 0.041507 | 0.041297 | 0.04054 | 0.038604
| Kitchen DCV_Com, E - Vent [Building w Oil Heat] | Large Office | Ventilation | REPL | 0.1 | 0.21524 | 0.37992 | 0.49384 | 0.54329 | 0.54875 | 0.52304 | 0.51654 | 0.49655 | 0.46162
| Kitchen DCV_Com, O - Heat [Building w Oil Heat] | Large Office |  | NC | 0.1 | 0.21165 | 0.35478 | 0.46645 | 0.51604 | 0.53058 | 0.5355 | 0.53403 | 0.52747 | 0.51864
| Kitchen DCV_Com, O - Heat [Building w Oil Heat] | Large Office |  | RET | 0.005 | 0.015149 | 0.029565 | 0.03932 | 0.042141 | 0.041466 | 0.039634 | 0.038225 | 0.036884 | 0.035588
| Kitchen DCV_Com, O - Heat [Building w Oil Heat] | Large Office |  | REPL | 0.1 | 0.21852 | 0.36655 | 0.47694 | 0.52269 | 0.522 | 0.49944 | 0.47811 | 0.45177 | 0.42555
| Kitchen DCV_Com, E - Vent [Building w Propane Heat] | Large Office | Ventilation | NC | 0.1 | 0.21183 | 0.35485 | 0.47241 | 0.52165 | 0.55375 | 0.56819 | 0.55895 | 0.55712 | 0.55027
| Kitchen DCV_Com, E - Vent [Building w Propane Heat] | Large Office | Ventilation | RET | 0.005 | 0.014921 | 0.030643 | 0.040713 | 0.043802 | 0.043591 | 0.041507 | 0.041297 | 0.04054 | 0.038604
| Kitchen DCV_Com, E - Vent [Building w Propane Heat] | Large Office | Ventilation | REPL | 0.1 | 0.21524 | 0.37992 | 0.49384 | 0.54329 | 0.54875 | 0.52304 | 0.51654 | 0.49655 | 0.46162
| Kitchen DCV_Com, P - Heat [Building w Propane Heat] | Large Office |  | NC | 0.1 | 0.21165 | 0.35478 | 0.46645 | 0.51604 | 0.53058 | 0.5355 | 0.53403 | 0.52747 | 0.51864
| Kitchen DCV_Com, P - Heat [Building w Propane Heat] | Large Office |  | RET | 0.005 | 0.015149 | 0.029565 | 0.03932 | 0.042141 | 0.041466 | 0.039634 | 0.038225 | 0.036884 | 0.035588
| Kitchen DCV_Com, P - Heat [Building w Propane Heat] | Large Office |  | REPL | 0.1 | 0.21852 | 0.36655 | 0.47694 | 0.52269 | 0.522 | 0.49944 | 0.47811 | 0.45177 | 0.42555
| Duct Sealing Regulated_Com, E - Vent [Building w Elec Heat] | Large Office | Ventilation | RET | 0.01 | 0.023268 | 0.038858 | 0.046378 | 0.049129 | 0.050225 | 0.049727 | 0.050895 | 0.051365 | 0.050259
| Duct Sealing Regulated_Com, E - Heat [Building w Elec Heat] | Large Office | Space Heating | RET | 0.01 | 0.023268 | 0.038858 | 0.046378 | 0.049129 | 0.050225 | 0.049727 | 0.050895 | 0.051365 | 0.050259
| Duct Sealing Regulated_Com, E - Cool [Building w Elec Heat] | Large Office | Cooling | RET | 0.01 | 0.023268 | 0.038858 | 0.046378 | 0.049129 | 0.050225 | 0.049727 | 0.050895 | 0.051365 | 0.050259
| Duct Sealing Regulated_Com, E - Vent [Building w Gas Heat] | Large Office | Ventilation | RET | 0.01 | 0.023268 | 0.038858 | 0.046378 | 0.049129 | 0.050225 | 0.049727 | 0.050895 | 0.051365 | 0.050259
| Duct Sealing Regulated_Com, G - Heat [Building w Gas Heat] | Large Office |  | RET | 0.01 | 0.023876 | 0.038071 | 0.045632 | 0.04849 | 0.049462 | 0.049681 | 0.04987 | 0.050161 | 0.05041
| Duct Sealing Regulated_Com, E - Cool [Building w Gas Heat] | Large Office | Cooling | RET | 0.01 | 0.023268 | 0.038858 | 0.046378 | 0.049129 | 0.050225 | 0.049727 | 0.050895 | 0.051365 | 0.050259
| Duct Sealing Non Regulated_Com, E - Vent [Building w Oil Heat] | Large Office | Ventilation | RET | 0.01 | 0.023268 | 0.038858 | 0.046378 | 0.049129 | 0.050225 | 0.049727 | 0.050895 | 0.051365 | 0.050259
| Duct Sealing Non Regulated_Com, O - Heat [Building w Oil Heat] | Large Office |  | RET | 0.01 | 0.023623 | 0.037491 | 0.044791 | 0.047267 | 0.047776 | 0.047483 | 0.047108 | 0.046733 | 0.046332
| Duct Sealing Non Regulated_Com, E - Cool [Building w Oil Heat] | Large Office | Cooling | RET | 0.01 | 0.023268 | 0.038858 | 0.046378 | 0.049129 | 0.050225 | 0.049727 | 0.050895 | 0.051365 | 0.050259
| Duct Sealing Non Regulated_Com, E - Vent [Building w Propane Heat] | Large Office | Ventilation | RET | 0.01 | 0.023268 | 0.038858 | 0.046378 | 0.049129 | 0.050225 | 0.049727 | 0.050895 | 0.051365 | 0.050259
| Duct Sealing Non Regulated_Com, P - Heat [Building w Propane Heat] | Large Office |  | RET | 0.01 | 0.023623 | 0.037491 | 0.044791 | 0.047267 | 0.047776 | 0.047483 | 0.047108 | 0.046733 | 0.046332
| Duct Sealing Non Regulated_Com, E - Cool [Building w Propane Heat] | Large Office | Cooling | RET | 0.01 | 0.023268 | 0.038858 | 0.046378 | 0.049129 | 0.050225 | 0.049727 | 0.050895 | 0.051365 | 0.050259
| Power Strip_Com, E - Plug [Tier 1] | Large Office | Plug Loads | NC | 0.25 | 0.18767 | 0.13556 | 0.13118 | 0.1241 | 0.12323 | 0.12306 | 0.11977 | 0.12059 | 0.12031
| Power Strip_Com, E - Plug [Tier 1] | Large Office | Plug Loads | RET | 0.01 | 0.0086755 | 0.0080083 | 0.0068769 | 0.0059177 | 0.0049939 | 0.0039782 | 0.0030537 | 0.0020546 | 0.0010052
| Power Strip_Com, E - Plug [Tier 1] | Large Office | Plug Loads | REPL | 0.25 | 0.19096 | 0.14881 | 0.14612 | 0.14679 | 0.14876 | 0.1488 | 0.15268 | 0.1541 | 0.15078
| Power Strip_Com, E - Plug [Tier 2] | Large Office | Plug Loads | NC | 0 | 0.046917 | 0.13556 | 0.21864 | 0.28957 | 0.3697 | 0.36919 | 0.35932 | 0.36177 | 0.36092
| Power Strip_Com, E - Plug [Tier 2] | Large Office | Plug Loads | RET | 0 | 0.00097332 | 0.0020373 | 0.0030165 | 0.0040128 | 0.0050294 | 0.0059673 | 0.0071252 | 0.0082184 | 0.0090466
| Power Strip_Com, E - Plug [Tier 2] | Large Office | Plug Loads | REPL | 0 | 0.048617 | 0.15248 | 0.25059 | 0.35112 | 0.45265 | 0.44755 | 0.45805 | 0.46229 | 0.45233
| Computer Power Management_Com, E - Plug | Large Office | Plug Loads | RET | 0.005 | 0.017311 | 0.035982 | 0.04605 | 0.049286 | 0.050294 | 0.049727 | 0.050895 | 0.051365 | 0.050259
| Vending Machine Controls_Com, E - Plug [Non-Refrigerated] | Large Office | Plug Loads | RET | 0.005 | 0.017311 | 0.035982 | 0.04605 | 0.049286 | 0.050294 | 0.049727 | 0.050895 | 0.051365 | 0.050259
| Vending Machine Controls_Com, E - Plug [Refrigerated] | Large Office | Plug Loads | RET | 0.005 | 0.017311 | 0.035982 | 0.04605 | 0.049286 | 0.050294 | 0.049727 | 0.050895 | 0.051365 | 0.050259
| ES Refrigerator and Freezer_Com, E - Refr | Large Office | Refrigeration | NC | 0.2 | 0.40942 | 0.58382 | 0.6566 | 0.65237 | 0.65725 | 0.65635 | 0.6388 | 0.63671 | 0.62888
| ES Refrigerator and Freezer_Com, E - Refr | Large Office | Refrigeration | REPL | 0.2 | 0.42469 | 0.65869 | 0.75709 | 0.79102 | 0.80471 | 0.79564 | 0.81431 | 0.82184 | 0.80414
| Anti Sweat Heat Control_Com, E - Refr | Large Office | Refrigeration | NC | 0.2 | 0.34106 | 0.46865 | 0.54131 | 0.55337 | 0.56722 | 0.57362 | 0.55895 | 0.55712 | 0.55027
| Anti Sweat Heat Control_Com, E - Refr | Large Office | Refrigeration | RET | 0.01 | 0.025818 | 0.042301 | 0.048281 | 0.049885 | 0.050294 | 0.049727 | 0.050895 | 0.051365 | 0.050259
| Case Night Covers_Com, E - Refr | Large Office | Refrigeration | RET | 0.005 | 0.021367 | 0.040297 | 0.04782 | 0.04982 | 0.050294 | 0.049727 | 0.050895 | 0.051365 | 0.050259
| Loading Dock Pit Seals_Com, E - Refr | Large Office | Refrigeration | NC | 0.05 | 0.12904 | 0.25541 | 0.39367 | 0.47885 | 0.53402 | 0.55994 | 0.55575 | 0.55712 | 0.55027
| Loading Dock Pit Seals_Com, E - Refr | Large Office | Refrigeration | RET | 0.01 | 0.025818 | 0.042301 | 0.048281 | 0.049885 | 0.050294 | 0.049727 | 0.050895 | 0.051365 | 0.050259
| ECM Comp Cond Fan Motor_Com, E - Refr | Large Office | Refrigeration | NC | 0.15 | 0.28154 | 0.42121 | 0.51481 | 0.54172 | 0.56238 | 0.57169 | 0.55895 | 0.55712 | 0.55027
| ECM Comp Cond Fan Motor_Com, E - Refr | Large Office | Refrigeration | RET | 0.01 | 0.025728 | 0.041766 | 0.046983 | 0.047736 | 0.047295 | 0.04595 | 0.050895 | 0.051365 | 0.050259
| ECM Comp Cond Fan Motor_Com, E - Refr | Large Office | Refrigeration | REPL | 0.15 | 0.28138 | 0.43815 | 0.51886 | 0.5415 | 0.5332 | 0.502 | 0.58383 | 0.65754 | 0.70362
| Evap Fan Motor Replacement_Com, E - Refr | Large Office | Refrigeration | NC | 0.15 | 0.28154 | 0.42121 | 0.51481 | 0.54172 | 0.56238 | 0.57169 | 0.55895 | 0.55712 | 0.55027
| Evap Fan Motor Replacement_Com, E - Refr | Large Office | Refrigeration | RET | 0.01 | 0.025569 | 0.04082 | 0.044724 | 0.044073 | 0.042301 | 0.039805 | 0.039161 | 0.038008 | 0.035777
| Evap Fan Motor Replacement_Com, E - Refr | Large Office | Refrigeration | REPL | 0.15 | 0.28138 | 0.43815 | 0.51886 | 0.5415 | 0.5332 | 0.502 | 0.48596 | 0.45999 | 0.42028
| Evap Fan Speed Controls_Com, E - Refr | Large Office | Refrigeration | NC | 0.15 | 0.28154 | 0.42121 | 0.51481 | 0.54172 | 0.56238 | 0.57169 | 0.55895 | 0.55712 | 0.55027
| Evap Fan Speed Controls_Com, E - Refr | Large Office | Refrigeration | RET | 0.01 | 0.025818 | 0.042301 | 0.048281 | 0.049885 | 0.050294 | 0.049727 | 0.050895 | 0.051365 | 0.050259
| LowHeat NoHeat Doors_Com, E - Refr | Large Office | Refrigeration | NC | 0.15 | 0.28154 | 0.42121 | 0.51481 | 0.54172 | 0.56238 | 0.57169 | 0.55895 | 0.55712 | 0.55027
| LowHeat NoHeat Doors_Com, E - Refr | Large Office | Refrigeration | RET | 0.01 | 0.025818 | 0.042301 | 0.048281 | 0.049885 | 0.050294 | 0.049727 | 0.050895 | 0.051365 | 0.050259
| Refrigerated Vending Machine_Com, E - Refr | Large Office | Refrigeration | NC | 0.15 | 0.28154 | 0.42121 | 0.51481 | 0.54172 | 0.56238 | 0.57169 | 0.55895 | 0.55712 | 0.55027
| Refrigerated Vending Machine_Com, E - Refr | Large Office | Refrigeration | REPL | 0.15 | 0.29204 | 0.47522 | 0.59359 | 0.65686 | 0.68855 | 0.69301 | 0.71252 | 0.71911 | 0.70362
| Walk In Refrigeration_Com, E - Refr | Large Office | Refrigeration | NC | 0.15 | 0.28154 | 0.42121 | 0.51481 | 0.54172 | 0.56238 | 0.57169 | 0.55895 | 0.55712 | 0.55027
| Refrigeration Tune Up_Com, E - Refr | Large Office | Refrigeration | RET | 0.01 | 0.025818 | 0.042301 | 0.048281 | 0.049885 | 0.050294 | 0.049727 | 0.050895 | 0.051365 | 0.050259
| ES Ice Machine_Com, E - Refr | Large Office | Refrigeration | NC | 0.35 | 0.47676 | 0.55412 | 0.58264 | 0.57031 | 0.57406 | 0.5743 | 0.55895 | 0.55712 | 0.55027
| ES Ice Machine_Com, E - Refr | Large Office | Refrigeration | REPL | 0.35 | 0.49454 | 0.62517 | 0.67181 | 0.69153 | 0.70285 | 0.69618 | 0.71252 | 0.71911 | 0.70362
| Walk In Cooler Retroft_Com, E - Refr | Large Office | Refrigeration | RET | 0.01 | 0.025818 | 0.042301 | 0.048281 | 0.049885 | 0.050294 | 0.049727 | 0.050895 | 0.051365 | 0.050259
| Door Gasket Replacement_Com, E - Refr | Large Office | Refrigeration | RET | 0.01 | 0.028327 | 0.044251 | 0.048997 | 0.050108 | 0.050294 | 0.049727 | 0.050895 | 0.051365 | 0.050259
| EnergyStar Dehumidifier_Com, E - Appl | Large Office | Appliances | NC | 0.4 | 0.67039 | 0.77229 | 0.78198 | 0.74462 | 0.73941 | 0.73839 | 0.71865 | 0.7163 | 0.70748
| EnergyStar Dehumidifier_Com, E - Appl | Large Office | Appliances | REPL | 0.4 | 0.69538 | 0.87133 | 0.90165 | 0.90288 | 0.90529 | 0.89509 | 0.9161 | 0.92457 | 0.90466
| Clothes Washer Elec WH_Com, E - Appl [unit w/ elec dry - Washer] | Large Office | Appliances | NC | 0.4 | 0.67039 | 0.77229 | 0.78198 | 0.74462 | 0.73941 | 0.73839 | 0.72591 | 0.73085 | 0.72914
| Clothes Washer Elec WH_Com, E - Appl [unit w/ elec dry - Washer] | Large Office | Appliances | REPL | 0.4 | 0.69538 | 0.87133 | 0.90165 | 0.90288 | 0.90529 | 0.89509 | 0.9161 | 0.92457 | 0.90466
| Clothes Washer Elec WH_Com, E - Appl [unit w/ elec dry - Dryer] | Large Office | Appliances | NC | 0.4 | 0.67039 | 0.77229 | 0.78198 | 0.74462 | 0.73941 | 0.73839 | 0.72591 | 0.73085 | 0.72914
| Clothes Washer Elec WH_Com, E - Appl [unit w/ elec dry - Dryer] | Large Office | Appliances | REPL | 0.4 | 0.69538 | 0.87133 | 0.90165 | 0.90288 | 0.90529 | 0.89509 | 0.9161 | 0.92457 | 0.90466
| Clothes Washer Elec WH_Com, E - HWat [unit w/ elec dry - Water Heater] | Large Office | Water Heating | NC | 0.4 | 0.67039 | 0.77229 | 0.78198 | 0.74462 | 0.73941 | 0.73839 | 0.72591 | 0.73085 | 0.72914
| Clothes Washer Elec WH_Com, E - HWat [unit w/ elec dry - Water Heater] | Large Office | Water Heating | REPL | 0.4 | 0.69538 | 0.87133 | 0.90165 | 0.90288 | 0.90529 | 0.89509 | 0.9161 | 0.92457 | 0.90466
| Clothes Washer Elec WH_Com, E - Appl [unit w/ gas dry - Washer] | Large Office | Appliances | NC | 0.4 | 0.67039 | 0.77229 | 0.78198 | 0.74462 | 0.73941 | 0.73839 | 0.72591 | 0.73085 | 0.72914
| Clothes Washer Elec WH_Com, E - Appl [unit w/ gas dry - Washer] | Large Office | Appliances | REPL | 0.4 | 0.69538 | 0.87133 | 0.90165 | 0.90288 | 0.90529 | 0.89509 | 0.9161 | 0.92457 | 0.90466
| Clothes Washer Elec WH_Com, G - Oth [unit w/ gas dry - Dryer] | Large Office |  | NC | 0.4 | 0.67701 | 0.78411 | 0.7866 | 0.75567 | 0.73347 | 0.72813 | 0.7342 | 0.7427 | 0.74771
| Clothes Washer Elec WH_Com, G - Oth [unit w/ gas dry - Dryer] | Large Office |  | REPL | 0.4 | 0.71354 | 0.85369 | 0.88714 | 0.89114 | 0.89153 | 0.89426 | 0.89765 | 0.9029 | 0.90738
| Clothes Washer Elec WH_Com, E - HWat [unit w/ gas dry - Water Heater] | Large Office | Water Heating | NC | 0.4 | 0.67039 | 0.77229 | 0.78198 | 0.74462 | 0.73941 | 0.73839 | 0.72591 | 0.73085 | 0.72914
| Clothes Washer Elec WH_Com, E - HWat [unit w/ gas dry - Water Heater] | Large Office | Water Heating | REPL | 0.4 | 0.69538 | 0.87133 | 0.90165 | 0.90288 | 0.90529 | 0.89509 | 0.9161 | 0.92457 | 0.90466
| Clothes Washer Elec WH_Com, E - Appl [unit w/ propane dry - Washer] | Large Office | Appliances | NC | 0.4 | 0.67039 | 0.77229 | 0.78198 | 0.74462 | 0.73941 | 0.73839 | 0.72591 | 0.73085 | 0.72914
| Clothes Washer Elec WH_Com, E - Appl [unit w/ propane dry - Washer] | Large Office | Appliances | REPL | 0.4 | 0.69538 | 0.87133 | 0.90165 | 0.90288 | 0.90529 | 0.89509 | 0.9161 | 0.92457 | 0.90466
| Clothes Washer Elec WH_Com, P - Oth [unit w/ propane dry - Dryer] | Large Office |  | NC | 0.4 | 0.66984 | 0.77216 | 0.7721 | 0.7366 | 0.70848 | 0.69592 | 0.69354 | 0.69194 | 0.68723
| Clothes Washer Elec WH_Com, P - Oth [unit w/ propane dry - Dryer] | Large Office |  | REPL | 0.4 | 0.70598 | 0.84068 | 0.8708 | 0.86865 | 0.86116 | 0.8547 | 0.84794 | 0.8412 | 0.83398
| Clothes Washer Elec WH_Com, E - HWat [unit w/ propane dry - Water Heater] | Large Office | Water Heating | NC | 0.4 | 0.67039 | 0.77229 | 0.78198 | 0.74462 | 0.73941 | 0.73839 | 0.72591 | 0.73085 | 0.72914
| Clothes Washer Elec WH_Com, E - HWat [unit w/ propane dry - Water Heater] | Large Office | Water Heating | REPL | 0.4 | 0.69538 | 0.87133 | 0.90165 | 0.90288 | 0.90529 | 0.89509 | 0.9161 | 0.92457 | 0.90466
| Clothes Washer Gas WH_Com, E - Appl [unit w/ elec dry - Washer] | Large Office | Appliances | NC | 0.4 | 0.67039 | 0.77229 | 0.78198 | 0.74462 | 0.73941 | 0.73839 | 0.72591 | 0.73085 | 0.72914
| Clothes Washer Gas WH_Com, E - Appl [unit w/ elec dry - Washer] | Large Office | Appliances | REPL | 0.4 | 0.69538 | 0.87133 | 0.90165 | 0.90288 | 0.90529 | 0.89509 | 0.9161 | 0.92457 | 0.90466
| Clothes Washer Gas WH_Com, E - Appl [unit w/ elec dry - Dryer] | Large Office | Appliances | NC | 0.4 | 0.67039 | 0.77229 | 0.78198 | 0.74462 | 0.73941 | 0.73839 | 0.72591 | 0.73085 | 0.72914
| Clothes Washer Gas WH_Com, E - Appl [unit w/ elec dry - Dryer] | Large Office | Appliances | REPL | 0.4 | 0.69538 | 0.87133 | 0.90165 | 0.90288 | 0.90529 | 0.89509 | 0.9161 | 0.92457 | 0.90466
| Clothes Washer Gas WH_Com, G - HWat [unit w/ elec dry - Water Heater] | Large Office |  | NC | 0.4 | 0.67701 | 0.78411 | 0.7866 | 0.75567 | 0.73347 | 0.72813 | 0.7342 | 0.7427 | 0.74771
| Clothes Washer Gas WH_Com, G - HWat [unit w/ elec dry - Water Heater] | Large Office |  | REPL | 0.4 | 0.71354 | 0.85369 | 0.88714 | 0.89114 | 0.89153 | 0.89426 | 0.89765 | 0.9029 | 0.90738
| Clothes Washer Gas WH_Com, E - Appl [unit w/ gas dry - Washer] | Large Office | Appliances | NC | 0.4 | 0.67039 | 0.77229 | 0.78198 | 0.74462 | 0.73941 | 0.73839 | 0.72591 | 0.73085 | 0.72914
| Clothes Washer Gas WH_Com, E - Appl [unit w/ gas dry - Washer] | Large Office | Appliances | REPL | 0.4 | 0.69538 | 0.87133 | 0.90165 | 0.90288 | 0.90529 | 0.89509 | 0.9161 | 0.92457 | 0.90466
| Clothes Washer Gas WH_Com, G - Oth [unit w/ gas dry - Dryer] | Large Office |  | NC | 0.4 | 0.67701 | 0.78411 | 0.7866 | 0.75567 | 0.73347 | 0.72813 | 0.7342 | 0.7427 | 0.74771
| Clothes Washer Gas WH_Com, G - Oth [unit w/ gas dry - Dryer] | Large Office |  | REPL | 0.4 | 0.71354 | 0.85369 | 0.88714 | 0.89114 | 0.89153 | 0.89426 | 0.89765 | 0.9029 | 0.90738
| Clothes Washer Gas WH_Com, G - HWat [unit w/ gas dry - Water Heater] | Large Office |  | NC | 0.4 | 0.67701 | 0.78411 | 0.7866 | 0.75567 | 0.73347 | 0.72813 | 0.7342 | 0.7427 | 0.74771
| Clothes Washer Gas WH_Com, G - HWat [unit w/ gas dry - Water Heater] | Large Office |  | REPL | 0.4 | 0.71354 | 0.85369 | 0.88714 | 0.89114 | 0.89153 | 0.89426 | 0.89765 | 0.9029 | 0.90738
| Clothes Washer Gas WH_Com, E - Appl [unit w/ propane dry - Washer] | Large Office | Appliances | NC | 0.4 | 0.67039 | 0.77229 | 0.78198 | 0.74462 | 0.73941 | 0.73839 | 0.72591 | 0.73085 | 0.72914
| Clothes Washer Gas WH_Com, E - Appl [unit w/ propane dry - Washer] | Large Office | Appliances | REPL | 0.4 | 0.69538 | 0.87133 | 0.90165 | 0.90288 | 0.90529 | 0.89509 | 0.9161 | 0.92457 | 0.90466
| Clothes Washer Gas WH_Com, P - Oth [unit w/ propane dry - Dryer] | Large Office |  | NC | 0.4 | 0.66984 | 0.77216 | 0.7721 | 0.7366 | 0.70848 | 0.69592 | 0.69354 | 0.69194 | 0.68723
| Clothes Washer Gas WH_Com, P - Oth [unit w/ propane dry - Dryer] | Large Office |  | REPL | 0.4 | 0.70598 | 0.84068 | 0.8708 | 0.86865 | 0.86116 | 0.8547 | 0.84794 | 0.8412 | 0.83398
| Clothes Washer Gas WH_Com, G - HWat [unit w/ propane dry - Water Heater] | Large Office |  | NC | 0.4 | 0.67701 | 0.78411 | 0.7866 | 0.75567 | 0.73347 | 0.72813 | 0.7342 | 0.7427 | 0.74771
| Clothes Washer Gas WH_Com, G - HWat [unit w/ propane dry - Water Heater] | Large Office |  | REPL | 0.4 | 0.71354 | 0.85369 | 0.88714 | 0.89114 | 0.89153 | 0.89426 | 0.89765 | 0.9029 | 0.90738
| Clothes Washer Oil WH_Com, E - Appl [unit w/ elec dry - Washer] | Large Office | Appliances | NC | 0.4 | 0.67039 | 0.77229 | 0.78198 | 0.74462 | 0.73941 | 0.73839 | 0.72591 | 0.73085 | 0.72914
| Clothes Washer Oil WH_Com, E - Appl [unit w/ elec dry - Washer] | Large Office | Appliances | REPL | 0.4 | 0.69538 | 0.87133 | 0.90165 | 0.90288 | 0.90529 | 0.89509 | 0.9161 | 0.92457 | 0.90466
| Clothes Washer Oil WH_Com, E - Appl [unit w/ elec dry - Dryer] | Large Office | Appliances | NC | 0.4 | 0.67039 | 0.77229 | 0.78198 | 0.74462 | 0.73941 | 0.73839 | 0.72591 | 0.73085 | 0.72914
| Clothes Washer Oil WH_Com, E - Appl [unit w/ elec dry - Dryer] | Large Office | Appliances | REPL | 0.4 | 0.69538 | 0.87133 | 0.90165 | 0.90288 | 0.90529 | 0.89509 | 0.9161 | 0.92457 | 0.90466
| Clothes Washer Oil WH_Com, O - HWat [unit w/ elec dry - Water Heater] | Large Office |  | NC | 0.4 | 0.66984 | 0.77216 | 0.7721 | 0.7366 | 0.70848 | 0.69592 | 0.69354 | 0.69194 | 0.68723
| Clothes Washer Oil WH_Com, O - HWat [unit w/ elec dry - Water Heater] | Large Office |  | REPL | 0.4 | 0.70598 | 0.84068 | 0.8708 | 0.86865 | 0.86116 | 0.8547 | 0.84794 | 0.8412 | 0.83398
| Clothes Washer Oil WH_Com, E - Appl [unit w/ gas dry - Washer] | Large Office | Appliances | NC | 0.4 | 0.67039 | 0.77229 | 0.78198 | 0.74462 | 0.73941 | 0.73839 | 0.72591 | 0.73085 | 0.72914
| Clothes Washer Oil WH_Com, E - Appl [unit w/ gas dry - Washer] | Large Office | Appliances | REPL | 0.4 | 0.69538 | 0.87133 | 0.90165 | 0.90288 | 0.90529 | 0.89509 | 0.9161 | 0.92457 | 0.90466
| Clothes Washer Oil WH_Com, G - Oth [unit w/ gas dry - Dryer] | Large Office |  | NC | 0.4 | 0.67701 | 0.78411 | 0.7866 | 0.75567 | 0.73347 | 0.72813 | 0.7342 | 0.7427 | 0.74771
| Clothes Washer Oil WH_Com, G - Oth [unit w/ gas dry - Dryer] | Large Office |  | REPL | 0.4 | 0.71354 | 0.85369 | 0.88714 | 0.89114 | 0.89153 | 0.89426 | 0.89765 | 0.9029 | 0.90738
| Clothes Washer Oil WH_Com, O - HWat [unit w/ gas dry - Water Heater] | Large Office |  | NC | 0.4 | 0.66984 | 0.77216 | 0.7721 | 0.7366 | 0.70848 | 0.69592 | 0.69354 | 0.69194 | 0.68723
| Clothes Washer Oil WH_Com, O - HWat [unit w/ gas dry - Water Heater] | Large Office |  | REPL | 0.4 | 0.70598 | 0.84068 | 0.8708 | 0.86865 | 0.86116 | 0.8547 | 0.84794 | 0.8412 | 0.83398
| Clothes Washer Oil WH_Com, E - Appl [unit w/ propane dry - Washer] | Large Office | Appliances | NC | 0.4 | 0.67039 | 0.77229 | 0.78198 | 0.74462 | 0.73941 | 0.73839 | 0.72591 | 0.73085 | 0.72914
| Clothes Washer Oil WH_Com, E - Appl [unit w/ propane dry - Washer] | Large Office | Appliances | REPL | 0.4 | 0.69538 | 0.87133 | 0.90165 | 0.90288 | 0.90529 | 0.89509 | 0.9161 | 0.92457 | 0.90466
| Clothes Washer Oil WH_Com, P - Oth [unit w/ propane dry - Dryer] | Large Office |  | NC | 0.4 | 0.66984 | 0.77216 | 0.7721 | 0.7366 | 0.70848 | 0.69592 | 0.69354 | 0.69194 | 0.68723
| Clothes Washer Oil WH_Com, P - Oth [unit w/ propane dry - Dryer] | Large Office |  | REPL | 0.4 | 0.70598 | 0.84068 | 0.8708 | 0.86865 | 0.86116 | 0.8547 | 0.84794 | 0.8412 | 0.83398
| Clothes Washer Oil WH_Com, O - HWat [unit w/ propane dry - Water Heater] | Large Office |  | NC | 0.4 | 0.66984 | 0.77216 | 0.7721 | 0.7366 | 0.70848 | 0.69592 | 0.69354 | 0.69194 | 0.68723
| Clothes Washer Oil WH_Com, O - HWat [unit w/ propane dry - Water Heater] | Large Office |  | REPL | 0.4 | 0.70598 | 0.84068 | 0.8708 | 0.86865 | 0.86116 | 0.8547 | 0.84794 | 0.8412 | 0.83398
| Clothes Washer Propane WH_Com, E - Appl [unit w/ elec dry - Washer] | Large Office | Appliances | NC | 0.4 | 0.67039 | 0.77229 | 0.78198 | 0.74462 | 0.73941 | 0.73839 | 0.72591 | 0.73085 | 0.72914
| Clothes Washer Propane WH_Com, E - Appl [unit w/ elec dry - Washer] | Large Office | Appliances | REPL | 0.4 | 0.69538 | 0.87133 | 0.90165 | 0.90288 | 0.90529 | 0.89509 | 0.9161 | 0.92457 | 0.90466
| Clothes Washer Propane WH_Com, E - Appl [unit w/ elec dry - Dryer] | Large Office | Appliances | NC | 0.4 | 0.67039 | 0.77229 | 0.78198 | 0.74462 | 0.73941 | 0.73839 | 0.72591 | 0.73085 | 0.72914
| Clothes Washer Propane WH_Com, E - Appl [unit w/ elec dry - Dryer] | Large Office | Appliances | REPL | 0.4 | 0.69538 | 0.87133 | 0.90165 | 0.90288 | 0.90529 | 0.89509 | 0.9161 | 0.92457 | 0.90466
| Clothes Washer Propane WH_Com, P - HWat [unit w/ elec dry - Water Heater] | Large Office |  | NC | 0.4 | 0.66984 | 0.77216 | 0.7721 | 0.7366 | 0.70848 | 0.69592 | 0.69354 | 0.69194 | 0.68723
| Clothes Washer Propane WH_Com, P - HWat [unit w/ elec dry - Water Heater] | Large Office |  | REPL | 0.4 | 0.70598 | 0.84068 | 0.8708 | 0.86865 | 0.86116 | 0.8547 | 0.84794 | 0.8412 | 0.83398
| Clothes Washer Propane WH_Com, E - Appl [unit w/ gas dry - Washer] | Large Office | Appliances | NC | 0.4 | 0.67039 | 0.77229 | 0.78198 | 0.74462 | 0.73941 | 0.73839 | 0.72591 | 0.73085 | 0.72914
| Clothes Washer Propane WH_Com, E - Appl [unit w/ gas dry - Washer] | Large Office | Appliances | REPL | 0.4 | 0.69538 | 0.87133 | 0.90165 | 0.90288 | 0.90529 | 0.89509 | 0.9161 | 0.92457 | 0.90466
| Clothes Washer Propane WH_Com, G - Oth [unit w/ gas dry - Dryer] | Large Office |  | NC | 0.4 | 0.67701 | 0.78411 | 0.7866 | 0.75567 | 0.73347 | 0.72813 | 0.7342 | 0.7427 | 0.74771
| Clothes Washer Propane WH_Com, G - Oth [unit w/ gas dry - Dryer] | Large Office |  | REPL | 0.4 | 0.71354 | 0.85369 | 0.88714 | 0.89114 | 0.89153 | 0.89426 | 0.89765 | 0.9029 | 0.90738
| Clothes Washer Propane WH_Com, P - HWat [unit w/ gas dry - Water Heater] | Large Office |  | NC | 0.4 | 0.66984 | 0.77216 | 0.7721 | 0.7366 | 0.70848 | 0.69592 | 0.69354 | 0.69194 | 0.68723
| Clothes Washer Propane WH_Com, P - HWat [unit w/ gas dry - Water Heater] | Large Office |  | REPL | 0.4 | 0.70598 | 0.84068 | 0.8708 | 0.86865 | 0.86116 | 0.8547 | 0.84794 | 0.8412 | 0.83398
| Clothes Washer Propane WH_Com, E - Appl [unit w/ propane dry - Washer] | Large Office | Appliances | NC | 0.4 | 0.67039 | 0.77229 | 0.78198 | 0.74462 | 0.73941 | 0.73839 | 0.72591 | 0.73085 | 0.72914
| Clothes Washer Propane WH_Com, E - Appl [unit w/ propane dry - Washer] | Large Office | Appliances | REPL | 0.4 | 0.69538 | 0.87133 | 0.90165 | 0.90288 | 0.90529 | 0.89509 | 0.9161 | 0.92457 | 0.90466
| Clothes Washer Propane WH_Com, P - Oth [unit w/ propane dry - Dryer] | Large Office |  | NC | 0.4 | 0.66984 | 0.77216 | 0.7721 | 0.7366 | 0.70848 | 0.69592 | 0.69354 | 0.69194 | 0.68723
| Clothes Washer Propane WH_Com, P - Oth [unit w/ propane dry - Dryer] | Large Office |  | REPL | 0.4 | 0.70598 | 0.84068 | 0.8708 | 0.86865 | 0.86116 | 0.8547 | 0.84794 | 0.8412 | 0.83398
| Clothes Washer Propane WH_Com, P - HWat [unit w/ propane dry - Water Heater] | Large Office |  | NC | 0.4 | 0.66984 | 0.77216 | 0.7721 | 0.7366 | 0.70848 | 0.69592 | 0.69354 | 0.69194 | 0.68723
| Clothes Washer Propane WH_Com, P - HWat [unit w/ propane dry - Water Heater] | Large Office |  | REPL | 0.4 | 0.70598 | 0.84068 | 0.8708 | 0.86865 | 0.86116 | 0.8547 | 0.84794 | 0.8412 | 0.83398
| Dishwasher_Com, E - Appl [Building w elec WH] | Large Office | Appliances | NC | 0.4 | 0.67039 | 0.77229 | 0.78198 | 0.74462 | 0.73941 | 0.73839 | 0.71865 | 0.7163 | 0.70748
| Dishwasher_Com, E - Appl [Building w elec WH] | Large Office | Appliances | REPL | 0.4 | 0.69538 | 0.87133 | 0.90165 | 0.90288 | 0.90529 | 0.89509 | 0.9161 | 0.92457 | 0.90466
| Dishwasher_Com, E - HWat [Building w elec WH] | Large Office | Water Heating | NC | 0.4 | 0.67039 | 0.77229 | 0.78198 | 0.74462 | 0.73941 | 0.73839 | 0.71865 | 0.7163 | 0.70748
| Dishwasher_Com, E - HWat [Building w elec WH] | Large Office | Water Heating | REPL | 0.4 | 0.69538 | 0.87133 | 0.90165 | 0.90288 | 0.90529 | 0.89509 | 0.9161 | 0.92457 | 0.90466
| Dishwasher_Com, E - Appl [Building w gas WH] | Large Office | Appliances | NC | 0.4 | 0.67039 | 0.77229 | 0.78198 | 0.74462 | 0.73941 | 0.73839 | 0.71865 | 0.7163 | 0.70748
| Dishwasher_Com, E - Appl [Building w gas WH] | Large Office | Appliances | REPL | 0.4 | 0.69538 | 0.87133 | 0.90165 | 0.90288 | 0.90529 | 0.89509 | 0.9161 | 0.92457 | 0.90466
| Dishwasher_Com, G - HWat [Building w gas WH] | Large Office |  | NC | 0.4 | 0.67701 | 0.78411 | 0.7866 | 0.75567 | 0.73347 | 0.72813 | 0.72686 | 0.72792 | 0.7255
| Dishwasher_Com, G - HWat [Building w gas WH] | Large Office |  | REPL | 0.4 | 0.71354 | 0.85369 | 0.88714 | 0.89114 | 0.89153 | 0.89426 | 0.89765 | 0.9029 | 0.90738
| Dishwasher_Com, E - Appl [Building w oil WH] | Large Office | Appliances | NC | 0.4 | 0.67039 | 0.77229 | 0.78198 | 0.74462 | 0.73941 | 0.73839 | 0.71865 | 0.7163 | 0.70748
| Dishwasher_Com, E - Appl [Building w oil WH] | Large Office | Appliances | REPL | 0.4 | 0.69538 | 0.87133 | 0.90165 | 0.90288 | 0.90529 | 0.89509 | 0.9161 | 0.92457 | 0.90466
| Dishwasher_Com, O - HWat [Building w oil WH] | Large Office |  | NC | 0.4 | 0.66984 | 0.77216 | 0.7721 | 0.7366 | 0.70848 | 0.69592 | 0.68661 | 0.67817 | 0.66682
| Dishwasher_Com, O - HWat [Building w oil WH] | Large Office |  | REPL | 0.4 | 0.70598 | 0.84068 | 0.8708 | 0.86865 | 0.86116 | 0.8547 | 0.84794 | 0.8412 | 0.83398
| Dishwasher_Com, E - Appl [Building w propane WH] | Large Office | Appliances | NC | 0.4 | 0.67039 | 0.77229 | 0.78198 | 0.74462 | 0.73941 | 0.73839 | 0.71865 | 0.7163 | 0.70748
| Dishwasher_Com, E - Appl [Building w propane WH] | Large Office | Appliances | REPL | 0.4 | 0.69538 | 0.87133 | 0.90165 | 0.90288 | 0.90529 | 0.89509 | 0.9161 | 0.92457 | 0.90466
| Dishwasher_Com, P - HWat [Building w propane WH] | Large Office |  | NC | 0.4 | 0.66984 | 0.77216 | 0.7721 | 0.7366 | 0.70848 | 0.69592 | 0.68661 | 0.67817 | 0.66682
| Dishwasher_Com, P - HWat [Building w propane WH] | Large Office |  | REPL | 0.4 | 0.70598 | 0.84068 | 0.8708 | 0.86865 | 0.86116 | 0.8547 | 0.84794 | 0.8412 | 0.83398
| Faucet Aerator_Com, E - HWat | Large Office | Water Heating | RET | 0.03 | 0.042641 | 0.049659 | 0.050396 | 0.05016 | 0.050294 | 0.049727 | 0.050895 | 0.051365 | 0.050259
| Faucet Aerator_Com, G - HWat | Large Office |  | RET | 0.03 | 0.043755 | 0.048654 | 0.049586 | 0.049508 | 0.04953 | 0.049681 | 0.04987 | 0.050161 | 0.05041
| Faucet Aerator_Com, O - HWat | Large Office |  | RET | 0.03 | 0.043291 | 0.047913 | 0.048672 | 0.048258 | 0.047842 | 0.047483 | 0.047108 | 0.046733 | 0.046332
| Faucet Aerator_Com, P - HWat | Large Office |  | RET | 0.03 | 0.043291 | 0.047913 | 0.048672 | 0.048258 | 0.047842 | 0.047483 | 0.047108 | 0.046733 | 0.046332
| Pre Rinse Sprayers_Com, E - HWat | Large Office | Water Heating | RET | 0.03 | 0.042641 | 0.049659 | 0.050396 | 0.05016 | 0.050294 | 0.049727 | 0.050895 | 0.051365 | 0.050259
| Pre Rinse Sprayers_Com, G - HWat | Large Office |  | RET | 0.03 | 0.043755 | 0.048654 | 0.049586 | 0.049508 | 0.04953 | 0.049681 | 0.04987 | 0.050161 | 0.05041
| Pre Rinse Sprayers_Com, O - HWat | Large Office |  | RET | 0.03 | 0.043291 | 0.047913 | 0.048672 | 0.048258 | 0.047842 | 0.047483 | 0.047108 | 0.046733 | 0.046332
| Pre Rinse Sprayers_Com, P - HWat | Large Office |  | RET | 0.03 | 0.043291 | 0.047913 | 0.048672 | 0.048258 | 0.047842 | 0.047483 | 0.047108 | 0.046733 | 0.046332
| Heat Pump Water Heater_Com, E - HWat | Large Office | Water Heating | NC | 0.2 | 0.40942 | 0.58382 | 0.6566 | 0.65237 | 0.65725 | 0.65635 | 0.6388 | 0.63671 | 0.62888
| Heat Pump Water Heater_Com, E - HWat | Large Office | Water Heating | RET | 0.01 | 0.025567 | 0.040813 | 0.044708 | 0.044048 | 0.04277 | 0.040734 | 0.040177 | 0.039096 | 0.036901
| Heat Pump Water Heater_Com, E - HWat | Large Office | Water Heating | REPL | 0.2 | 0.40917 | 0.6073 | 0.66178 | 0.6521 | 0.6312 | 0.59226 | 0.57359 | 0.54602 | 0.50209
| FF Storage Water Heater_Com, G - HWat | Large Office |  | NC | 0.3 | 0.51453 | 0.64713 | 0.68005 | 0.66803 | 0.65197 | 0.64722 | 0.6461 | 0.64704 | 0.64489
| FF Storage Water Heater_Com, G - HWat | Large Office |  | RET | 0.01 | 0.026311 | 0.040416 | 0.045013 | 0.045128 | 0.043855 | 0.042487 | 0.044704 | 0.046963 | 0.049135
| FF Storage Water Heater_Com, G - HWat | Large Office |  | REPL | 0.3 | 0.52248 | 0.64959 | 0.67042 | 0.64943 | 0.61368 | 0.57581 | 0.5943 | 0.61418 | 0.63372
| FF Storage Water Heater_Com, O - HWat | Large Office |  | NC | 0.3 | 0.50908 | 0.63727 | 0.66751 | 0.65117 | 0.62976 | 0.61859 | 0.61032 | 0.60282 | 0.59273
| FF Storage Water Heater_Com, O - HWat | Large Office |  | RET | 0.01 | 0.026032 | 0.0398 | 0.044183 | 0.043989 | 0.042361 | 0.040607 | 0.042229 | 0.043754 | 0.045161
| FF Storage Water Heater_Com, O - HWat | Large Office |  | REPL | 0.3 | 0.51695 | 0.63969 | 0.65806 | 0.63305 | 0.59277 | 0.55034 | 0.56139 | 0.57221 | 0.58246
| FF Storage Water Heater_Com, P - HWat | Large Office |  | NC | 0.3 | 0.50908 | 0.63727 | 0.66751 | 0.65117 | 0.62976 | 0.61859 | 0.61032 | 0.60282 | 0.59273
| FF Storage Water Heater_Com, P - HWat | Large Office |  | RET | 0.01 | 0.026032 | 0.0398 | 0.044183 | 0.043989 | 0.042361 | 0.040607 | 0.042229 | 0.043754 | 0.045161
| FF Storage Water Heater_Com, P - HWat | Large Office |  | REPL | 0.3 | 0.51695 | 0.63969 | 0.65806 | 0.63305 | 0.59277 | 0.55034 | 0.56139 | 0.57221 | 0.58246
| FF Instantaneous Water Heater_Com, G - HWat | Large Office |  | NC | 0.3 | 0.44162 | 0.54009 | 0.576 | 0.57474 | 0.56788 | 0.56632 | 0.56533 | 0.56616 | 0.56428
| FF Instantaneous Water Heater_Com, G - HWat | Large Office |  | RET | 0.01 | 0.023713 | 0.037194 | 0.043419 | 0.04469 | 0.044061 | 0.042747 | 0.041444 | 0.040262 | 0.03908
| FF Instantaneous Water Heater_Com, G - HWat | Large Office |  | REPL | 0.3 | 0.44967 | 0.54567 | 0.57297 | 0.5646 | 0.54053 | 0.50989 | 0.47691 | 0.44459 | 0.41151
| FF Instantaneous Water Heater_Com, O - HWat | Large Office |  | NC | 0.3 | 0.43694 | 0.53186 | 0.56539 | 0.56024 | 0.54853 | 0.54127 | 0.53403 | 0.52747 | 0.51864
| FF Instantaneous Water Heater_Com, O - HWat | Large Office |  | RET | 0.01 | 0.023462 | 0.036627 | 0.042619 | 0.043562 | 0.042559 | 0.040856 | 0.039149 | 0.037511 | 0.035919
| FF Instantaneous Water Heater_Com, O - HWat | Large Office |  | REPL | 0.3 | 0.44491 | 0.53735 | 0.56241 | 0.55035 | 0.52211 | 0.48733 | 0.4505 | 0.41421 | 0.37822
| FF Instantaneous Water Heater_Com, P - HWat | Large Office |  | NC | 0.3 | 0.43694 | 0.53186 | 0.56539 | 0.56024 | 0.54853 | 0.54127 | 0.53403 | 0.52747 | 0.51864
| FF Instantaneous Water Heater_Com, P - HWat | Large Office |  | RET | 0.01 | 0.023462 | 0.036627 | 0.042619 | 0.043562 | 0.042559 | 0.040856 | 0.039149 | 0.037511 | 0.035919
| FF Instantaneous Water Heater_Com, P - HWat | Large Office |  | REPL | 0.3 | 0.44491 | 0.53735 | 0.56241 | 0.55035 | 0.52211 | 0.48733 | 0.4505 | 0.41421 | 0.37822
| Clothes Dryer_Com, E - Appl | Large Office | Appliances | NC | 0.4 | 0.67039 | 0.77229 | 0.78198 | 0.74462 | 0.73941 | 0.73839 | 0.71865 | 0.7163 | 0.70748
| Clothes Dryer_Com, E - Appl | Large Office | Appliances | RET | 0 | 0.011162 | 0.031052 | 0.042755 | 0.04503 | 0.044111 | 0.041538 | 0.041078 | 0.040078 | 0.037929
| Clothes Dryer_Com, E - Appl | Large Office | Appliances | REPL | 0.4 | 0.68741 | 0.83451 | 0.82373 | 0.78079 | 0.73761 | 0.68455 | 0.66538 | 0.63597 | 0.58747
| Clothes Dryer_Com, G - Oth | Large Office |  | NC | 0.4 | 0.67701 | 0.78411 | 0.7866 | 0.75567 | 0.73347 | 0.72813 | 0.72686 | 0.72792 | 0.7255
| Clothes Dryer_Com, G - Oth | Large Office |  | RET | 0 | 0.011453 | 0.030423 | 0.042067 | 0.044444 | 0.04344 | 0.0415 | 0.040251 | 0.039139 | 0.038043
| Clothes Dryer_Com, G - Oth | Large Office |  | REPL | 0.4 | 0.70536 | 0.81761 | 0.81048 | 0.77064 | 0.7264 | 0.68391 | 0.65198 | 0.62106 | 0.58924
| Clothes Dryer_Com, P - Oth | Large Office |  | NC | 0.4 | 0.66984 | 0.77216 | 0.7721 | 0.7366 | 0.70848 | 0.69592 | 0.68661 | 0.67817 | 0.66682
| Clothes Dryer_Com, P - Oth | Large Office |  | RET | 0 | 0.011332 | 0.02996 | 0.041292 | 0.043322 | 0.04196 | 0.039664 | 0.038022 | 0.036464 | 0.034966
| Clothes Dryer_Com, P - Oth | Large Office |  | REPL | 0.4 | 0.69789 | 0.80515 | 0.79554 | 0.75119 | 0.70165 | 0.65366 | 0.61587 | 0.57862 | 0.54158
| Pnemautic to DDC_Com, E - TotE [Building w Elec Heat] | Large Office | Total Electric | RET | 0 | 0.0019198 | 0.0061834 | 0.013576 | 0.024102 | 0.035153 | 0.042819 | 0.048563 | 0.051365 | 0.050259
| Pnemautic to DDC_Com, E - TotE [Building w Gas Heat] | Large Office | Total Electric | RET | 0 | 0.0019198 | 0.0061834 | 0.013576 | 0.024102 | 0.035153 | 0.042819 | 0.048563 | 0.051365 | 0.050259
| Pnemautic to DDC_Com, G - TotF [Building w Gas Heat] | Large Office |  | RET | 0 | 0.00197 | 0.0060582 | 0.013358 | 0.023788 | 0.034619 | 0.042779 | 0.047585 | 0.050161 | 0.05041
| Pnemautic to DDC_Com, E - TotE [Building w Oil Heat] | Large Office | Total Electric | RET | 0 | 0.0019198 | 0.0061834 | 0.013576 | 0.024102 | 0.035153 | 0.042819 | 0.048563 | 0.051365 | 0.050259
| Pnemautic to DDC_Com, O - TotF [Building w Oil Heat] | Large Office |  | RET | 0 | 0.0019491 | 0.0059659 | 0.013112 | 0.023188 | 0.033439 | 0.040886 | 0.04495 | 0.046733 | 0.046332
| Pnemautic to DDC_Com, E - TotE [Building w Propane Heat] | Large Office | Total Electric | RET | 0 | 0.0019198 | 0.0061834 | 0.013576 | 0.024102 | 0.035153 | 0.042819 | 0.048563 | 0.051365 | 0.050259
| Pnemautic to DDC_Com, P - TotF [Building w Propane Heat] | Large Office |  | RET | 0 | 0.0019491 | 0.0059659 | 0.013112 | 0.023188 | 0.033439 | 0.040886 | 0.04495 | 0.046733 | 0.046332
| Data Center_Com, E - TotE [Building w Elec Heat] | Large Office | Total Electric | NC | 0.07 | 0.11674 | 0.17804 | 0.24407 | 0.29468 | 0.34258 | 0.3763 | 0.38691 | 0.39767 | 0.39305
| Data Center_Com, E - TotE [Building w Elec Heat] | Large Office | Total Electric | RET | 0 | 0.0019198 | 0.0061834 | 0.013576 | 0.024102 | 0.035153 | 0.042819 | 0.048563 | 0.051365 | 0.050259
| Data Center_Com, E - TotE [Building w Gas Heat] | Large Office | Total Electric | NC | 0.07 | 0.11674 | 0.17804 | 0.24407 | 0.29468 | 0.34258 | 0.3763 | 0.38691 | 0.39767 | 0.39305
| Data Center_Com, E - TotE [Building w Gas Heat] | Large Office | Total Electric | RET | 0 | 0.0019198 | 0.0061834 | 0.013576 | 0.024102 | 0.035153 | 0.042819 | 0.048563 | 0.051365 | 0.050259
| Data Center_Com, G - TotF [Building w Gas Heat] | Large Office |  | NC | 0.07 | 0.1179 | 0.18076 | 0.24551 | 0.29906 | 0.33983 | 0.37107 | 0.39133 | 0.40412 | 0.40306
| Data Center_Com, G - TotF [Building w Gas Heat] | Large Office |  | RET | 0 | 0.00197 | 0.0060582 | 0.013358 | 0.023788 | 0.034619 | 0.042779 | 0.047585 | 0.050161 | 0.05041
| Data Center_Com, E - TotE [Building w Oil Heat] | Large Office | Total Electric | NC | 0.07 | 0.11674 | 0.17804 | 0.24407 | 0.29468 | 0.34258 | 0.3763 | 0.38691 | 0.39767 | 0.39305
| Data Center_Com, E - TotE [Building w Oil Heat] | Large Office | Total Electric | RET | 0 | 0.0019198 | 0.0061834 | 0.013576 | 0.024102 | 0.035153 | 0.042819 | 0.048563 | 0.051365 | 0.050259
| Data Center_Com, O - TotF [Building w Oil Heat] | Large Office |  | NC | 0.07 | 0.11665 | 0.17801 | 0.24099 | 0.29151 | 0.32825 | 0.35465 | 0.36966 | 0.37651 | 0.37046
| Data Center_Com, O - TotF [Building w Oil Heat] | Large Office |  | RET | 0 | 0.0019491 | 0.0059659 | 0.013112 | 0.023188 | 0.033439 | 0.040886 | 0.04495 | 0.046733 | 0.046332
| Data Center_Com, E - TotE [Building w Propane Heat] | Large Office | Total Electric | NC | 0.07 | 0.11674 | 0.17804 | 0.24407 | 0.29468 | 0.34258 | 0.3763 | 0.38691 | 0.39767 | 0.39305
| Data Center_Com, E - TotE [Building w Propane Heat] | Large Office | Total Electric | RET | 0 | 0.0019198 | 0.0061834 | 0.013576 | 0.024102 | 0.035153 | 0.042819 | 0.048563 | 0.051365 | 0.050259
| Data Center_Com, P - TotF [Building w Propane Heat] | Large Office |  | NC | 0.07 | 0.11665 | 0.17801 | 0.24099 | 0.29151 | 0.32825 | 0.35465 | 0.36966 | 0.37651 | 0.37046
| Data Center_Com, P - TotF [Building w Propane Heat] | Large Office |  | RET | 0 | 0.0019491 | 0.0059659 | 0.013112 | 0.023188 | 0.033439 | 0.040886 | 0.04495 | 0.046733 | 0.046332
| RCx_Com, E - TotE [Building w Elec Heat] | Large Office | Total Electric | RET | 0.01 | 0.0146 | 0.020392 | 0.02521 | 0.030096 | 0.030176 | 0.029836 | 0.030537 | 0.030819 | 0.030155
| RCx_Com, E - TotE [Building w Gas Heat] | Large Office | Total Electric | RET | 0.01 | 0.0146 | 0.020392 | 0.02521 | 0.030096 | 0.030176 | 0.029836 | 0.030537 | 0.030819 | 0.030155
| RCx_Com, G - TotF [Building w Gas Heat] | Large Office |  | RET | 0.01 | 0.014981 | 0.019979 | 0.024804 | 0.029705 | 0.029718 | 0.029809 | 0.029922 | 0.030097 | 0.030246
| RCx_Com, E - TotE [Building w Oil Heat] | Large Office | Total Electric | RET | 0.01 | 0.0146 | 0.020392 | 0.02521 | 0.030096 | 0.030176 | 0.029836 | 0.030537 | 0.030819 | 0.030155
| RCx_Com, O - TotF [Building w Oil Heat] | Large Office |  | RET | 0.01 | 0.014822 | 0.019675 | 0.024347 | 0.028955 | 0.028705 | 0.02849 | 0.028265 | 0.02804 | 0.027799
| RCx_Com, E - TotE [Building w Propane Heat] | Large Office | Total Electric | RET | 0.01 | 0.0146 | 0.020392 | 0.02521 | 0.030096 | 0.030176 | 0.029836 | 0.030537 | 0.030819 | 0.030155
| RCx_Com, P - TotF [Building w Propane Heat] | Large Office |  | RET | 0.01 | 0.014822 | 0.019675 | 0.024347 | 0.028955 | 0.028705 | 0.02849 | 0.028265 | 0.02804 | 0.027799
| Commissioning_Com, E - TotE [Building w Elec Heat] | Large Office | Total Electric | NC | 0.15 | 0.19987 | 0.2482 | 0.28438 | 0.29862 | 0.31524 | 0.32591 | 0.3194 | 0.32157 | 0.32082
| Commissioning_Com, E - TotE [Building w Gas Heat] | Large Office | Total Electric | NC | 0.15 | 0.19987 | 0.2482 | 0.28438 | 0.29862 | 0.31524 | 0.32591 | 0.3194 | 0.32157 | 0.32082
| Commissioning_Com, G - TotF [Building w Gas Heat] | Large Office |  | NC | 0.15 | 0.20185 | 0.25199 | 0.28606 | 0.30306 | 0.31271 | 0.32138 | 0.32305 | 0.32679 | 0.32899
| Commissioning_Com, E - TotE [Building w Oil Heat] | Large Office | Total Electric | NC | 0.15 | 0.19987 | 0.2482 | 0.28438 | 0.29862 | 0.31524 | 0.32591 | 0.3194 | 0.32157 | 0.32082
| Commissioning_Com, O - TotF [Building w Oil Heat] | Large Office |  | NC | 0.15 | 0.19971 | 0.24815 | 0.28079 | 0.29541 | 0.30205 | 0.30716 | 0.30516 | 0.30445 | 0.30238
| Commissioning_Com, E - TotE [Building w Propane Heat] | Large Office | Total Electric | NC | 0.15 | 0.19987 | 0.2482 | 0.28438 | 0.29862 | 0.31524 | 0.32591 | 0.3194 | 0.32157 | 0.32082
| Commissioning_Com, P - TotF [Building w Propane Heat] | Large Office |  | NC | 0.15 | 0.19971 | 0.24815 | 0.28079 | 0.29541 | 0.30205 | 0.30716 | 0.30516 | 0.30445 | 0.30238
| Integrated Building Design_Com, E - TotE [Building w Elec Heat] | Large Office | Total Electric | NC | 0.07 | 0.10789 | 0.15658 | 0.20737 | 0.24441 | 0.27968 | 0.30429 | 0.31118 | 0.31836 | 0.31444
| Integrated Building Design_Com, E - TotE [Building w Gas Heat] | Large Office | Total Electric | NC | 0.07 | 0.10789 | 0.15658 | 0.20737 | 0.24441 | 0.27968 | 0.30429 | 0.31118 | 0.31836 | 0.31444
| Integrated Building Design_Com, G - TotF [Building w Gas Heat] | Large Office |  | NC | 0.07 | 0.10896 | 0.15897 | 0.20859 | 0.24804 | 0.27744 | 0.30006 | 0.31474 | 0.32352 | 0.32245
| Integrated Building Design_Com, E - TotE [Building w Oil Heat] | Large Office | Total Electric | NC | 0.07 | 0.10789 | 0.15658 | 0.20737 | 0.24441 | 0.27968 | 0.30429 | 0.31118 | 0.31836 | 0.31444
| Integrated Building Design_Com, O - TotF [Building w Oil Heat] | Large Office |  | NC | 0.07 | 0.1078 | 0.15655 | 0.20475 | 0.24178 | 0.26798 | 0.28679 | 0.29731 | 0.30141 | 0.29636
| Integrated Building Design_Com, E - TotE [Building w Propane Heat] | Large Office | Total Electric | NC | 0.07 | 0.10789 | 0.15658 | 0.20737 | 0.24441 | 0.27968 | 0.30429 | 0.31118 | 0.31836 | 0.31444
| Integrated Building Design_Com, P - TotF [Building w Propane Heat] | Large Office |  | NC | 0.07 | 0.1078 | 0.15655 | 0.20475 | 0.24178 | 0.26798 | 0.28679 | 0.29731 | 0.30141 | 0.29636
| Deep Energy Retrofit_Com, E - TotE [Building w Elec Heat] | Large Office | Total Electric | RET | 0.005 | 0.010819 | 0.021339 | 0.032616 | 0.04169 | 0.047317 | 0.049462 | 0.050895 | 0.051365 | 0.050259
| Deep Energy Retrofit_Com, E - TotE [Building w Gas Heat] | Large Office | Total Electric | RET | 0.005 | 0.010819 | 0.021339 | 0.032616 | 0.04169 | 0.047317 | 0.049462 | 0.050895 | 0.051365 | 0.050259
| Deep Energy Retrofit_Com, G - TotF [Building w Gas Heat] | Large Office |  | RET | 0.005 | 0.011102 | 0.020907 | 0.032091 | 0.041148 | 0.046598 | 0.049416 | 0.04987 | 0.050161 | 0.05041
| Deep Energy Retrofit_Com, E - TotE [Building w Oil Heat] | Large Office | Total Electric | RET | 0.005 | 0.010819 | 0.021339 | 0.032616 | 0.04169 | 0.047317 | 0.049462 | 0.050895 | 0.051365 | 0.050259
| Deep Energy Retrofit_Com, O - TotF [Building w Oil Heat] | Large Office |  | RET | 0.005 | 0.010984 | 0.020589 | 0.0315 | 0.04011 | 0.04501 | 0.04723 | 0.047108 | 0.046733 | 0.046332
| Deep Energy Retrofit_Com, E - TotE [Building w Propane Heat] | Large Office | Total Electric | RET | 0.005 | 0.010819 | 0.021339 | 0.032616 | 0.04169 | 0.047317 | 0.049462 | 0.050895 | 0.051365 | 0.050259
| Deep Energy Retrofit_Com, P - TotF [Building w Propane Heat] | Large Office |  | RET | 0.005 | 0.010984 | 0.020589 | 0.0315 | 0.04011 | 0.04501 | 0.04723 | 0.047108 | 0.046733 | 0.046332
| EMS_Com, E - TotE [Building w Elec Heat] | Large Office | Total Electric | NC | 0.07 | 0.072964 | 0.085756 | 0.11043 | 0.13897 | 0.16834 | 0.18669 | 0.19042 | 0.1935 | 0.19259
| EMS_Com, E - TotE [Building w Elec Heat] | Large Office | Total Electric | RET | 0.0035 | 0.0049651 | 0.0094204 | 0.016506 | 0.023041 | 0.026521 | 0.027456 | 0.028501 | 0.028765 | 0.028145
| EMS_Com, E - TotE [Building w Gas Heat] | Large Office | Total Electric | NC | 0.07 | 0.072964 | 0.085756 | 0.11043 | 0.13897 | 0.16834 | 0.18669 | 0.19042 | 0.1935 | 0.19259
| EMS_Com, E - TotE [Building w Gas Heat] | Large Office | Total Electric | RET | 0.0035 | 0.0049651 | 0.0094204 | 0.016506 | 0.023041 | 0.026521 | 0.027456 | 0.028501 | 0.028765 | 0.028145
| EMS_Com, G - TotF [Building w Gas Heat] | Large Office |  | NC | 0.07 | 0.073684 | 0.087068 | 0.11108 | 0.14104 | 0.16699 | 0.1841 | 0.1926 | 0.19664 | 0.1975
| EMS_Com, G - TotF [Building w Gas Heat] | Large Office |  | RET | 0.0035 | 0.0050947 | 0.0092297 | 0.016241 | 0.022741 | 0.026118 | 0.02743 | 0.027927 | 0.02809 | 0.02823
| EMS_Com, E - TotE [Building w Oil Heat] | Large Office | Total Electric | NC | 0.07 | 0.072964 | 0.085756 | 0.11043 | 0.13897 | 0.16834 | 0.18669 | 0.19042 | 0.1935 | 0.19259
| EMS_Com, E - TotE [Building w Oil Heat] | Large Office | Total Electric | RET | 0.0035 | 0.0049651 | 0.0094204 | 0.016506 | 0.023041 | 0.026521 | 0.027456 | 0.028501 | 0.028765 | 0.028145
| EMS_Com, O - TotF [Building w Oil Heat] | Large Office |  | NC | 0.07 | 0.072904 | 0.085741 | 0.10903 | 0.13748 | 0.1613 | 0.17596 | 0.18193 | 0.1832 | 0.18152
| EMS_Com, O - TotF [Building w Oil Heat] | Large Office |  | RET | 0.0035 | 0.0050407 | 0.009089 | 0.015941 | 0.022167 | 0.025228 | 0.026217 | 0.02638 | 0.026171 | 0.025946
| EMS_Com, E - TotE [Building w Propane Heat] | Large Office | Total Electric | NC | 0.07 | 0.072964 | 0.085756 | 0.11043 | 0.13897 | 0.16834 | 0.18669 | 0.19042 | 0.1935 | 0.19259
| EMS_Com, E - TotE [Building w Propane Heat] | Large Office | Total Electric | RET | 0.0035 | 0.0049651 | 0.0094204 | 0.016506 | 0.023041 | 0.026521 | 0.027456 | 0.028501 | 0.028765 | 0.028145
| EMS_Com, P - TotF [Building w Propane Heat] | Large Office |  | NC | 0.07 | 0.072904 | 0.085741 | 0.10903 | 0.13748 | 0.1613 | 0.17596 | 0.18193 | 0.1832 | 0.18152
| EMS_Com, P - TotF [Building w Propane Heat] | Large Office |  | RET | 0.0035 | 0.0050407 | 0.009089 | 0.015941 | 0.022167 | 0.025228 | 0.026217 | 0.02638 | 0.026171 | 0.025946
| VFDs on HVAC Pumps_Com, E - Oth | Large Office | Other | RET | 0.005 | 0.017311 | 0.035982 | 0.04605 | 0.049286 | 0.050294 | 0.049727 | 0.050895 | 0.051365 | 0.050259
| ECM Circulators_Com, E - Oth | Large Office | Other | RET | 0.01 | 0.025818 | 0.042301 | 0.048281 | 0.049885 | 0.050294 | 0.049727 | 0.050895 | 0.051365 | 0.050259
| Motors_Com, E - Oth | Large Office | Other | NC | 0.3 | 0.5095 | 0.63738 | 0.67605 | 0.65826 | 0.65725 | 0.65635 | 0.6388 | 0.63671 | 0.62888
| Motors_Com, E - Oth | Large Office | Other | RET | 0.005 | 0.017225 | 0.035173 | 0.043442 | 0.044393 | 0.043098 | 0.040503 | 0.039515 | 0.03802 | 0.035472
| Motors_Com, E - Oth | Large Office | Other | REPL | 0.3 | 0.51645 | 0.67735 | 0.69864 | 0.67615 | 0.64146 | 0.59444 | 0.56949 | 0.53549 | 0.48554
| Ext Area Ltg_Com, E - ExtL | Large Office | Exterior Lighting | NC | 0.16 | 0.26816 | 0.30892 | 0.31279 | 0.29785 | 0.29576 | 0.29536 | 0.28746 | 0.28652 | 0.28299
| Ext Area Ltg_Com, E - ExtL | Large Office | Exterior Lighting | RET | 0.02 | 0.036839 | 0.046535 | 0.047385 | 0.046386 | 0.050294 | 0.049727 | 0.050895 | 0.051365 | 0.050259
| Ext Area Ltg_Com, E - ExtL | Large Office | Exterior Lighting | REPL | 0.16 | 0.26196 | 0.31185 | 0.30483 | 0.28719 | 0.32472 | 0.35741 | 0.36644 | 0.36983 | 0.36186
| Street Ltg_Com, E - ExtL | Large Office | Exterior Lighting | NC | 0.246 | 0.35859 | 0.4362 | 0.46955 | 0.46439 | 0.46943 | 0.47093 | 0.45834 | 0.45684 | 0.45122
| Street Ltg_Com, E - ExtL | Large Office | Exterior Lighting | RET | 0.02 | 0.033763 | 0.044243 | 0.04651 | 0.046343 | 0.050294 | 0.049727 | 0.050895 | 0.051365 | 0.050259
| Street Ltg_Com, E - ExtL | Large Office | Exterior Lighting | REPL | 0.246 | 0.35149 | 0.44309 | 0.4612 | 0.45164 | 0.51933 | 0.57087 | 0.58427 | 0.58967 | 0.57697
| Ext Ltg Ctrls_Com, E - ExtL | Large Office | Exterior Lighting | RET | 0.02 | 0.036139 | 0.047284 | 0.049739 | 0.05016 | 0.050294 | 0.049727 | 0.050895 | 0.051365 | 0.050259
| Ext Ltg Dsgn_Com, E - ExtL | Large Office | Exterior Lighting | NC | 0.013 | 0.027537 | 0.04613 | 0.061414 | 0.067815 | 0.071987 | 0.073864 | 0.072663 | 0.072426 | 0.071535
| Ext Ltg Dsgn_Com, E - ExtL | Large Office | Exterior Lighting | REPL | 0.013 | 0.028564 | 0.052045 | 0.070812 | 0.082228 | 0.088137 | 0.08954 | 0.092628 | 0.093485 | 0.091471
| Int Ltg Ctrls_Com, E - IntL [No Heat] | Large Office | Interior Lighting | RET | 0.03 | 0.04217 | 0.0494 | 0.050293 | 0.05016 | 0.050294 | 0.049727 | 0.050895 | 0.051365 | 0.050259
| Int Ltg Ctrls_Com, E - IntL [Electric Heat] | Large Office | Interior Lighting | RET | 0.03 | 0.04217 | 0.0494 | 0.050293 | 0.05016 | 0.050294 | 0.049727 | 0.050895 | 0.051365 | 0.050259
| Int Ltg Ctrls_Com, E/G - IntL | Large Office | Interior Lighting | RET | 0.03 | 0.04217 | 0.0494 | 0.050293 | 0.05016 | 0.050294 | 0.049727 | 0.050895 | 0.051365 | 0.050259
| Int Ltg Ctrls_Com, E/O - IntL | Large Office | Interior Lighting | RET | 0.03 | 0.04217 | 0.0494 | 0.050293 | 0.05016 | 0.050294 | 0.049727 | 0.050895 | 0.051365 | 0.050259
| Int Ltg Ctrls_Com, E/P - IntL | Large Office | Interior Lighting | RET | 0.03 | 0.04217 | 0.0494 | 0.050293 | 0.05016 | 0.050294 | 0.049727 | 0.050895 | 0.051365 | 0.050259
| Exit Sign RetFit_Com, E - IntL [No Heat] | Large Office | Interior Lighting | RET | 0.03 | 0.04217 | 0.0494 | 0.050293 | 0.05016 | 0.050294 | 0.049727 | 0.050895 | 0.051365 | 0.050259
| Exit Sign RetFit_Com, E - IntL [Electric Heat] | Large Office | Interior Lighting | RET | 0.03 | 0.04217 | 0.0494 | 0.050293 | 0.05016 | 0.050294 | 0.049727 | 0.050895 | 0.051365 | 0.050259
| Exit Sign RetFit_Com, E/G - IntL | Large Office | Interior Lighting | RET | 0.03 | 0.04217 | 0.0494 | 0.050293 | 0.05016 | 0.050294 | 0.049727 | 0.050895 | 0.051365 | 0.050259
| Exit Sign RetFit_Com, E/O - IntL | Large Office | Interior Lighting | RET | 0.03 | 0.04217 | 0.0494 | 0.050293 | 0.05016 | 0.050294 | 0.049727 | 0.050895 | 0.051365 | 0.050259
| Exit Sign RetFit_Com, E/P - IntL | Large Office | Interior Lighting | RET | 0.03 | 0.04217 | 0.0494 | 0.050293 | 0.05016 | 0.050294 | 0.049727 | 0.050895 | 0.051365 | 0.050259
| LED HiLo Bay_Com, E - IntL [No Heat] | Large Office | Interior Lighting | NC | 0.3 | 0.60332 | 0.7503 | 0.77654 | 0.74462 | 0.73941 | 0.73839 | 0.71865 | 0.7163 | 0.70748
| LED HiLo Bay_Com, E - IntL [No Heat] | Large Office | Interior Lighting | RET | 0.02 | 0.038408 | 0.058727 | 0.065024 | 0.070445 | 0.066829 | 0.062516 | 0.068104 | 0.071742 | 0.07123
| LED HiLo Bay_Com, E - IntL [No Heat] | Large Office | Interior Lighting | REPL | 0.3 | 0.58827 | 0.74494 | 0.72526 | 0.6591 | 0.58844 | 0.5102 | 0.43973 | 0.35134 | 0.30514
| LED HiLo Bay_Com, E - IntL [Electric Heat] | Large Office | Interior Lighting | NC | 0.3 | 0.60332 | 0.7503 | 0.77654 | 0.74462 | 0.73941 | 0.73839 | 0.71865 | 0.7163 | 0.70748
| LED HiLo Bay_Com, E - IntL [Electric Heat] | Large Office | Interior Lighting | RET | 0.02 | 0.038408 | 0.058727 | 0.065024 | 0.070445 | 0.066829 | 0.062516 | 0.068104 | 0.071742 | 0.07123
| LED HiLo Bay_Com, E - IntL [Electric Heat] | Large Office | Interior Lighting | REPL | 0.3 | 0.58827 | 0.74494 | 0.72526 | 0.6591 | 0.58844 | 0.5102 | 0.43973 | 0.35134 | 0.30514
| LED HiLo Bay_Com, E/G - IntL | Large Office | Interior Lighting | NC | 0.3 | 0.60332 | 0.7503 | 0.77654 | 0.74462 | 0.73941 | 0.73839 | 0.71865 | 0.7163 | 0.70748
| LED HiLo Bay_Com, E/G - IntL | Large Office | Interior Lighting | RET | 0.02 | 0.038408 | 0.058727 | 0.065024 | 0.070445 | 0.066829 | 0.062516 | 0.068104 | 0.071742 | 0.07123
| LED HiLo Bay_Com, E/G - IntL | Large Office | Interior Lighting | REPL | 0.3 | 0.58827 | 0.74494 | 0.72526 | 0.6591 | 0.58844 | 0.5102 | 0.43973 | 0.35134 | 0.30514
| LED HiLo Bay_Com, E/O - IntL | Large Office | Interior Lighting | NC | 0.3 | 0.60332 | 0.7503 | 0.77654 | 0.74462 | 0.73941 | 0.73839 | 0.71865 | 0.7163 | 0.70748
| LED HiLo Bay_Com, E/O - IntL | Large Office | Interior Lighting | RET | 0.02 | 0.038408 | 0.058727 | 0.065024 | 0.070445 | 0.066829 | 0.062516 | 0.068104 | 0.071742 | 0.07123
| LED HiLo Bay_Com, E/O - IntL | Large Office | Interior Lighting | REPL | 0.3 | 0.58827 | 0.74494 | 0.72526 | 0.6591 | 0.58844 | 0.5102 | 0.43973 | 0.35134 | 0.30514
| LED HiLo Bay_Com, E/P - IntL | Large Office | Interior Lighting | NC | 0.3 | 0.60332 | 0.7503 | 0.77654 | 0.74462 | 0.73941 | 0.73839 | 0.71865 | 0.7163 | 0.70748
| LED HiLo Bay_Com, E/P - IntL | Large Office | Interior Lighting | RET | 0.02 | 0.038408 | 0.058727 | 0.065024 | 0.070445 | 0.066829 | 0.062516 | 0.068104 | 0.071742 | 0.07123
| LED HiLo Bay_Com, E/P - IntL | Large Office | Interior Lighting | REPL | 0.3 | 0.58827 | 0.74494 | 0.72526 | 0.6591 | 0.58844 | 0.5102 | 0.43973 | 0.35134 | 0.30514
| Repl Scre_Com, E - IntL [No Heat] | Large Office | Interior Lighting | NC | 0.3 | 0.60332 | 0 | 0 | 0 | 0 | 0 | 0 | 0 | 0
| Repl Scre_Com, E - IntL [No Heat] | Large Office | Interior Lighting | RET | 0.1 | 0.11541 | 0 | 0 | 0 | 0 | 0 | 0 | 0 | 0
| Repl Scre_Com, E - IntL [No Heat] | Large Office | Interior Lighting | REPL | 0.3 | 0.62581 | 0 | 0 | 0 | 0 | 0 | 0 | 0 | 0
| Repl Scre_Com, E - IntL [Electric Heat] | Large Office | Interior Lighting | NC | 0.3 | 0.60332 | 0 | 0 | 0 | 0 | 0 | 0 | 0 | 0
| Repl Scre_Com, E - IntL [Electric Heat] | Large Office | Interior Lighting | RET | 0.1 | 0.11541 | 0 | 0 | 0 | 0 | 0 | 0 | 0 | 0
| Repl Scre_Com, E - IntL [Electric Heat] | Large Office | Interior Lighting | REPL | 0.3 | 0.62581 | 0 | 0 | 0 | 0 | 0 | 0 | 0 | 0
| Repl Scre_Com, E/G - IntL | Large Office | Interior Lighting | NC | 0.3 | 0.60332 | 0 | 0 | 0 | 0 | 0 | 0 | 0 | 0
| Repl Scre_Com, E/G - IntL | Large Office | Interior Lighting | RET | 0.1 | 0.11541 | 0 | 0 | 0 | 0 | 0 | 0 | 0 | 0
| Repl Scre_Com, E/G - IntL | Large Office | Interior Lighting | REPL | 0.3 | 0.62581 | 0 | 0 | 0 | 0 | 0 | 0 | 0 | 0
| Repl Scre_Com, E/O - IntL | Large Office | Interior Lighting | NC | 0.3 | 0.60332 | 0 | 0 | 0 | 0 | 0 | 0 | 0 | 0
| Repl Scre_Com, E/O - IntL | Large Office | Interior Lighting | RET | 0.1 | 0.11541 | 0 | 0 | 0 | 0 | 0 | 0 | 0 | 0
| Repl Scre_Com, E/O - IntL | Large Office | Interior Lighting | REPL | 0.3 | 0.62581 | 0 | 0 | 0 | 0 | 0 | 0 | 0 | 0
| Repl Scre_Com, E/P - IntL | Large Office | Interior Lighting | NC | 0.3 | 0.60332 | 0 | 0 | 0 | 0 | 0 | 0 | 0 | 0
| Repl Scre_Com, E/P - IntL | Large Office | Interior Lighting | RET | 0.1 | 0.11541 | 0 | 0 | 0 | 0 | 0 | 0 | 0 | 0
| Repl Scre_Com, E/P - IntL | Large Office | Interior Lighting | REPL | 0.3 | 0.62581 | 0 | 0 | 0 | 0 | 0 | 0 | 0 | 0
| Lin LED Fixture_Com, E - IntL [No Heat] | Large Office | Interior Lighting | NC | 0.045 | 0.061594 | 0.090755 | 0.10887 | 0.10991 | 0.11091 | 0.11076 | 0.1078 | 0.10745 | 0.10612
| Lin LED Fixture_Com, E - IntL [No Heat] | Large Office | Interior Lighting | RET | 0.0045 | 0.0046982 | 0.0054898 | 0.0058062 | 0.0058874 | 0.005911 | 0.005817 | 0.0059256 | 0.0061638 | 0.006031
| Lin LED Fixture_Com, E - IntL [No Heat] | Large Office | Interior Lighting | REPL | 0.045 | 0.063294 | 0.10088 | 0.12295 | 0.12973 | 0.13137 | 0.12909 | 0.13129 | 0.13761 | 0.1357
| Lin LED Fixture_Com, E - IntL [Electric Heat] | Large Office | Interior Lighting | NC | 0.045 | 0.061594 | 0.090755 | 0.10887 | 0.10991 | 0.11091 | 0.11076 | 0.1078 | 0.10745 | 0.10612
| Lin LED Fixture_Com, E - IntL [Electric Heat] | Large Office | Interior Lighting | RET | 0.0045 | 0.0046982 | 0.0054898 | 0.0058062 | 0.0058874 | 0.005911 | 0.005817 | 0.0059256 | 0.0061638 | 0.006031
| Lin LED Fixture_Com, E - IntL [Electric Heat] | Large Office | Interior Lighting | REPL | 0.045 | 0.063294 | 0.10088 | 0.12295 | 0.12973 | 0.13137 | 0.12909 | 0.13129 | 0.13761 | 0.1357
| Lin LED Fixture_Com, E/G - IntL | Large Office | Interior Lighting | NC | 0.045 | 0.061594 | 0.090755 | 0.10887 | 0.10991 | 0.11091 | 0.11076 | 0.1078 | 0.10745 | 0.10612
| Lin LED Fixture_Com, E/G - IntL | Large Office | Interior Lighting | RET | 0.0045 | 0.0046982 | 0.0054898 | 0.0058062 | 0.0058874 | 0.005911 | 0.005817 | 0.0059256 | 0.0061638 | 0.006031
| Lin LED Fixture_Com, E/G - IntL | Large Office | Interior Lighting | REPL | 0.045 | 0.063294 | 0.10088 | 0.12295 | 0.12973 | 0.13137 | 0.12909 | 0.13129 | 0.13761 | 0.1357
| Lin LED Fixture_Com, E/O - IntL | Large Office | Interior Lighting | NC | 0.045 | 0.061594 | 0.090755 | 0.10887 | 0.10991 | 0.11091 | 0.11076 | 0.1078 | 0.10745 | 0.10612
| Lin LED Fixture_Com, E/O - IntL | Large Office | Interior Lighting | RET | 0.0045 | 0.0046982 | 0.0054898 | 0.0058062 | 0.0058874 | 0.005911 | 0.005817 | 0.0059256 | 0.0061638 | 0.006031
| Lin LED Fixture_Com, E/O - IntL | Large Office | Interior Lighting | REPL | 0.045 | 0.063294 | 0.10088 | 0.12295 | 0.12973 | 0.13137 | 0.12909 | 0.13129 | 0.13761 | 0.1357
| Lin LED Fixture_Com, E/P - IntL | Large Office | Interior Lighting | NC | 0.045 | 0.061594 | 0.090755 | 0.10887 | 0.10991 | 0.11091 | 0.11076 | 0.1078 | 0.10745 | 0.10612
| Lin LED Fixture_Com, E/P - IntL | Large Office | Interior Lighting | RET | 0.0045 | 0.0046982 | 0.0054898 | 0.0058062 | 0.0058874 | 0.005911 | 0.005817 | 0.0059256 | 0.0061638 | 0.006031
| Lin LED Fixture_Com, E/P - IntL | Large Office | Interior Lighting | REPL | 0.045 | 0.063294 | 0.10088 | 0.12295 | 0.12973 | 0.13137 | 0.12909 | 0.13129 | 0.13761 | 0.1357
| LED Tube Repl_Com, E - IntL [No Heat] | Large Office | Interior Lighting | RET | 0.0255 | 0.026185 | 0.030053 | 0.031154 | 0.030916 | 0.032624 | 0.033637 | 0.034608 | 0.034928 | 0.034176
| LED Tube Repl_Com, E - IntL [No Heat] | Large Office | Interior Lighting | REPL | 0.255 | 0.34288 | 0.53167 | 0.62835 | 0.64154 | 0.67845 | 0.69528 | 0.73665 | 0.76874 | 0.76896
| LED Tube Repl_Com, E - IntL [Electric Heat] | Large Office | Interior Lighting | RET | 0.0255 | 0.026185 | 0.030053 | 0.031154 | 0.030916 | 0.032624 | 0.033637 | 0.034608 | 0.034928 | 0.034176
| LED Tube Repl_Com, E - IntL [Electric Heat] | Large Office | Interior Lighting | REPL | 0.255 | 0.34288 | 0.53167 | 0.62835 | 0.64154 | 0.67845 | 0.69528 | 0.73665 | 0.76874 | 0.76896
| LED Tube Repl_Com, E/G - IntL | Large Office | Interior Lighting | RET | 0.0255 | 0.026185 | 0.030053 | 0.031154 | 0.030916 | 0.032624 | 0.033637 | 0.034608 | 0.034928 | 0.034176
| LED Tube Repl_Com, E/G - IntL | Large Office | Interior Lighting | REPL | 0.255 | 0.34288 | 0.53167 | 0.62835 | 0.64154 | 0.67845 | 0.69528 | 0.73665 | 0.76874 | 0.76896
| LED Tube Repl_Com, E/O - IntL | Large Office | Interior Lighting | RET | 0.0255 | 0.026185 | 0.030053 | 0.031154 | 0.030916 | 0.032624 | 0.033637 | 0.034608 | 0.034928 | 0.034176
| LED Tube Repl_Com, E/O - IntL | Large Office | Interior Lighting | REPL | 0.255 | 0.34288 | 0.53167 | 0.62835 | 0.64154 | 0.67845 | 0.69528 | 0.73665 | 0.76874 | 0.76896
| LED Tube Repl_Com, E/P - IntL | Large Office | Interior Lighting | RET | 0.0255 | 0.026185 | 0.030053 | 0.031154 | 0.030916 | 0.032624 | 0.033637 | 0.034608 | 0.034928 | 0.034176
| LED Tube Repl_Com, E/P - IntL | Large Office | Interior Lighting | REPL | 0.255 | 0.34288 | 0.53167 | 0.62835 | 0.64154 | 0.67845 | 0.69528 | 0.73665 | 0.76874 | 0.76896
| Repl pin CFL wLED_Com, E - IntL [No Heat] | Large Office | Interior Lighting | RET | 0.03 | 0.041824 | 0.047343 | 0.04655 | 0.044852 | 0.049034 | 0.049727 | 0.050895 | 0.051365 | 0.050259
| Repl pin CFL wLED_Com, E - IntL [No Heat] | Large Office | Interior Lighting | REPL | 0.3 | 0.57962 | 0.74281 | 0.74093 | 0.702 | 0.7576 | 0.80217 | 0.87537 | 0.92457 | 0.90466
| Repl pin CFL wLED_Com, E - IntL [Electric Heat] | Large Office | Interior Lighting | RET | 0.03 | 0.041824 | 0.047343 | 0.04655 | 0.044852 | 0.049034 | 0.049727 | 0.050895 | 0.051365 | 0.050259
| Repl pin CFL wLED_Com, E - IntL [Electric Heat] | Large Office | Interior Lighting | REPL | 0.3 | 0.57962 | 0.74281 | 0.74093 | 0.702 | 0.7576 | 0.80217 | 0.87537 | 0.92457 | 0.90466
| Repl pin CFL wLED_Com, E/G - IntL | Large Office | Interior Lighting | RET | 0.03 | 0.041824 | 0.047343 | 0.04655 | 0.044852 | 0.049034 | 0.049727 | 0.050895 | 0.051365 | 0.050259
| Repl pin CFL wLED_Com, E/G - IntL | Large Office | Interior Lighting | REPL | 0.3 | 0.57962 | 0.74281 | 0.74093 | 0.702 | 0.7576 | 0.80217 | 0.87537 | 0.92457 | 0.90466
| Repl pin CFL wLED_Com, E/O - IntL | Large Office | Interior Lighting | RET | 0.03 | 0.041824 | 0.047343 | 0.04655 | 0.044852 | 0.049034 | 0.049727 | 0.050895 | 0.051365 | 0.050259
| Repl pin CFL wLED_Com, E/O - IntL | Large Office | Interior Lighting | REPL | 0.3 | 0.57962 | 0.74281 | 0.74093 | 0.702 | 0.7576 | 0.80217 | 0.87537 | 0.92457 | 0.90466
| Repl pin CFL wLED_Com, E/P - IntL | Large Office | Interior Lighting | RET | 0.03 | 0.041824 | 0.047343 | 0.04655 | 0.044852 | 0.049034 | 0.049727 | 0.050895 | 0.051365 | 0.050259
| Repl pin CFL wLED_Com, E/P - IntL | Large Office | Interior Lighting | REPL | 0.3 | 0.57962 | 0.74281 | 0.74093 | 0.702 | 0.7576 | 0.80217 | 0.87537 | 0.92457 | 0.90466
| Refrig Case LED_Com, E - IntL | Large Office | Interior Lighting | NC | 0.3 | 0.60332 | 0.7503 | 0.77654 | 0.74462 | 0.73941 | 0.73839 | 0.71865 | 0.7163 | 0.70748
| Refrig Case LED_Com, E - IntL | Large Office | Interior Lighting | RET | 0.03 | 0.042002 | 0.047843 | 0.047371 | 0.04597 | 0.044941 | 0.043324 | 0.043232 | 0.047892 | 0.050259
| Refrig Case LED_Com, E - IntL | Large Office | Interior Lighting | REPL | 0.3 | 0.57962 | 0.74281 | 0.74093 | 0.702 | 0.65861 | 0.60643 | 0.57486 | 0.63026 | 0.66568
| Refrig Case Ctrls_Com, E - IntL | Large Office | Interior Lighting | RET | 0.03 | 0.04217 | 0.0494 | 0.050293 | 0.05016 | 0.050294 | 0.049727 | 0.050895 | 0.051365 | 0.050259
| Stair Occ Sensor_Com, E - IntL [No Heat] | Large Office | Interior Lighting | NC | 0.3 | 0.5095 | 0.63738 | 0.67605 | 0.65826 | 0.65725 | 0.65635 | 0.6388 | 0.63671 | 0.62888
| Stair Occ Sensor_Com, E - IntL [No Heat] | Large Office | Interior Lighting | RET | 0.02 | 0.028053 | 0.033714 | 0.034858 | 0.035112 | 0.035206 | 0.034809 | 0.035626 | 0.035956 | 0.035181
| Stair Occ Sensor_Com, E - IntL [Electric Heat] | Large Office | Interior Lighting | NC | 0.3 | 0.5095 | 0.63738 | 0.67605 | 0.65826 | 0.65725 | 0.65635 | 0.6388 | 0.63671 | 0.62888
| Stair Occ Sensor_Com, E - IntL [Electric Heat] | Large Office | Interior Lighting | RET | 0.02 | 0.029027 | 0.034423 | 0.035165 | 0.035112 | 0.035206 | 0.034809 | 0.035626 | 0.035956 | 0.035181
| Stair Occ Sensor_Com, E/G - IntL | Large Office | Interior Lighting | NC | 0.3 | 0.5095 | 0.63738 | 0.67605 | 0.65826 | 0.65725 | 0.65635 | 0.6388 | 0.63671 | 0.62888
| Stair Occ Sensor_Com, E/G - IntL | Large Office | Interior Lighting | RET | 0.02 | 0.029027 | 0.034423 | 0.035165 | 0.035112 | 0.035206 | 0.034809 | 0.035626 | 0.035956 | 0.035181
| Stair Occ Sensor_Com, E/O - IntL | Large Office | Interior Lighting | NC | 0.3 | 0.5095 | 0.63738 | 0.67605 | 0.65826 | 0.65725 | 0.65635 | 0.6388 | 0.63671 | 0.62888
| Stair Occ Sensor_Com, E/O - IntL | Large Office | Interior Lighting | RET | 0.02 | 0.029027 | 0.034423 | 0.035165 | 0.035112 | 0.035206 | 0.034809 | 0.035626 | 0.035956 | 0.035181
| Stair Occ Sensor_Com, E/P - IntL | Large Office | Interior Lighting | NC | 0.3 | 0.5095 | 0.63738 | 0.67605 | 0.65826 | 0.65725 | 0.65635 | 0.6388 | 0.63671 | 0.62888
| Stair Occ Sensor_Com, E/P - IntL | Large Office | Interior Lighting | RET | 0.02 | 0.029027 | 0.034423 | 0.035165 | 0.035112 | 0.035206 | 0.034809 | 0.035626 | 0.035956 | 0.035181
| Int Delamping_Com, E - IntL [No Heat] | Large Office | Interior Lighting | RET | 0.02 | 0.028053 | 0.033714 | 0.034858 | 0.035112 | 0.035206 | 0.034809 | 0.035626 | 0.035956 | 0.035181
| Int Delamping_Com, E - IntL [Electric Heat] | Large Office | Interior Lighting | RET | 0.02 | 0.028053 | 0.033714 | 0.034858 | 0.035112 | 0.035206 | 0.034809 | 0.035626 | 0.035956 | 0.035181
| Int Delamping_Com, E/G - IntL | Large Office | Interior Lighting | RET | 0.02 | 0.028053 | 0.033714 | 0.034858 | 0.035112 | 0.035206 | 0.034809 | 0.035626 | 0.035956 | 0.035181
| Int Delamping_Com, E/O - IntL | Large Office | Interior Lighting | RET | 0.02 | 0.028053 | 0.033714 | 0.034858 | 0.035112 | 0.035206 | 0.034809 | 0.035626 | 0.035956 | 0.035181
| Int Delamping_Com, E/P - IntL | Large Office | Interior Lighting | RET | 0.02 | 0.028053 | 0.033714 | 0.034858 | 0.035112 | 0.035206 | 0.034809 | 0.035626 | 0.035956 | 0.035181
| Int Ltg Dsgn_Com, E - IntL [No Heat] | Large Office | Interior Lighting | NC | 0.2 | 0.34106 | 0.46865 | 0.54131 | 0.55337 | 0.56722 | 0.57362 | 0.55895 | 0.55712 | 0.55027
| Int Ltg Dsgn_Com, E - IntL [Electric Heat] | Large Office | Interior Lighting | NC | 0.2 | 0.34106 | 0.46865 | 0.54131 | 0.55337 | 0.56722 | 0.57362 | 0.55895 | 0.55712 | 0.55027
| Int Ltg Dsgn_Com, E/G - IntL | Large Office | Interior Lighting | NC | 0.2 | 0.34106 | 0.46865 | 0.54131 | 0.55337 | 0.56722 | 0.57362 | 0.55895 | 0.55712 | 0.55027
| Int Ltg Dsgn_Com, E/O - IntL | Large Office | Interior Lighting | NC | 0.2 | 0.34106 | 0.46865 | 0.54131 | 0.55337 | 0.56722 | 0.57362 | 0.55895 | 0.55712 | 0.55027
| Int Ltg Dsgn_Com, E/P - IntL | Large Office | Interior Lighting | NC | 0.2 | 0.34106 | 0.46865 | 0.54131 | 0.55337 | 0.56722 | 0.57362 | 0.55895 | 0.55712 | 0.55027
| Room Air Conditioner_Com, E - Cool | Education | Cooling | NC | 0.35 | 0.54918 | 0.65532 | 0.6821 | 0.66004 | 0.65725 | 0.65635 | 0.6388 | 0.63671 | 0.62888
| Room Air Conditioner_Com, E - Cool | Education | Cooling | RET | 0.002 | 0.0023269 | 0.0037523 | 0.0054738 | 0.0062613 | 0.0062231 | 0.0071944 | 0.0082558 | 0.0091693 | 0.0090466
| Room Air Conditioner_Com, E - Cool | Education | Cooling | REPL | 0.35 | 0.56704 | 0.73282 | 0.77425 | 0.78123 | 0.77838 | 0.79564 | 0.81431 | 0.82184 | 0.80414
| Chiller Systems_Com, E - Cool | Education | Cooling | NC | 0.2 | 0.40942 | 0.58382 | 0.6566 | 0.65237 | 0.65725 | 0.65635 | 0.6388 | 0.63671 | 0.62888
| Chiller Systems_Com, E - Cool | Education | Cooling | RET | 0.01 | 0.023204 | 0.038496 | 0.045464 | 0.047552 | 0.047958 | 0.046831 | 0.047271 | 0.047052 | 0.045405
| Chiller Systems_Com, E - Cool | Education | Cooling | REPL | 0.2 | 0.41029 | 0.61125 | 0.66775 | 0.65894 | 0.63016 | 0.58327 | 0.55625 | 0.5203 | 0.46888
| Chiller Tuneup_Com, E - Cool | Education | Cooling | RET | 0.02 | 0.034104 | 0.045487 | 0.048908 | 0.049944 | 0.050294 | 0.049727 | 0.050895 | 0.051365 | 0.050259
| Computer Room Air Conditioner_Com, E - Cool | Education | Cooling | NC | 0.25 | 0.46346 | 0.61438 | 0.66797 | 0.65584 | 0.65725 | 0.65635 | 0.6388 | 0.63671 | 0.62888
| Computer Room Air Conditioner_Com, E - Cool | Education | Cooling | REPL | 0.25 | 0.48074 | 0.69316 | 0.77019 | 0.79523 | 0.80471 | 0.79564 | 0.81431 | 0.82184 | 0.80414
| Mini Split Ductless AC_Com, E - Cool | Education | Cooling | NC | 0 | 0 | 0 | 0 | 0 | 0 | 0 | 0 | 0 | 0
| Mini Split Ductless AC_Com, E - Cool | Education | Cooling | RET | 0.002 | 0.0025171 | 0.0043144 | 0.0067169 | 0.0082024 | 0.008698 | 0.0086676 | 0.0088335 | 0.0088777 | 0.00865
| Mini Split Ductless AC_Com, E - Cool | Education | Cooling | REPL | 0 | 0 | 0 | 0 | 0 | 0 | 0 | 0 | 0 | 0
| Eff Unitary AC_Com, E - Cool | Education | Cooling | NC | 0.35 | 0.54918 | 0.65532 | 0.6821 | 0.66004 | 0.65725 | 0.65635 | 0.6388 | 0.63671 | 0.62888
| Eff Unitary AC_Com, E - Cool | Education | Cooling | RET | 0.05 | 0.047535 | 0.048638 | 0.046985 | 0.045657 | 0.044715 | 0.043183 | 0.045717 | 0.047639 | 0.048045
| Eff Unitary AC_Com, E - Cool | Education | Cooling | REPL | 0.35 | 0.53548 | 0.67282 | 0.69211 | 0.68028 | 0.65986 | 0.62855 | 0.65964 | 0.68222 | 0.68365
| PTAC_Com, E - Cool | Education | Cooling | NC | 0.35 | 0.54918 | 0.65532 | 0.6821 | 0.66004 | 0.65725 | 0.65635 | 0.6388 | 0.63671 | 0.62888
| PTAC_Com, E - Cool | Education | Cooling | RET | 0.004 | 0.0050347 | 0.0086307 | 0.013439 | 0.016417 | 0.017415 | 0.017362 | 0.018322 | 0.018491 | 0.018093
| PTAC_Com, E - Cool | Education | Cooling | REPL | 0.35 | 0.56443 | 0.72628 | 0.76201 | 0.76213 | 0.75205 | 0.72926 | 0.81431 | 0.82184 | 0.80414
| Unitary Equipment Economizer_Com, E - Cool | Education | Cooling | RET | 0.02 | 0.036139 | 0.047284 | 0.049739 | 0.05016 | 0.050294 | 0.049727 | 0.050895 | 0.051365 | 0.050259
| AC Tuneup_Com, E - Cool [ASHP] | Education | Cooling | RET | 0.01 | 0.025818 | 0.042301 | 0.048281 | 0.049885 | 0.050294 | 0.049727 | 0.050895 | 0.051365 | 0.050259
| AC Tuneup_Com, E - Heat [ASHP] | Education | Space Heating | RET | 0.01 | 0.025818 | 0.042301 | 0.048281 | 0.049885 | 0.050294 | 0.049727 | 0.050895 | 0.051365 | 0.050259
| AC Tuneup_Com, E - Cool [Unitary AC] | Education | Cooling | RET | 0.01 | 0.025818 | 0.042301 | 0.048281 | 0.049885 | 0.050294 | 0.049727 | 0.050895 | 0.051365 | 0.050259
| DCV_Com, E - Cool [Building w Elec Heat] | Education | Cooling | RET | 0.015 | 0.029391 | 0.042942 | 0.047996 | 0.049657 | 0.050294 | 0.049727 | 0.050895 | 0.051365 | 0.050259
| DCV_Com, E - Heat [Building w Elec Heat] | Education | Space Heating | RET | 0.015 | 0.029391 | 0.042942 | 0.047996 | 0.049657 | 0.050294 | 0.049727 | 0.050895 | 0.051365 | 0.050259
| DCV_Com, E - Vent [Building w Elec Heat] | Education | Ventilation | RET | 0.015 | 0.029391 | 0.042942 | 0.047996 | 0.049657 | 0.050294 | 0.049727 | 0.050895 | 0.051365 | 0.050259
| DCV_Com, E - Cool [Building w Gas Heat] | Education | Cooling | RET | 0.015 | 0.029391 | 0.042942 | 0.047996 | 0.049657 | 0.050294 | 0.049727 | 0.050895 | 0.051365 | 0.050259
| DCV_Com, G - Heat [Building w Gas Heat] | Education |  | RET | 0.015 | 0.030159 | 0.042072 | 0.047224 | 0.049011 | 0.04953 | 0.049681 | 0.04987 | 0.050161 | 0.05041
| DCV_Com, E - Vent [Building w Gas Heat] | Education | Ventilation | RET | 0.015 | 0.029391 | 0.042942 | 0.047996 | 0.049657 | 0.050294 | 0.049727 | 0.050895 | 0.051365 | 0.050259
| DCV_Com, E - Cool [Building w Oil Heat] | Education | Cooling | RET | 0.015 | 0.029391 | 0.042942 | 0.047996 | 0.049657 | 0.050294 | 0.049727 | 0.050895 | 0.051365 | 0.050259
| DCV_Com, O - Heat [Building w Oil Heat] | Education |  | RET | 0.015 | 0.029839 | 0.041431 | 0.046354 | 0.047774 | 0.047842 | 0.047483 | 0.047108 | 0.046733 | 0.046332
| DCV_Com, E - Vent [Building w Oil Heat] | Education | Ventilation | RET | 0.015 | 0.029391 | 0.042942 | 0.047996 | 0.049657 | 0.050294 | 0.049727 | 0.050895 | 0.051365 | 0.050259
| DCV_Com, E - Cool [Building w Propane Heat] | Education | Cooling | RET | 0.015 | 0.029391 | 0.042942 | 0.047996 | 0.049657 | 0.050294 | 0.049727 | 0.050895 | 0.051365 | 0.050259
| DCV_Com, E - Vent [Building w Propane Heat] | Education | Ventilation | RET | 0.015 | 0.029391 | 0.042942 | 0.047996 | 0.049657 | 0.050294 | 0.049727 | 0.050895 | 0.051365 | 0.050259
| Controls for Unitary AC_Com, E - Cool | Education | Cooling | RET | 0.015 | 0.029391 | 0.042942 | 0.047996 | 0.049657 | 0.050294 | 0.049727 | 0.050895 | 0.051365 | 0.050259
| Optimized Unitary AC Sys_Com, E - Cool [Building w Elec Heat] | Education | Cooling | NC | 0.15 | 0.28154 | 0.42121 | 0.51481 | 0.54172 | 0.56238 | 0.57169 | 0.55895 | 0.55712 | 0.55027
| Optimized Unitary AC Sys_Com, E - Heat [Building w Elec Heat] | Education | Space Heating | NC | 0.15 | 0.28154 | 0.42121 | 0.51481 | 0.54172 | 0.56238 | 0.57169 | 0.55895 | 0.55712 | 0.55027
| Optimized Unitary AC Sys_Com, E - Cool [Building w Gas Heat] | Education | Cooling | NC | 0.15 | 0.28154 | 0.42121 | 0.51481 | 0.54172 | 0.56238 | 0.57169 | 0.55895 | 0.55712 | 0.55027
| Optimized Unitary AC Sys_Com, G - Heat [Building w Gas Heat] | Education |  | NC | 0.15 | 0.28432 | 0.42765 | 0.51785 | 0.54977 | 0.55786 | 0.56374 | 0.56533 | 0.56616 | 0.56428
| Optimized Unitary AC Sys_Com, E - Cool [Building w Oil Heat] | Education | Cooling | NC | 0.15 | 0.28154 | 0.42121 | 0.51481 | 0.54172 | 0.56238 | 0.57169 | 0.55895 | 0.55712 | 0.55027
| Optimized Unitary AC Sys_Com, O - Heat [Building w Oil Heat] | Education |  | NC | 0.15 | 0.28131 | 0.42114 | 0.50831 | 0.53589 | 0.53885 | 0.5388 | 0.53403 | 0.52747 | 0.51864
| Optimized Unitary AC Sys_Com, E - Cool [Building w Propane Heat] | Education | Cooling | NC | 0.15 | 0.28154 | 0.42121 | 0.51481 | 0.54172 | 0.56238 | 0.57169 | 0.55895 | 0.55712 | 0.55027
| Optimized Chiller Sys_Com, E - Cool | Education | Cooling | NC | 0.15 | 0.28154 | 0.42121 | 0.51481 | 0.54172 | 0.56238 | 0.57169 | 0.55895 | 0.55712 | 0.55027
| Cool Roof_Com, E - Cool [Building w Elec Heat] | Education | Cooling | NC | 0.1 | 0.15554 | 0.22193 | 0.28549 | 0.32654 | 0.36473 | 0.39023 | 0.39489 | 0.39795 | 0.39305
| Cool Roof_Com, E - Cool [Building w Elec Heat] | Education | Cooling | RET | 0 | 0.0019198 | 0.0061834 | 0.013576 | 0.024102 | 0.035153 | 0.042819 | 0.048563 | 0.051365 | 0.050259
| Cool Roof_Com, E - Heat [Building w Elec Heat] | Education | Space Heating | NC | 0.1 | 0.15554 | 0.22193 | 0.28549 | 0.32654 | 0.36473 | 0.39023 | 0.39489 | 0.39795 | 0.39305
| Cool Roof_Com, E - Heat [Building w Elec Heat] | Education | Space Heating | RET | 0 | 0.0019198 | 0.0061834 | 0.013576 | 0.024102 | 0.035153 | 0.042819 | 0.048563 | 0.051365 | 0.050259
| Cool Roof_Com, E - Cool [Building w Gas Heat] | Education | Cooling | NC | 0.1 | 0.15554 | 0.22193 | 0.28549 | 0.32654 | 0.36473 | 0.39023 | 0.39489 | 0.39795 | 0.39305
| Cool Roof_Com, E - Cool [Building w Gas Heat] | Education | Cooling | RET | 0 | 0.0019198 | 0.0061834 | 0.013576 | 0.024102 | 0.035153 | 0.042819 | 0.048563 | 0.051365 | 0.050259
| Cool Roof_Com, G - Heat [Building w Gas Heat] | Education |  | NC | 0.1 | 0.15708 | 0.22533 | 0.28718 | 0.33139 | 0.3618 | 0.3848 | 0.3994 | 0.4044 | 0.40306
| Cool Roof_Com, G - Heat [Building w Gas Heat] | Education |  | RET | 0 | 0.00197 | 0.0060582 | 0.013358 | 0.023788 | 0.034619 | 0.042779 | 0.047585 | 0.050161 | 0.05041
| Cool Roof_Com, E - Cool [Building w Oil Heat] | Education | Cooling | NC | 0.1 | 0.15554 | 0.22193 | 0.28549 | 0.32654 | 0.36473 | 0.39023 | 0.39489 | 0.39795 | 0.39305
| Cool Roof_Com, E - Cool [Building w Oil Heat] | Education | Cooling | RET | 0 | 0.0019198 | 0.0061834 | 0.013576 | 0.024102 | 0.035153 | 0.042819 | 0.048563 | 0.051365 | 0.050259
| Cool Roof_Com, O - Heat [Building w Oil Heat] | Education |  | NC | 0.1 | 0.15541 | 0.22189 | 0.28189 | 0.32303 | 0.34947 | 0.36778 | 0.37728 | 0.37676 | 0.37046
| Cool Roof_Com, O - Heat [Building w Oil Heat] | Education |  | RET | 0 | 0.0019491 | 0.0059659 | 0.013112 | 0.023188 | 0.033439 | 0.040886 | 0.04495 | 0.046733 | 0.046332
| Cool Roof_Com, E - Cool [Building w Propane Heat] | Education | Cooling | NC | 0.1 | 0.15554 | 0.22193 | 0.28549 | 0.32654 | 0.36473 | 0.39023 | 0.39489 | 0.39795 | 0.39305
| Cool Roof_Com, E - Cool [Building w Propane Heat] | Education | Cooling | RET | 0 | 0.0019198 | 0.0061834 | 0.013576 | 0.024102 | 0.035153 | 0.042819 | 0.048563 | 0.051365 | 0.050259
| GSHP_Com, E - Cool | Education | Cooling | RET | 0.002 | 0.0038855 | 0.0060812 | 0.0079712 | 0.0098337 | 0.011714 | 0.013351 | 0.015399 | 0.017206 | 0.018371
| GSHP_Com, E - Cool | Education | Cooling | REPL | 0.02 | 0.037028 | 0.068472 | 0.11081 | 0.16526 | 0.22516 | 0.27463 | 0.31961 | 0.34548 | 0.34792
| GSHP_Com, E - Heat | Education | Space Heating | RET | 0.002 | 0.0038855 | 0.0060812 | 0.0079712 | 0.0098337 | 0.011714 | 0.013351 | 0.015399 | 0.017206 | 0.018371
| GSHP_Com, E - Heat | Education | Space Heating | REPL | 0.02 | 0.037028 | 0.068472 | 0.11081 | 0.16526 | 0.22516 | 0.27463 | 0.31961 | 0.34548 | 0.34792
| Unitary HP_Com, E - Cool | Education | Cooling | NC | 0.35 | 0.54918 | 0.65532 | 0.6821 | 0.66004 | 0.65725 | 0.65635 | 0.6388 | 0.63671 | 0.62888
| Unitary HP_Com, E - Cool | Education | Cooling | RET | 0.008 | 0.022718 | 0.039759 | 0.046036 | 0.046943 | 0.046353 | 0.044727 | 0.05054 | 0.051365 | 0.050259
| Unitary HP_Com, E - Cool | Education | Cooling | REPL | 0.35 | 0.55175 | 0.68685 | 0.69346 | 0.666 | 0.62941 | 0.58254 | 0.64934 | 0.70896 | 0.74615
| Unitary HP_Com, E - Heat | Education | Space Heating | NC | 0.35 | 0.54918 | 0.65532 | 0.6821 | 0.66004 | 0.65725 | 0.65635 | 0.6388 | 0.63671 | 0.62888
| Unitary HP_Com, E - Heat | Education | Space Heating | RET | 0.008 | 0.022718 | 0.039759 | 0.046036 | 0.046943 | 0.046353 | 0.044727 | 0.05054 | 0.051365 | 0.050259
| Unitary HP_Com, E - Heat | Education | Space Heating | REPL | 0.35 | 0.55175 | 0.68685 | 0.69346 | 0.666 | 0.62941 | 0.58254 | 0.64934 | 0.70896 | 0.74615
| PTHP_Com, E - Cool | Education | Cooling | NC | 0.35 | 0.54918 | 0.65532 | 0.6821 | 0.66004 | 0.65725 | 0.65635 | 0.6388 | 0.63671 | 0.62888
| PTHP_Com, E - Cool | Education | Cooling | RET | 0.004 | 0.0042067 | 0.0053489 | 0.0066696 | 0.0074858 | 0.0077622 | 0.0077008 | 0.0079902 | 0.0081729 | 0.0080414
| PTHP_Com, E - Cool | Education | Cooling | REPL | 0.35 | 0.56491 | 0.72929 | 0.7705 | 0.77798 | 0.77587 | 0.76076 | 0.78869 | 0.80615 | 0.79873
| PTHP_Com, E - Heat | Education | Space Heating | NC | 0.35 | 0.54918 | 0.65532 | 0.6821 | 0.66004 | 0.65725 | 0.65635 | 0.6388 | 0.63671 | 0.62888
| PTHP_Com, E - Heat | Education | Space Heating | RET | 0.004 | 0.0042067 | 0.0053489 | 0.0066696 | 0.0074858 | 0.0077622 | 0.0077008 | 0.0079902 | 0.0081729 | 0.0080414
| PTHP_Com, E - Heat | Education | Space Heating | REPL | 0.35 | 0.56491 | 0.72929 | 0.7705 | 0.77798 | 0.77587 | 0.76076 | 0.78869 | 0.80615 | 0.79873
| Minisplit Ductless HP_Com, E - Cool | Education | Cooling | RET | 0.025 | 0.038607 | 0.04567 | 0.045089 | 0.043136 | 0.041287 | 0.038968 | 0.039108 | 0.038723 | 0.037192
| Minisplit Ductless HP_Com, E - Cool | Education | Cooling | REPL | 0.175 | 0.26615 | 0.32784 | 0.32921 | 0.315 | 0.29661 | 0.27337 | 0.26773 | 0.25803 | 0.24056
| Minisplit Ductless HP_Com, E - Heat | Education | Space Heating | RET | 0.025 | 0.038607 | 0.04567 | 0.045089 | 0.043136 | 0.041287 | 0.038968 | 0.039108 | 0.038723 | 0.037192
| Minisplit Ductless HP_Com, E - Heat | Education | Space Heating | REPL | 0.175 | 0.26615 | 0.32784 | 0.32921 | 0.315 | 0.29661 | 0.27337 | 0.26773 | 0.25803 | 0.24056
| Programmable TStat_Com, E - Cool [Building w Elec Heat] | Education | Cooling | NC | 0.3 | 0.18767 | 0.090372 | 0 | 0 | 0 | 0 | 0 | 0 | 0
| Programmable TStat_Com, E - Cool [Building w Elec Heat] | Education | Cooling | RET | 0.02 | 0.0097332 | 0 | 0 | 0 | 0 | 0 | 0 | 0 | 0
| Programmable TStat_Com, E - Heat [Building w Elec Heat] | Education | Space Heating | NC | 0.3 | 0.18767 | 0.090372 | 0 | 0 | 0 | 0 | 0 | 0 | 0
| Programmable TStat_Com, E - Heat [Building w Elec Heat] | Education | Space Heating | RET | 0.02 | 0.0097332 | 0 | 0 | 0 | 0 | 0 | 0 | 0 | 0
| Programmable TStat_Com, E - Cool [Building w Gas Heat] | Education | Cooling | NC | 0.3 | 0.18767 | 0.090372 | 0 | 0 | 0 | 0 | 0 | 0 | 0
| Programmable TStat_Com, E - Cool [Building w Gas Heat] | Education | Cooling | RET | 0.02 | 0.0097332 | 0 | 0 | 0 | 0 | 0 | 0 | 0 | 0
| Programmable TStat_Com, G - Heat [Building w Gas Heat] | Education |  | NC | 0.3 | 0.18952 | 0.091754 | 0 | 0 | 0 | 0 | 0 | 0 | 0
| Programmable TStat_Com, G - Heat [Building w Gas Heat] | Education |  | RET | 0.02 | 0.0099873 | 0 | 0 | 0 | 0 | 0 | 0 | 0 | 0
| Programmable TStat_Com, E - Cool [Building w Propane Heat] | Education | Cooling | NC | 0.3 | 0.18767 | 0.090372 | 0 | 0 | 0 | 0 | 0 | 0 | 0
| Programmable TStat_Com, E - Cool [Building w Propane Heat] | Education | Cooling | RET | 0.02 | 0.0097332 | 0 | 0 | 0 | 0 | 0 | 0 | 0 | 0
| Programmable TStat_Com, E - Cool [Building w Oil Heat] | Education | Cooling | NC | 0.3 | 0.18767 | 0.090372 | 0 | 0 | 0 | 0 | 0 | 0 | 0
| Programmable TStat_Com, E - Cool [Building w Oil Heat] | Education | Cooling | RET | 0.02 | 0.0097332 | 0 | 0 | 0 | 0 | 0 | 0 | 0 | 0
| Programmable TStat_Com, O - Heat [Building w Oil Heat] | Education |  | NC | 0.3 | 0.18751 | 0.090356 | 0 | 0 | 0 | 0 | 0 | 0 | 0
| Programmable TStat_Com, O - Heat [Building w Oil Heat] | Education |  | RET | 0.02 | 0.0098815 | 0 | 0 | 0 | 0 | 0 | 0 | 0 | 0
| Smart TStat_Com, E - Cool [Building w Elec Heat] | Education | Cooling | NC | 0.05 | 0.18767 | 0.36149 | 0.43728 | 0.49641 | 0.57509 | 0.65635 | 0.6388 | 0.63671 | 0.62888
| Smart TStat_Com, E - Cool [Building w Elec Heat] | Education | Cooling | RET | 0.008 | 0.013966 | 0.027581 | 0.036803 | 0.039407 | 0.040235 | 0.039782 | 0.040716 | 0.041092 | 0.040207
| Smart TStat_Com, E - Heat [Building w Elec Heat] | Education | Space Heating | NC | 0.05 | 0.18767 | 0.36149 | 0.43728 | 0.49641 | 0.57509 | 0.65635 | 0.6388 | 0.63671 | 0.62888
| Smart TStat_Com, E - Heat [Building w Elec Heat] | Education | Space Heating | RET | 0.008 | 0.013966 | 0.027581 | 0.036803 | 0.039407 | 0.040235 | 0.039782 | 0.040716 | 0.041092 | 0.040207
| Smart TStat_Com, E - Cool [Building w Gas Heat] | Education | Cooling | NC | 0.05 | 0.18767 | 0.36149 | 0.43728 | 0.49641 | 0.57509 | 0.65635 | 0.6388 | 0.63671 | 0.62888
| Smart TStat_Com, E - Cool [Building w Gas Heat] | Education | Cooling | RET | 0.008 | 0.013966 | 0.027581 | 0.036803 | 0.039407 | 0.040235 | 0.039782 | 0.040716 | 0.041092 | 0.040207
| Smart TStat_Com, G - Heat [Building w Gas Heat] | Education |  | NC | 0.05 | 0.18952 | 0.36702 | 0.43986 | 0.50378 | 0.57047 | 0.64722 | 0.6461 | 0.64704 | 0.64489
| Smart TStat_Com, G - Heat [Building w Gas Heat] | Education |  | RET | 0.008 | 0.01433 | 0.027023 | 0.036211 | 0.038894 | 0.039624 | 0.039745 | 0.039896 | 0.040129 | 0.040328
| Smart TStat_Com, E - Cool [Building w Propane Heat] | Education | Cooling | NC | 0.05 | 0.18767 | 0.36149 | 0.43728 | 0.49641 | 0.57509 | 0.65635 | 0.6388 | 0.63671 | 0.62888
| Smart TStat_Com, E - Cool [Building w Propane Heat] | Education | Cooling | RET | 0.008 | 0.013966 | 0.027581 | 0.036803 | 0.039407 | 0.040235 | 0.039782 | 0.040716 | 0.041092 | 0.040207
| Smart TStat_Com, E - Cool [Building w Oil Heat] | Education | Cooling | NC | 0.05 | 0.18767 | 0.36149 | 0.43728 | 0.49641 | 0.57509 | 0.65635 | 0.6388 | 0.63671 | 0.62888
| Smart TStat_Com, E - Cool [Building w Oil Heat] | Education | Cooling | RET | 0.008 | 0.013966 | 0.027581 | 0.036803 | 0.039407 | 0.040235 | 0.039782 | 0.040716 | 0.041092 | 0.040207
| Smart TStat_Com, O - Heat [Building w Oil Heat] | Education |  | NC | 0.05 | 0.18751 | 0.36142 | 0.43176 | 0.49107 | 0.55104 | 0.61859 | 0.61032 | 0.60282 | 0.59273
| Smart TStat_Com, O - Heat [Building w Oil Heat] | Education |  | RET | 0.008 | 0.014179 | 0.026611 | 0.035544 | 0.037913 | 0.038274 | 0.037987 | 0.037686 | 0.037387 | 0.037066
| Boiler Blowdown Controls_Com, G - Heat | Education |  | RET | 0.015 | 0.030159 | 0.042072 | 0.047224 | 0.049011 | 0.04953 | 0.049681 | 0.04987 | 0.050161 | 0.05041
| Boiler Blowdown Controls_Com, O - Heat | Education |  | RET | 0.015 | 0.029839 | 0.041431 | 0.046354 | 0.047774 | 0.047842 | 0.047483 | 0.047108 | 0.046733 | 0.046332
| Boiler Modifications_Com, G - Heat | Education |  | RET | 0.015 | 0.030159 | 0.042072 | 0.047224 | 0.049011 | 0.04953 | 0.049681 | 0.04987 | 0.050161 | 0.05041
| Boiler Modifications_Com, O - Heat | Education |  | RET | 0.015 | 0.029839 | 0.041431 | 0.046354 | 0.047774 | 0.047842 | 0.047483 | 0.047108 | 0.046733 | 0.046332
| Boilers_Com, G - Heat | Education |  | NC | 0.35 | 0.5546 | 0.66535 | 0.68613 | 0.66984 | 0.65197 | 0.64722 | 0.6461 | 0.64704 | 0.64489
| Boilers_Com, G - Heat | Education |  | RET | 0.015 | 0.032228 | 0.042962 | 0.045226 | 0.044549 | 0.042966 | 0.041519 | 0.040149 | 0.038905 | 0.037665
| Boilers_Com, G - Heat | Education |  | REPL | 0.35 | 0.55669 | 0.65762 | 0.66473 | 0.63908 | 0.60152 | 0.56362 | 0.52586 | 0.48881 | 0.4509
| Boilers_Com, O - Heat | Education |  | NC | 0.35 | 0.54873 | 0.65521 | 0.67348 | 0.65294 | 0.62976 | 0.61859 | 0.61032 | 0.60282 | 0.59273
| Boilers_Com, O - Heat | Education |  | RET | 0.015 | 0.031854 | 0.04217 | 0.044113 | 0.043005 | 0.040959 | 0.039027 | 0.037171 | 0.035401 | 0.033695
| Boilers_Com, O - Heat | Education |  | REPL | 0.35 | 0.55079 | 0.6476 | 0.65248 | 0.62295 | 0.58103 | 0.53869 | 0.49674 | 0.4554 | 0.41443
| Furnace_Com, G - Heat | Education |  | NC | 0.35 | 0.5546 | 0.66535 | 0.68613 | 0.66984 | 0.65197 | 0.64722 | 0.6461 | 0.64704 | 0.64489
| Furnace_Com, G - Heat | Education |  | RET | 0.015 | 0.03229 | 0.043226 | 0.045768 | 0.045371 | 0.044045 | 0.04284 | 0.041698 | 0.04067 | 0.039632
| Furnace_Com, G - Heat | Education |  | REPL | 0.35 | 0.55669 | 0.65762 | 0.66473 | 0.63908 | 0.60152 | 0.56362 | 0.52586 | 0.48881 | 0.4509
| Furnace_Com, O - Heat | Education |  | NC | 0.35 | 0.54873 | 0.65521 | 0.67348 | 0.65294 | 0.62976 | 0.61859 | 0.61032 | 0.60282 | 0.59273
| Furnace_Com, O - Heat | Education |  | RET | 0.015 | 0.031806 | 0.041964 | 0.043692 | 0.042378 | 0.04015 | 0.038055 | 0.036055 | 0.034159 | 0.032341
| Furnace_Com, O - Heat | Education |  | REPL | 0.35 | 0.55079 | 0.6476 | 0.65248 | 0.62295 | 0.58103 | 0.53869 | 0.49674 | 0.4554 | 0.41443
| Unit Heater_Com, G - Heat | Education |  | NC | 0.35 | 0.5546 | 0.66535 | 0.68613 | 0.66984 | 0.65197 | 0.64722 | 0.6461 | 0.64704 | 0.64489
| Unit Heater_Com, G - Heat | Education |  | RET | 0.015 | 0.0322 | 0.04284 | 0.044977 | 0.044173 | 0.042475 | 0.04092 | 0.03945 | 0.040167 | 0.040835
| Unit Heater_Com, G - Heat | Education |  | REPL | 0.35 | 0.55669 | 0.65762 | 0.66473 | 0.63908 | 0.60152 | 0.56362 | 0.52586 | 0.52169 | 0.517
| Destratification Fans_Com, G - Heat | Education |  | NC | 0.05 | 0.089872 | 0.1458 | 0.20925 | 0.26807 | 0.3171 | 0.3561 | 0.38225 | 0.39889 | 0.40306
| Destratification Fans_Com, G - Heat | Education |  | RET | 0 | 0.001182 | 0.0036328 | 0.0079953 | 0.014181 | 0.020489 | 0.025053 | 0.028551 | 0.030097 | 0.030246
| Destratification Fans_Com, G - Heat | Education |  | REPL | 0.05 | 0.094609 | 0.15797 | 0.23296 | 0.30749 | 0.36683 | 0.40494 | 0.47207 | 0.49477 | 0.5041
| Destratification Fans_Com, O - Heat | Education |  | NC | 0.05 | 0.08892 | 0.14357 | 0.2054 | 0.2613 | 0.3063 | 0.34035 | 0.36108 | 0.37163 | 0.37046
| Destratification Fans_Com, O - Heat | Education |  | RET | 0 | 0.0011695 | 0.0035774 | 0.007848 | 0.013823 | 0.019791 | 0.023945 | 0.02697 | 0.02804 | 0.027799
| Destratification Fans_Com, O - Heat | Education |  | REPL | 0.05 | 0.093607 | 0.15556 | 0.22866 | 0.29973 | 0.35433 | 0.38702 | 0.44593 | 0.46096 | 0.46332
| Energy Recovery Ventilator_Com, G - Heat | Education |  | NC | 0.2 | 0.34443 | 0.47582 | 0.5445 | 0.56159 | 0.56266 | 0.56565 | 0.56533 | 0.56616 | 0.56428
| Energy Recovery Ventilator_Com, G - Heat | Education |  | RET | 0.01 | 0.023673 | 0.03698 | 0.042888 | 0.043794 | 0.042811 | 0.041176 | 0.041238 | 0.041389 | 0.041506
| Energy Recovery Ventilator_Com, G - Heat | Education |  | REPL | 0.2 | 0.35071 | 0.48073 | 0.54164 | 0.55167 | 0.53557 | 0.50929 | 0.50019 | 0.49141 | 0.48208
| Energy Recovery Ventilator_Com, O - Heat | Education |  | NC | 0.2 | 0.34078 | 0.46857 | 0.53447 | 0.54741 | 0.54349 | 0.54063 | 0.53403 | 0.52747 | 0.51864
| Energy Recovery Ventilator_Com, O - Heat | Education |  | RET | 0.01 | 0.023422 | 0.036417 | 0.042098 | 0.042689 | 0.041353 | 0.039355 | 0.038955 | 0.03856 | 0.038149
| Energy Recovery Ventilator_Com, O - Heat | Education |  | REPL | 0.2 | 0.34699 | 0.47341 | 0.53166 | 0.53775 | 0.51732 | 0.48676 | 0.47249 | 0.45782 | 0.44309
| Forced Air Heating Maintenance_Com, G - Heat | Education |  | RET | 0.01 | 0.019143 | 0.025814 | 0.028544 | 0.029474 | 0.029718 | 0.029809 | 0.029922 | 0.030097 | 0.030246
| Forced Air Heating Maintenance_Com, O - Heat | Education |  | RET | 0.01 | 0.01894 | 0.02542 | 0.028018 | 0.02873 | 0.028705 | 0.02849 | 0.028265 | 0.02804 | 0.027799
| Infrared Heater_Com, G - Heat | Education |  | NC | 0.05 | 0.17265 | 0.37924 | 0.55522 | 0.62535 | 0.64099 | 0.64707 | 0.6461 | 0.64704 | 0.64489
| Infrared Heater_Com, G - Heat | Education |  | RET | 0.01 | 0.026469 | 0.041314 | 0.047185 | 0.048703 | 0.048783 | 0.048721 | 0.048694 | 0.050161 | 0.05041
| Infrared Heater_Com, G - Heat | Education |  | REPL | 0.05 | 0.17532 | 0.38069 | 0.54736 | 0.60794 | 0.60335 | 0.57567 | 0.5381 | 0.64489 | 0.75225
| Steam Trap Maintenance_Com, G - Heat | Education |  | RET | 0.025 | 0.041268 | 0.047932 | 0.04941 | 0.049508 | 0.04953 | 0.049681 | 0.04987 | 0.050161 | 0.05041
| Steam Trap Maintenance_Com, O - Heat | Education |  | RET | 0.025 | 0.040831 | 0.047201 | 0.0485 | 0.048258 | 0.047842 | 0.047483 | 0.047108 | 0.046733 | 0.046332
| Windows_Com, E - Cool [Building w Elec Heat] | Education | Cooling | NC | 0.25 | 0.39246 | 0.50425 | 0.55944 | 0.56098 | 0.57032 | 0.5743 | 0.55895 | 0.55712 | 0.55027
| Windows_Com, E - Heat [Building w Elec Heat] | Education | Space Heating | NC | 0.25 | 0.39246 | 0.50425 | 0.55944 | 0.56098 | 0.57032 | 0.5743 | 0.55895 | 0.55712 | 0.55027
| Windows_Com, E - Cool [Building w Gas Heat] | Education | Cooling | NC | 0.25 | 0.39246 | 0.50425 | 0.55944 | 0.56098 | 0.57032 | 0.5743 | 0.55895 | 0.55712 | 0.55027
| Windows_Com, G - Heat [Building w Gas Heat] | Education |  | NC | 0.25 | 0.39634 | 0.51196 | 0.56274 | 0.56931 | 0.56574 | 0.56632 | 0.56533 | 0.56616 | 0.56428
| Windows_Com, E - Cool [Building w Oil Heat] | Education | Cooling | NC | 0.25 | 0.39246 | 0.50425 | 0.55944 | 0.56098 | 0.57032 | 0.5743 | 0.55895 | 0.55712 | 0.55027
| Windows_Com, O - Heat [Building w Oil Heat] | Education |  | NC | 0.25 | 0.39214 | 0.50416 | 0.55237 | 0.55494 | 0.54646 | 0.54127 | 0.53403 | 0.52747 | 0.51864
| Windows_Com, E - Cool [Building w Propane Heat] | Education | Cooling | NC | 0.25 | 0.39246 | 0.50425 | 0.55944 | 0.56098 | 0.57032 | 0.5743 | 0.55895 | 0.55712 | 0.55027
| Window Film_Com, E - Cool [Building w Elec Heat] | Education | Cooling | RET | 0.01 | 0.025818 | 0.042301 | 0.048281 | 0.049885 | 0.050294 | 0.049727 | 0.050895 | 0.051365 | 0.050259
| Window Film_Com, E - Heat [Building w Elec Heat] | Education | Space Heating | RET | 0.01 | 0.025818 | 0.042301 | 0.048281 | 0.049885 | 0.050294 | 0.049727 | 0.050895 | 0.051365 | 0.050259
| Window Film_Com, E - Cool [Building w Gas Heat] | Education | Cooling | RET | 0.01 | 0.025818 | 0.042301 | 0.048281 | 0.049885 | 0.050294 | 0.049727 | 0.050895 | 0.051365 | 0.050259
| Window Film_Com, G - Heat [Building w Gas Heat] | Education |  | RET | 0.01 | 0.026492 | 0.041445 | 0.047505 | 0.049237 | 0.04953 | 0.049681 | 0.04987 | 0.050161 | 0.05041
| Window Film_Com, E - Cool [Building w Oil Heat] | Education | Cooling | RET | 0.01 | 0.025818 | 0.042301 | 0.048281 | 0.049885 | 0.050294 | 0.049727 | 0.050895 | 0.051365 | 0.050259
| Window Film_Com, O - Heat [Building w Oil Heat] | Education |  | RET | 0.01 | 0.026211 | 0.040813 | 0.046629 | 0.047994 | 0.047842 | 0.047483 | 0.047108 | 0.046733 | 0.046332
| Window Film_Com, E - Cool [Building w Propane Heat] | Education | Cooling | RET | 0.01 | 0.025818 | 0.042301 | 0.048281 | 0.049885 | 0.050294 | 0.049727 | 0.050895 | 0.051365 | 0.050259
| Motors and Fans_Com, E - Vent | Education | Ventilation | NC | 0.4 | 0.58374 | 0.66971 | 0.68679 | 0.66141 | 0.65725 | 0.65635 | 0.6388 | 0.63671 | 0.62888
| Motors and Fans_Com, E - Vent | Education | Ventilation | RET | 0.03 | 0.040918 | 0.045877 | 0.044466 | 0.042158 | 0.040179 | 0.03776 | 0.036846 | 0.03546 | 0.033091
| Motors and Fans_Com, E - Vent | Education | Ventilation | REPL | 0.4 | 0.56111 | 0.66358 | 0.65597 | 0.62423 | 0.58611 | 0.53972 | 0.51348 | 0.47897 | 0.43023
| ECM Furnace Motors_Com, E - Vent | Education | Ventilation | RET | 0.025 | 0.039504 | 0.04852 | 0.050067 | 0.05016 | 0.050294 | 0.049727 | 0.050895 | 0.051365 | 0.050259
| VFD on HVAC System_Com, E - Vent | Education | Ventilation | RET | 0.025 | 0.039504 | 0.04852 | 0.050067 | 0.05016 | 0.050294 | 0.049727 | 0.050895 | 0.051365 | 0.050259
| Kitchen DCV_Com, E - Vent [Building w Elec Heat] | Education | Ventilation | NC | 0.1 | 0.21183 | 0.35485 | 0.47241 | 0.52165 | 0.55375 | 0.56819 | 0.55895 | 0.55712 | 0.55027
| Kitchen DCV_Com, E - Vent [Building w Elec Heat] | Education | Ventilation | RET | 0.005 | 0.014921 | 0.030643 | 0.040713 | 0.043802 | 0.043591 | 0.041507 | 0.041297 | 0.04054 | 0.038604
| Kitchen DCV_Com, E - Vent [Building w Elec Heat] | Education | Ventilation | REPL | 0.1 | 0.21524 | 0.37992 | 0.49384 | 0.54329 | 0.54875 | 0.52304 | 0.51654 | 0.49655 | 0.46162
| Kitchen DCV_Com, E - Heat [Building w Elec Heat] | Education | Space Heating | NC | 0.1 | 0.21183 | 0.35485 | 0.47241 | 0.52165 | 0.55375 | 0.56819 | 0.55895 | 0.55712 | 0.55027
| Kitchen DCV_Com, E - Heat [Building w Elec Heat] | Education | Space Heating | RET | 0.005 | 0.014921 | 0.030643 | 0.040713 | 0.043802 | 0.043591 | 0.041507 | 0.041297 | 0.04054 | 0.038604
| Kitchen DCV_Com, E - Heat [Building w Elec Heat] | Education | Space Heating | REPL | 0.1 | 0.21524 | 0.37992 | 0.49384 | 0.54329 | 0.54875 | 0.52304 | 0.51654 | 0.49655 | 0.46162
| Kitchen DCV_Com, E - Vent [Building w Gas Heat] | Education | Ventilation | NC | 0.1 | 0.21183 | 0.35485 | 0.47241 | 0.52165 | 0.55375 | 0.56819 | 0.55895 | 0.55712 | 0.55027
| Kitchen DCV_Com, E - Vent [Building w Gas Heat] | Education | Ventilation | RET | 0.005 | 0.014921 | 0.030643 | 0.040713 | 0.043802 | 0.043591 | 0.041507 | 0.041297 | 0.04054 | 0.038604
| Kitchen DCV_Com, E - Vent [Building w Gas Heat] | Education | Ventilation | REPL | 0.1 | 0.21524 | 0.37992 | 0.49384 | 0.54329 | 0.54875 | 0.52304 | 0.51654 | 0.49655 | 0.46162
| Kitchen DCV_Com, G - Heat [Building w Gas Heat] | Education |  | NC | 0.1 | 0.21392 | 0.36027 | 0.4752 | 0.5294 | 0.5493 | 0.56029 | 0.56533 | 0.56616 | 0.56428
| Kitchen DCV_Com, G - Heat [Building w Gas Heat] | Education |  | RET | 0.005 | 0.015311 | 0.030022 | 0.040058 | 0.043232 | 0.042929 | 0.041468 | 0.040466 | 0.03959 | 0.03872
| Kitchen DCV_Com, G - Heat [Building w Gas Heat] | Education |  | REPL | 0.1 | 0.22086 | 0.37223 | 0.48589 | 0.53622 | 0.54041 | 0.52256 | 0.50614 | 0.48491 | 0.46301
| Kitchen DCV_Com, E - Vent [Building w Oil Heat] | Education | Ventilation | NC | 0.1 | 0.21183 | 0.35485 | 0.47241 | 0.52165 | 0.55375 | 0.56819 | 0.55895 | 0.55712 | 0.55027
| Kitchen DCV_Com, E - Vent [Building w Oil Heat] | Education | Ventilation | RET | 0.005 | 0.014921 | 0.030643 | 0.040713 | 0.043802 | 0.043591 | 0.041507 | 0.041297 | 0.04054 | 0.038604
| Kitchen DCV_Com, E - Vent [Building w Oil Heat] | Education | Ventilation | REPL | 0.1 | 0.21524 | 0.37992 | 0.49384 | 0.54329 | 0.54875 | 0.52304 | 0.51654 | 0.49655 | 0.46162
| Kitchen DCV_Com, O - Heat [Building w Oil Heat] | Education |  | NC | 0.1 | 0.21165 | 0.35478 | 0.46645 | 0.51604 | 0.53058 | 0.5355 | 0.53403 | 0.52747 | 0.51864
| Kitchen DCV_Com, O - Heat [Building w Oil Heat] | Education |  | RET | 0.005 | 0.015149 | 0.029565 | 0.03932 | 0.042141 | 0.041466 | 0.039634 | 0.038225 | 0.036884 | 0.035588
| Kitchen DCV_Com, O - Heat [Building w Oil Heat] | Education |  | REPL | 0.1 | 0.21852 | 0.36655 | 0.47694 | 0.52269 | 0.522 | 0.49944 | 0.47811 | 0.45177 | 0.42555
| Kitchen DCV_Com, E - Vent [Building w Propane Heat] | Education | Ventilation | NC | 0.1 | 0.21183 | 0.35485 | 0.47241 | 0.52165 | 0.55375 | 0.56819 | 0.55895 | 0.55712 | 0.55027
| Kitchen DCV_Com, E - Vent [Building w Propane Heat] | Education | Ventilation | RET | 0.005 | 0.014921 | 0.030643 | 0.040713 | 0.043802 | 0.043591 | 0.041507 | 0.041297 | 0.04054 | 0.038604
| Kitchen DCV_Com, E - Vent [Building w Propane Heat] | Education | Ventilation | REPL | 0.1 | 0.21524 | 0.37992 | 0.49384 | 0.54329 | 0.54875 | 0.52304 | 0.51654 | 0.49655 | 0.46162
| Duct Sealing Regulated_Com, E - Vent [Building w Elec Heat] | Education | Ventilation | RET | 0.01 | 0.023268 | 0.038858 | 0.046378 | 0.049129 | 0.050225 | 0.049727 | 0.050895 | 0.051365 | 0.050259
| Duct Sealing Regulated_Com, E - Heat [Building w Elec Heat] | Education | Space Heating | RET | 0.01 | 0.023268 | 0.038858 | 0.046378 | 0.049129 | 0.050225 | 0.049727 | 0.050895 | 0.051365 | 0.050259
| Duct Sealing Regulated_Com, E - Cool [Building w Elec Heat] | Education | Cooling | RET | 0.01 | 0.023268 | 0.038858 | 0.046378 | 0.049129 | 0.050225 | 0.049727 | 0.050895 | 0.051365 | 0.050259
| Duct Sealing Regulated_Com, E - Vent [Building w Gas Heat] | Education | Ventilation | RET | 0.01 | 0.023268 | 0.038858 | 0.046378 | 0.049129 | 0.050225 | 0.049727 | 0.050895 | 0.051365 | 0.050259
| Duct Sealing Regulated_Com, G - Heat [Building w Gas Heat] | Education |  | RET | 0.01 | 0.023876 | 0.038071 | 0.045632 | 0.04849 | 0.049462 | 0.049681 | 0.04987 | 0.050161 | 0.05041
| Duct Sealing Regulated_Com, E - Cool [Building w Gas Heat] | Education | Cooling | RET | 0.01 | 0.023268 | 0.038858 | 0.046378 | 0.049129 | 0.050225 | 0.049727 | 0.050895 | 0.051365 | 0.050259
| Duct Sealing Non Regulated_Com, E - Vent [Building w Oil Heat] | Education | Ventilation | RET | 0.01 | 0.023268 | 0.038858 | 0.046378 | 0.049129 | 0.050225 | 0.049727 | 0.050895 | 0.051365 | 0.050259
| Duct Sealing Non Regulated_Com, O - Heat [Building w Oil Heat] | Education |  | RET | 0.01 | 0.023623 | 0.037491 | 0.044791 | 0.047267 | 0.047776 | 0.047483 | 0.047108 | 0.046733 | 0.046332
| Duct Sealing Non Regulated_Com, E - Cool [Building w Oil Heat] | Education | Cooling | RET | 0.01 | 0.023268 | 0.038858 | 0.046378 | 0.049129 | 0.050225 | 0.049727 | 0.050895 | 0.051365 | 0.050259
| Duct Sealing Non Regulated_Com, E - Vent [Building w Propane Heat] | Education | Ventilation | RET | 0.01 | 0.023268 | 0.038858 | 0.046378 | 0.049129 | 0.050225 | 0.049727 | 0.050895 | 0.051365 | 0.050259
| Duct Sealing Non Regulated_Com, E - Cool [Building w Propane Heat] | Education | Cooling | RET | 0.01 | 0.023268 | 0.038858 | 0.046378 | 0.049129 | 0.050225 | 0.049727 | 0.050895 | 0.051365 | 0.050259
| Power Strip_Com, E - Plug [Tier 1] | Education | Plug Loads | NC | 0.25 | 0.18767 | 0.13556 | 0.13118 | 0.1241 | 0.12323 | 0.12306 | 0.11977 | 0.12059 | 0.12031
| Power Strip_Com, E - Plug [Tier 1] | Education | Plug Loads | RET | 0.01 | 0.0086755 | 0.0080083 | 0.0068769 | 0.0059177 | 0.0049939 | 0.0039782 | 0.0030537 | 0.0020546 | 0.0010052
| Power Strip_Com, E - Plug [Tier 1] | Education | Plug Loads | REPL | 0.25 | 0.19096 | 0.14881 | 0.14612 | 0.14679 | 0.14876 | 0.1488 | 0.15268 | 0.1541 | 0.15078
| Power Strip_Com, E - Plug [Tier 2] | Education | Plug Loads | NC | 0 | 0.046917 | 0.13556 | 0.21864 | 0.28957 | 0.3697 | 0.36919 | 0.35932 | 0.36177 | 0.36092
| Power Strip_Com, E - Plug [Tier 2] | Education | Plug Loads | RET | 0 | 0.00097332 | 0.0020373 | 0.0030165 | 0.0040128 | 0.0050294 | 0.0059673 | 0.0071252 | 0.0082184 | 0.0090466
| Power Strip_Com, E - Plug [Tier 2] | Education | Plug Loads | REPL | 0 | 0.048617 | 0.15248 | 0.25059 | 0.35112 | 0.45265 | 0.44755 | 0.45805 | 0.46229 | 0.45233
| Computer Power Management_Com, E - Plug | Education | Plug Loads | RET | 0.005 | 0.017311 | 0.035982 | 0.04605 | 0.049286 | 0.050294 | 0.049727 | 0.050895 | 0.051365 | 0.050259
| Vending Machine Controls_Com, E - Plug [Non-Refrigerated] | Education | Plug Loads | RET | 0.005 | 0.017311 | 0.035982 | 0.04605 | 0.049286 | 0.050294 | 0.049727 | 0.050895 | 0.051365 | 0.050259
| Vending Machine Controls_Com, E - Plug [Refrigerated] | Education | Plug Loads | RET | 0.005 | 0.017311 | 0.035982 | 0.04605 | 0.049286 | 0.050294 | 0.049727 | 0.050895 | 0.051365 | 0.050259
| Ovens_Com, E - Cook | Education | Cooking | NC | 0.4 | 0.67039 | 0.77229 | 0.78198 | 0.74462 | 0.73941 | 0.73839 | 0.71865 | 0.7163 | 0.70748
| Ovens_Com, E - Cook | Education | Cooking | REPL | 0.4 | 0.69538 | 0.87133 | 0.90165 | 0.90288 | 0.90529 | 0.89509 | 0.9161 | 0.92457 | 0.90466
| Ovens_Com, G - Cook | Education |  | NC | 0.4 | 0.67701 | 0.78411 | 0.7866 | 0.75567 | 0.73347 | 0.72813 | 0.72686 | 0.72792 | 0.7255
| Ovens_Com, G - Cook | Education |  | REPL | 0.4 | 0.71354 | 0.85369 | 0.88714 | 0.89114 | 0.89153 | 0.89426 | 0.89765 | 0.9029 | 0.90738
| Fryers_Com, E - Cook | Education | Cooking | NC | 0.4 | 0.67039 | 0.77229 | 0.78198 | 0.74462 | 0.73941 | 0.73839 | 0.71865 | 0.7163 | 0.70748
| Fryers_Com, E - Cook | Education | Cooking | REPL | 0.4 | 0.69538 | 0.87133 | 0.90165 | 0.90288 | 0.90529 | 0.89509 | 0.9161 | 0.92457 | 0.90466
| Fryers_Com, G - Cook | Education |  | NC | 0.4 | 0.67701 | 0.78411 | 0.7866 | 0.75567 | 0.73347 | 0.72813 | 0.72686 | 0.72792 | 0.7255
| Fryers_Com, G - Cook | Education |  | REPL | 0.4 | 0.71354 | 0.85369 | 0.88714 | 0.89114 | 0.89153 | 0.89426 | 0.89765 | 0.9029 | 0.90738
| Griddles_Com, E - Cook | Education | Cooking | NC | 0.4 | 0.67039 | 0.77229 | 0.78198 | 0.74462 | 0.73941 | 0.73839 | 0.71865 | 0.7163 | 0.70748
| Griddles_Com, E - Cook | Education | Cooking | REPL | 0.4 | 0.69538 | 0.87133 | 0.90165 | 0.90288 | 0.90529 | 0.89509 | 0.9161 | 0.92457 | 0.90466
| Griddles_Com, G - Cook | Education |  | NC | 0.4 | 0.67701 | 0.78411 | 0.7866 | 0.75567 | 0.73347 | 0.72813 | 0.72686 | 0.72792 | 0.7255
| Griddles_Com, G - Cook | Education |  | REPL | 0.4 | 0.71354 | 0.85369 | 0.88714 | 0.89114 | 0.89153 | 0.89426 | 0.89765 | 0.9029 | 0.90738
| Hot Food Holding Cabinet_Com, E - Cook | Education | Cooking | NC | 0.4 | 0.67039 | 0.77229 | 0.78198 | 0.74462 | 0.73941 | 0.73839 | 0.71865 | 0.7163 | 0.70748
| Hot Food Holding Cabinet_Com, E - Cook | Education | Cooking | REPL | 0.4 | 0.69538 | 0.87133 | 0.90165 | 0.90288 | 0.90529 | 0.89509 | 0.9161 | 0.92457 | 0.90466
| Steamers_Com, E - Cook | Education | Cooking | NC | 0.4 | 0.67039 | 0.77229 | 0.78198 | 0.74462 | 0.73941 | 0.73839 | 0.71865 | 0.7163 | 0.70748
| Steamers_Com, E - Cook | Education | Cooking | REPL | 0.4 | 0.69538 | 0.87133 | 0.90165 | 0.90288 | 0.90529 | 0.89509 | 0.9161 | 0.92457 | 0.90466
| Steamers_Com, G - Cook | Education |  | NC | 0.4 | 0.67701 | 0.78411 | 0.7866 | 0.75567 | 0.73347 | 0.72813 | 0.72686 | 0.72792 | 0.7255
| Steamers_Com, G - Cook | Education |  | REPL | 0.4 | 0.71354 | 0.85369 | 0.88714 | 0.89114 | 0.89153 | 0.89426 | 0.89765 | 0.9029 | 0.90738
| ES Refrigerator and Freezer_Com, E - Refr | Education | Refrigeration | NC | 0.2 | 0.40942 | 0.58382 | 0.6566 | 0.65237 | 0.65725 | 0.65635 | 0.6388 | 0.63671 | 0.62888
| ES Refrigerator and Freezer_Com, E - Refr | Education | Refrigeration | REPL | 0.2 | 0.42469 | 0.65869 | 0.75709 | 0.79102 | 0.80471 | 0.79564 | 0.81431 | 0.82184 | 0.80414
| Anti Sweat Heat Control_Com, E - Refr | Education | Refrigeration | NC | 0.2 | 0.34106 | 0.46865 | 0.54131 | 0.55337 | 0.56722 | 0.57362 | 0.55895 | 0.55712 | 0.55027
| Anti Sweat Heat Control_Com, E - Refr | Education | Refrigeration | RET | 0.01 | 0.025818 | 0.042301 | 0.048281 | 0.049885 | 0.050294 | 0.049727 | 0.050895 | 0.051365 | 0.050259
| Case Night Covers_Com, E - Refr | Education | Refrigeration | RET | 0.005 | 0.021367 | 0.040297 | 0.04782 | 0.04982 | 0.050294 | 0.049727 | 0.050895 | 0.051365 | 0.050259
| Loading Dock Pit Seals_Com, E - Refr | Education | Refrigeration | NC | 0.05 | 0.12904 | 0.25541 | 0.39367 | 0.47885 | 0.53402 | 0.55994 | 0.55575 | 0.55712 | 0.55027
| Loading Dock Pit Seals_Com, E - Refr | Education | Refrigeration | RET | 0.01 | 0.025818 | 0.042301 | 0.048281 | 0.049885 | 0.050294 | 0.049727 | 0.050895 | 0.051365 | 0.050259
| ECM Comp Cond Fan Motor_Com, E - Refr | Education | Refrigeration | NC | 0.15 | 0.28154 | 0.42121 | 0.51481 | 0.54172 | 0.56238 | 0.57169 | 0.55895 | 0.55712 | 0.55027
| ECM Comp Cond Fan Motor_Com, E - Refr | Education | Refrigeration | RET | 0.01 | 0.025728 | 0.041766 | 0.046983 | 0.047736 | 0.047295 | 0.04595 | 0.050895 | 0.051365 | 0.050259
| ECM Comp Cond Fan Motor_Com, E - Refr | Education | Refrigeration | REPL | 0.15 | 0.28138 | 0.43815 | 0.51886 | 0.5415 | 0.5332 | 0.502 | 0.58383 | 0.65754 | 0.70362
| Evap Fan Motor Replacement_Com, E - Refr | Education | Refrigeration | NC | 0.15 | 0.28154 | 0.42121 | 0.51481 | 0.54172 | 0.56238 | 0.57169 | 0.55895 | 0.55712 | 0.55027
| Evap Fan Motor Replacement_Com, E - Refr | Education | Refrigeration | RET | 0.01 | 0.025569 | 0.04082 | 0.044724 | 0.044073 | 0.042301 | 0.039805 | 0.039161 | 0.038008 | 0.035777
| Evap Fan Motor Replacement_Com, E - Refr | Education | Refrigeration | REPL | 0.15 | 0.28138 | 0.43815 | 0.51886 | 0.5415 | 0.5332 | 0.502 | 0.48596 | 0.45999 | 0.42028
| Evap Fan Speed Controls_Com, E - Refr | Education | Refrigeration | NC | 0.15 | 0.28154 | 0.42121 | 0.51481 | 0.54172 | 0.56238 | 0.57169 | 0.55895 | 0.55712 | 0.55027
| Evap Fan Speed Controls_Com, E - Refr | Education | Refrigeration | RET | 0.01 | 0.025818 | 0.042301 | 0.048281 | 0.049885 | 0.050294 | 0.049727 | 0.050895 | 0.051365 | 0.050259
| LowHeat NoHeat Doors_Com, E - Refr | Education | Refrigeration | NC | 0.15 | 0.28154 | 0.42121 | 0.51481 | 0.54172 | 0.56238 | 0.57169 | 0.55895 | 0.55712 | 0.55027
| LowHeat NoHeat Doors_Com, E - Refr | Education | Refrigeration | RET | 0.01 | 0.025818 | 0.042301 | 0.048281 | 0.049885 | 0.050294 | 0.049727 | 0.050895 | 0.051365 | 0.050259
| Refrigerated Vending Machine_Com, E - Refr | Education | Refrigeration | NC | 0.15 | 0.28154 | 0.42121 | 0.51481 | 0.54172 | 0.56238 | 0.57169 | 0.55895 | 0.55712 | 0.55027
| Refrigerated Vending Machine_Com, E - Refr | Education | Refrigeration | REPL | 0.15 | 0.29204 | 0.47522 | 0.59359 | 0.65686 | 0.68855 | 0.69301 | 0.71252 | 0.71911 | 0.70362
| Walk In Refrigeration_Com, E - Refr | Education | Refrigeration | NC | 0.15 | 0.28154 | 0.42121 | 0.51481 | 0.54172 | 0.56238 | 0.57169 | 0.55895 | 0.55712 | 0.55027
| Refrigeration Tune Up_Com, E - Refr | Education | Refrigeration | RET | 0.01 | 0.025818 | 0.042301 | 0.048281 | 0.049885 | 0.050294 | 0.049727 | 0.050895 | 0.051365 | 0.050259
| ES Ice Machine_Com, E - Refr | Education | Refrigeration | NC | 0.35 | 0.47676 | 0.55412 | 0.58264 | 0.57031 | 0.57406 | 0.5743 | 0.55895 | 0.55712 | 0.55027
| ES Ice Machine_Com, E - Refr | Education | Refrigeration | REPL | 0.35 | 0.49454 | 0.62517 | 0.67181 | 0.69153 | 0.70285 | 0.69618 | 0.71252 | 0.71911 | 0.70362
| Walk In Cooler Retroft_Com, E - Refr | Education | Refrigeration | RET | 0.01 | 0.025818 | 0.042301 | 0.048281 | 0.049885 | 0.050294 | 0.049727 | 0.050895 | 0.051365 | 0.050259
| Door Gasket Replacement_Com, E - Refr | Education | Refrigeration | RET | 0.01 | 0.028327 | 0.044251 | 0.048997 | 0.050108 | 0.050294 | 0.049727 | 0.050895 | 0.051365 | 0.050259
| EnergyStar Dehumidifier_Com, E - Appl | Education | Appliances | NC | 0.4 | 0.67039 | 0.77229 | 0.78198 | 0.74462 | 0.73941 | 0.73839 | 0.71865 | 0.7163 | 0.70748
| EnergyStar Dehumidifier_Com, E - Appl | Education | Appliances | REPL | 0.4 | 0.69538 | 0.87133 | 0.90165 | 0.90288 | 0.90529 | 0.89509 | 0.9161 | 0.92457 | 0.90466
| Clothes Washer Elec WH_Com, E - Appl [unit w/ elec dry - Washer] | Education | Appliances | NC | 0.4 | 0.67039 | 0.77229 | 0.78198 | 0.74462 | 0.73941 | 0.73839 | 0.72591 | 0.73085 | 0.72914
| Clothes Washer Elec WH_Com, E - Appl [unit w/ elec dry - Washer] | Education | Appliances | REPL | 0.4 | 0.69538 | 0.87133 | 0.90165 | 0.90288 | 0.90529 | 0.89509 | 0.9161 | 0.92457 | 0.90466
| Clothes Washer Elec WH_Com, E - Appl [unit w/ elec dry - Dryer] | Education | Appliances | NC | 0.4 | 0.67039 | 0.77229 | 0.78198 | 0.74462 | 0.73941 | 0.73839 | 0.72591 | 0.73085 | 0.72914
| Clothes Washer Elec WH_Com, E - Appl [unit w/ elec dry - Dryer] | Education | Appliances | REPL | 0.4 | 0.69538 | 0.87133 | 0.90165 | 0.90288 | 0.90529 | 0.89509 | 0.9161 | 0.92457 | 0.90466
| Clothes Washer Elec WH_Com, E - HWat [unit w/ elec dry - Water Heater] | Education | Water Heating | NC | 0.4 | 0.67039 | 0.77229 | 0.78198 | 0.74462 | 0.73941 | 0.73839 | 0.72591 | 0.73085 | 0.72914
| Clothes Washer Elec WH_Com, E - HWat [unit w/ elec dry - Water Heater] | Education | Water Heating | REPL | 0.4 | 0.69538 | 0.87133 | 0.90165 | 0.90288 | 0.90529 | 0.89509 | 0.9161 | 0.92457 | 0.90466
| Clothes Washer Elec WH_Com, E - Appl [unit w/ gas dry - Washer] | Education | Appliances | NC | 0.4 | 0.67039 | 0.77229 | 0.78198 | 0.74462 | 0.73941 | 0.73839 | 0.72591 | 0.73085 | 0.72914
| Clothes Washer Elec WH_Com, E - Appl [unit w/ gas dry - Washer] | Education | Appliances | REPL | 0.4 | 0.69538 | 0.87133 | 0.90165 | 0.90288 | 0.90529 | 0.89509 | 0.9161 | 0.92457 | 0.90466
| Clothes Washer Elec WH_Com, G - Oth [unit w/ gas dry - Dryer] | Education |  | NC | 0.4 | 0.67701 | 0.78411 | 0.7866 | 0.75567 | 0.73347 | 0.72813 | 0.7342 | 0.7427 | 0.74771
| Clothes Washer Elec WH_Com, G - Oth [unit w/ gas dry - Dryer] | Education |  | REPL | 0.4 | 0.71354 | 0.85369 | 0.88714 | 0.89114 | 0.89153 | 0.89426 | 0.89765 | 0.9029 | 0.90738
| Clothes Washer Elec WH_Com, E - HWat [unit w/ gas dry - Water Heater] | Education | Water Heating | NC | 0.4 | 0.67039 | 0.77229 | 0.78198 | 0.74462 | 0.73941 | 0.73839 | 0.72591 | 0.73085 | 0.72914
| Clothes Washer Elec WH_Com, E - HWat [unit w/ gas dry - Water Heater] | Education | Water Heating | REPL | 0.4 | 0.69538 | 0.87133 | 0.90165 | 0.90288 | 0.90529 | 0.89509 | 0.9161 | 0.92457 | 0.90466
| Clothes Washer Elec WH_Com, E - Appl [unit w/ propane dry - Washer] | Education | Appliances | NC | 0.4 | 0.67039 | 0.77229 | 0.78198 | 0.74462 | 0.73941 | 0.73839 | 0.72591 | 0.73085 | 0.72914
| Clothes Washer Elec WH_Com, E - Appl [unit w/ propane dry - Washer] | Education | Appliances | REPL | 0.4 | 0.69538 | 0.87133 | 0.90165 | 0.90288 | 0.90529 | 0.89509 | 0.9161 | 0.92457 | 0.90466
| Clothes Washer Elec WH_Com, E - HWat [unit w/ propane dry - Water Heater] | Education | Water Heating | NC | 0.4 | 0.67039 | 0.77229 | 0.78198 | 0.74462 | 0.73941 | 0.73839 | 0.72591 | 0.73085 | 0.72914
| Clothes Washer Elec WH_Com, E - HWat [unit w/ propane dry - Water Heater] | Education | Water Heating | REPL | 0.4 | 0.69538 | 0.87133 | 0.90165 | 0.90288 | 0.90529 | 0.89509 | 0.9161 | 0.92457 | 0.90466
| Clothes Washer Gas WH_Com, E - Appl [unit w/ elec dry - Washer] | Education | Appliances | NC | 0.4 | 0.67039 | 0.77229 | 0.78198 | 0.74462 | 0.73941 | 0.73839 | 0.72591 | 0.73085 | 0.72914
| Clothes Washer Gas WH_Com, E - Appl [unit w/ elec dry - Washer] | Education | Appliances | REPL | 0.4 | 0.69538 | 0.87133 | 0.90165 | 0.90288 | 0.90529 | 0.89509 | 0.9161 | 0.92457 | 0.90466
| Clothes Washer Gas WH_Com, E - Appl [unit w/ elec dry - Dryer] | Education | Appliances | NC | 0.4 | 0.67039 | 0.77229 | 0.78198 | 0.74462 | 0.73941 | 0.73839 | 0.72591 | 0.73085 | 0.72914
| Clothes Washer Gas WH_Com, E - Appl [unit w/ elec dry - Dryer] | Education | Appliances | REPL | 0.4 | 0.69538 | 0.87133 | 0.90165 | 0.90288 | 0.90529 | 0.89509 | 0.9161 | 0.92457 | 0.90466
| Clothes Washer Gas WH_Com, G - HWat [unit w/ elec dry - Water Heater] | Education |  | NC | 0.4 | 0.67701 | 0.78411 | 0.7866 | 0.75567 | 0.73347 | 0.72813 | 0.7342 | 0.7427 | 0.74771
| Clothes Washer Gas WH_Com, G - HWat [unit w/ elec dry - Water Heater] | Education |  | REPL | 0.4 | 0.71354 | 0.85369 | 0.88714 | 0.89114 | 0.89153 | 0.89426 | 0.89765 | 0.9029 | 0.90738
| Clothes Washer Gas WH_Com, E - Appl [unit w/ gas dry - Washer] | Education | Appliances | NC | 0.4 | 0.67039 | 0.77229 | 0.78198 | 0.74462 | 0.73941 | 0.73839 | 0.72591 | 0.73085 | 0.72914
| Clothes Washer Gas WH_Com, E - Appl [unit w/ gas dry - Washer] | Education | Appliances | REPL | 0.4 | 0.69538 | 0.87133 | 0.90165 | 0.90288 | 0.90529 | 0.89509 | 0.9161 | 0.92457 | 0.90466
| Clothes Washer Gas WH_Com, G - Oth [unit w/ gas dry - Dryer] | Education |  | NC | 0.4 | 0.67701 | 0.78411 | 0.7866 | 0.75567 | 0.73347 | 0.72813 | 0.7342 | 0.7427 | 0.74771
| Clothes Washer Gas WH_Com, G - Oth [unit w/ gas dry - Dryer] | Education |  | REPL | 0.4 | 0.71354 | 0.85369 | 0.88714 | 0.89114 | 0.89153 | 0.89426 | 0.89765 | 0.9029 | 0.90738
| Clothes Washer Gas WH_Com, G - HWat [unit w/ gas dry - Water Heater] | Education |  | NC | 0.4 | 0.67701 | 0.78411 | 0.7866 | 0.75567 | 0.73347 | 0.72813 | 0.7342 | 0.7427 | 0.74771
| Clothes Washer Gas WH_Com, G - HWat [unit w/ gas dry - Water Heater] | Education |  | REPL | 0.4 | 0.71354 | 0.85369 | 0.88714 | 0.89114 | 0.89153 | 0.89426 | 0.89765 | 0.9029 | 0.90738
| Clothes Washer Gas WH_Com, E - Appl [unit w/ propane dry - Washer] | Education | Appliances | NC | 0.4 | 0.67039 | 0.77229 | 0.78198 | 0.74462 | 0.73941 | 0.73839 | 0.72591 | 0.73085 | 0.72914
| Clothes Washer Gas WH_Com, E - Appl [unit w/ propane dry - Washer] | Education | Appliances | REPL | 0.4 | 0.69538 | 0.87133 | 0.90165 | 0.90288 | 0.90529 | 0.89509 | 0.9161 | 0.92457 | 0.90466
| Clothes Washer Gas WH_Com, G - HWat [unit w/ propane dry - Water Heater] | Education |  | NC | 0.4 | 0.67701 | 0.78411 | 0.7866 | 0.75567 | 0.73347 | 0.72813 | 0.7342 | 0.7427 | 0.74771
| Clothes Washer Gas WH_Com, G - HWat [unit w/ propane dry - Water Heater] | Education |  | REPL | 0.4 | 0.71354 | 0.85369 | 0.88714 | 0.89114 | 0.89153 | 0.89426 | 0.89765 | 0.9029 | 0.90738
| Clothes Washer Oil WH_Com, E - Appl [unit w/ elec dry - Washer] | Education | Appliances | NC | 0.4 | 0.67039 | 0.77229 | 0.78198 | 0.74462 | 0.73941 | 0.73839 | 0.72591 | 0.73085 | 0.72914
| Clothes Washer Oil WH_Com, E - Appl [unit w/ elec dry - Washer] | Education | Appliances | REPL | 0.4 | 0.69538 | 0.87133 | 0.90165 | 0.90288 | 0.90529 | 0.89509 | 0.9161 | 0.92457 | 0.90466
| Clothes Washer Oil WH_Com, E - Appl [unit w/ elec dry - Dryer] | Education | Appliances | NC | 0.4 | 0.67039 | 0.77229 | 0.78198 | 0.74462 | 0.73941 | 0.73839 | 0.72591 | 0.73085 | 0.72914
| Clothes Washer Oil WH_Com, E - Appl [unit w/ elec dry - Dryer] | Education | Appliances | REPL | 0.4 | 0.69538 | 0.87133 | 0.90165 | 0.90288 | 0.90529 | 0.89509 | 0.9161 | 0.92457 | 0.90466
| Clothes Washer Oil WH_Com, O - HWat [unit w/ elec dry - Water Heater] | Education |  | NC | 0.4 | 0.66984 | 0.77216 | 0.7721 | 0.7366 | 0.70848 | 0.69592 | 0.69354 | 0.69194 | 0.68723
| Clothes Washer Oil WH_Com, O - HWat [unit w/ elec dry - Water Heater] | Education |  | REPL | 0.4 | 0.70598 | 0.84068 | 0.8708 | 0.86865 | 0.86116 | 0.8547 | 0.84794 | 0.8412 | 0.83398
| Clothes Washer Oil WH_Com, E - Appl [unit w/ gas dry - Washer] | Education | Appliances | NC | 0.4 | 0.67039 | 0.77229 | 0.78198 | 0.74462 | 0.73941 | 0.73839 | 0.72591 | 0.73085 | 0.72914
| Clothes Washer Oil WH_Com, E - Appl [unit w/ gas dry - Washer] | Education | Appliances | REPL | 0.4 | 0.69538 | 0.87133 | 0.90165 | 0.90288 | 0.90529 | 0.89509 | 0.9161 | 0.92457 | 0.90466
| Clothes Washer Oil WH_Com, G - Oth [unit w/ gas dry - Dryer] | Education |  | NC | 0.4 | 0.67701 | 0.78411 | 0.7866 | 0.75567 | 0.73347 | 0.72813 | 0.7342 | 0.7427 | 0.74771
| Clothes Washer Oil WH_Com, G - Oth [unit w/ gas dry - Dryer] | Education |  | REPL | 0.4 | 0.71354 | 0.85369 | 0.88714 | 0.89114 | 0.89153 | 0.89426 | 0.89765 | 0.9029 | 0.90738
| Clothes Washer Oil WH_Com, O - HWat [unit w/ gas dry - Water Heater] | Education |  | NC | 0.4 | 0.66984 | 0.77216 | 0.7721 | 0.7366 | 0.70848 | 0.69592 | 0.69354 | 0.69194 | 0.68723
| Clothes Washer Oil WH_Com, O - HWat [unit w/ gas dry - Water Heater] | Education |  | REPL | 0.4 | 0.70598 | 0.84068 | 0.8708 | 0.86865 | 0.86116 | 0.8547 | 0.84794 | 0.8412 | 0.83398
| Clothes Washer Oil WH_Com, E - Appl [unit w/ propane dry - Washer] | Education | Appliances | NC | 0.4 | 0.67039 | 0.77229 | 0.78198 | 0.74462 | 0.73941 | 0.73839 | 0.72591 | 0.73085 | 0.72914
| Clothes Washer Oil WH_Com, E - Appl [unit w/ propane dry - Washer] | Education | Appliances | REPL | 0.4 | 0.69538 | 0.87133 | 0.90165 | 0.90288 | 0.90529 | 0.89509 | 0.9161 | 0.92457 | 0.90466
| Clothes Washer Oil WH_Com, O - HWat [unit w/ propane dry - Water Heater] | Education |  | NC | 0.4 | 0.66984 | 0.77216 | 0.7721 | 0.7366 | 0.70848 | 0.69592 | 0.69354 | 0.69194 | 0.68723
| Clothes Washer Oil WH_Com, O - HWat [unit w/ propane dry - Water Heater] | Education |  | REPL | 0.4 | 0.70598 | 0.84068 | 0.8708 | 0.86865 | 0.86116 | 0.8547 | 0.84794 | 0.8412 | 0.83398
| Clothes Washer Propane WH_Com, E - Appl [unit w/ elec dry - Washer] | Education | Appliances | NC | 0.4 | 0.67039 | 0.77229 | 0.78198 | 0.74462 | 0.73941 | 0.73839 | 0.72591 | 0.73085 | 0.72914
| Clothes Washer Propane WH_Com, E - Appl [unit w/ elec dry - Washer] | Education | Appliances | REPL | 0.4 | 0.69538 | 0.87133 | 0.90165 | 0.90288 | 0.90529 | 0.89509 | 0.9161 | 0.92457 | 0.90466
| Clothes Washer Propane WH_Com, E - Appl [unit w/ elec dry - Dryer] | Education | Appliances | NC | 0.4 | 0.67039 | 0.77229 | 0.78198 | 0.74462 | 0.73941 | 0.73839 | 0.72591 | 0.73085 | 0.72914
| Clothes Washer Propane WH_Com, E - Appl [unit w/ elec dry - Dryer] | Education | Appliances | REPL | 0.4 | 0.69538 | 0.87133 | 0.90165 | 0.90288 | 0.90529 | 0.89509 | 0.9161 | 0.92457 | 0.90466
| Clothes Washer Propane WH_Com, E - Appl [unit w/ gas dry - Washer] | Education | Appliances | NC | 0.4 | 0.67039 | 0.77229 | 0.78198 | 0.74462 | 0.73941 | 0.73839 | 0.72591 | 0.73085 | 0.72914
| Clothes Washer Propane WH_Com, E - Appl [unit w/ gas dry - Washer] | Education | Appliances | REPL | 0.4 | 0.69538 | 0.87133 | 0.90165 | 0.90288 | 0.90529 | 0.89509 | 0.9161 | 0.92457 | 0.90466
| Clothes Washer Propane WH_Com, G - Oth [unit w/ gas dry - Dryer] | Education |  | NC | 0.4 | 0.67701 | 0.78411 | 0.7866 | 0.75567 | 0.73347 | 0.72813 | 0.7342 | 0.7427 | 0.74771
| Clothes Washer Propane WH_Com, G - Oth [unit w/ gas dry - Dryer] | Education |  | REPL | 0.4 | 0.71354 | 0.85369 | 0.88714 | 0.89114 | 0.89153 | 0.89426 | 0.89765 | 0.9029 | 0.90738
| Clothes Washer Propane WH_Com, E - Appl [unit w/ propane dry - Washer] | Education | Appliances | NC | 0.4 | 0.67039 | 0.77229 | 0.78198 | 0.74462 | 0.73941 | 0.73839 | 0.72591 | 0.73085 | 0.72914
| Clothes Washer Propane WH_Com, E - Appl [unit w/ propane dry - Washer] | Education | Appliances | REPL | 0.4 | 0.69538 | 0.87133 | 0.90165 | 0.90288 | 0.90529 | 0.89509 | 0.9161 | 0.92457 | 0.90466
| Clothes Washer Propane WH_Com, P - HWat [unit w/ propane dry - Water Heater] | Education |  | NC | 0.4 | 0.66984 | 0.77216 | 0.7721 | 0.7366 | 0.70848 | 0.69592 | 0.69354 | 0.69194 | 0.68723
| Clothes Washer Propane WH_Com, P - HWat [unit w/ propane dry - Water Heater] | Education |  | REPL | 0.4 | 0.70598 | 0.84068 | 0.8708 | 0.86865 | 0.86116 | 0.8547 | 0.84794 | 0.8412 | 0.83398
| Ozone Laundry_Com, E - HWat | Education | Water Heating | RET | 0 | 0.0031805 | 0.011942 | 0.026483 | 0.039857 | 0.046939 | 0.048928 | 0.050895 | 0.051365 | 0.050259
| Ozone Laundry_Com, G - HWat | Education |  | RET | 0 | 0.0032635 | 0.011701 | 0.026057 | 0.039338 | 0.046226 | 0.048882 | 0.04987 | 0.050161 | 0.05041
| Ozone Laundry_Com, O - HWat | Education |  | RET | 0 | 0.003229 | 0.011522 | 0.025577 | 0.038346 | 0.044651 | 0.04672 | 0.047108 | 0.046733 | 0.046332
| Dishwasher_Com, E - Appl [Building w elec WH] | Education | Appliances | NC | 0.4 | 0.67039 | 0.77229 | 0.78198 | 0.74462 | 0.73941 | 0.73839 | 0.71865 | 0.7163 | 0.70748
| Dishwasher_Com, E - Appl [Building w elec WH] | Education | Appliances | REPL | 0.4 | 0.69538 | 0.87133 | 0.90165 | 0.90288 | 0.90529 | 0.89509 | 0.9161 | 0.92457 | 0.90466
| Dishwasher_Com, E - HWat [Building w elec WH] | Education | Water Heating | NC | 0.4 | 0.67039 | 0.77229 | 0.78198 | 0.74462 | 0.73941 | 0.73839 | 0.71865 | 0.7163 | 0.70748
| Dishwasher_Com, E - HWat [Building w elec WH] | Education | Water Heating | REPL | 0.4 | 0.69538 | 0.87133 | 0.90165 | 0.90288 | 0.90529 | 0.89509 | 0.9161 | 0.92457 | 0.90466
| Dishwasher_Com, E - Appl [Building w gas WH] | Education | Appliances | NC | 0.4 | 0.67039 | 0.77229 | 0.78198 | 0.74462 | 0.73941 | 0.73839 | 0.71865 | 0.7163 | 0.70748
| Dishwasher_Com, E - Appl [Building w gas WH] | Education | Appliances | REPL | 0.4 | 0.69538 | 0.87133 | 0.90165 | 0.90288 | 0.90529 | 0.89509 | 0.9161 | 0.92457 | 0.90466
| Dishwasher_Com, G - HWat [Building w gas WH] | Education |  | NC | 0.4 | 0.67701 | 0.78411 | 0.7866 | 0.75567 | 0.73347 | 0.72813 | 0.72686 | 0.72792 | 0.7255
| Dishwasher_Com, G - HWat [Building w gas WH] | Education |  | REPL | 0.4 | 0.71354 | 0.85369 | 0.88714 | 0.89114 | 0.89153 | 0.89426 | 0.89765 | 0.9029 | 0.90738
| Dishwasher_Com, E - Appl [Building w oil WH] | Education | Appliances | NC | 0.4 | 0.67039 | 0.77229 | 0.78198 | 0.74462 | 0.73941 | 0.73839 | 0.71865 | 0.7163 | 0.70748
| Dishwasher_Com, E - Appl [Building w oil WH] | Education | Appliances | REPL | 0.4 | 0.69538 | 0.87133 | 0.90165 | 0.90288 | 0.90529 | 0.89509 | 0.9161 | 0.92457 | 0.90466
| Dishwasher_Com, O - HWat [Building w oil WH] | Education |  | NC | 0.4 | 0.66984 | 0.77216 | 0.7721 | 0.7366 | 0.70848 | 0.69592 | 0.68661 | 0.67817 | 0.66682
| Dishwasher_Com, O - HWat [Building w oil WH] | Education |  | REPL | 0.4 | 0.70598 | 0.84068 | 0.8708 | 0.86865 | 0.86116 | 0.8547 | 0.84794 | 0.8412 | 0.83398
| Dishwasher_Com, E - Appl [Building w propane WH] | Education | Appliances | NC | 0.4 | 0.67039 | 0.77229 | 0.78198 | 0.74462 | 0.73941 | 0.73839 | 0.71865 | 0.7163 | 0.70748
| Dishwasher_Com, E - Appl [Building w propane WH] | Education | Appliances | REPL | 0.4 | 0.69538 | 0.87133 | 0.90165 | 0.90288 | 0.90529 | 0.89509 | 0.9161 | 0.92457 | 0.90466
| Faucet Aerator_Com, E - HWat | Education | Water Heating | RET | 0.03 | 0.042641 | 0.049659 | 0.050396 | 0.05016 | 0.050294 | 0.049727 | 0.050895 | 0.051365 | 0.050259
| Faucet Aerator_Com, G - HWat | Education |  | RET | 0.03 | 0.043755 | 0.048654 | 0.049586 | 0.049508 | 0.04953 | 0.049681 | 0.04987 | 0.050161 | 0.05041
| Faucet Aerator_Com, O - HWat | Education |  | RET | 0.03 | 0.043291 | 0.047913 | 0.048672 | 0.048258 | 0.047842 | 0.047483 | 0.047108 | 0.046733 | 0.046332
| Pre Rinse Sprayers_Com, E - HWat | Education | Water Heating | RET | 0.03 | 0.042641 | 0.049659 | 0.050396 | 0.05016 | 0.050294 | 0.049727 | 0.050895 | 0.051365 | 0.050259
| Pre Rinse Sprayers_Com, G - HWat | Education |  | RET | 0.03 | 0.043755 | 0.048654 | 0.049586 | 0.049508 | 0.04953 | 0.049681 | 0.04987 | 0.050161 | 0.05041
| Pre Rinse Sprayers_Com, O - HWat | Education |  | RET | 0.03 | 0.043291 | 0.047913 | 0.048672 | 0.048258 | 0.047842 | 0.047483 | 0.047108 | 0.046733 | 0.046332
| Heat Pump Water Heater_Com, E - HWat | Education | Water Heating | NC | 0.2 | 0.40942 | 0.58382 | 0.6566 | 0.65237 | 0.65725 | 0.65635 | 0.6388 | 0.63671 | 0.62888
| Heat Pump Water Heater_Com, E - HWat | Education | Water Heating | RET | 0.01 | 0.025567 | 0.040813 | 0.044708 | 0.044048 | 0.04277 | 0.040734 | 0.040177 | 0.039096 | 0.036901
| Heat Pump Water Heater_Com, E - HWat | Education | Water Heating | REPL | 0.2 | 0.40917 | 0.6073 | 0.66178 | 0.6521 | 0.6312 | 0.59226 | 0.57359 | 0.54602 | 0.50209
| FF Storage Water Heater_Com, G - HWat | Education |  | NC | 0.3 | 0.51453 | 0.64713 | 0.68005 | 0.66803 | 0.65197 | 0.64722 | 0.6461 | 0.64704 | 0.64489
| FF Storage Water Heater_Com, G - HWat | Education |  | RET | 0.01 | 0.026311 | 0.040416 | 0.045013 | 0.045128 | 0.043855 | 0.042487 | 0.044704 | 0.046963 | 0.049135
| FF Storage Water Heater_Com, G - HWat | Education |  | REPL | 0.3 | 0.52248 | 0.64959 | 0.67042 | 0.64943 | 0.61368 | 0.57581 | 0.5943 | 0.61418 | 0.63372
| FF Storage Water Heater_Com, O - HWat | Education |  | NC | 0.3 | 0.50908 | 0.63727 | 0.66751 | 0.65117 | 0.62976 | 0.61859 | 0.61032 | 0.60282 | 0.59273
| FF Storage Water Heater_Com, O - HWat | Education |  | RET | 0.01 | 0.026032 | 0.0398 | 0.044183 | 0.043989 | 0.042361 | 0.040607 | 0.042229 | 0.043754 | 0.045161
| FF Storage Water Heater_Com, O - HWat | Education |  | REPL | 0.3 | 0.51695 | 0.63969 | 0.65806 | 0.63305 | 0.59277 | 0.55034 | 0.56139 | 0.57221 | 0.58246
| FF Instantaneous Water Heater_Com, G - HWat | Education |  | NC | 0.3 | 0.44162 | 0.54009 | 0.576 | 0.57474 | 0.56788 | 0.56632 | 0.56533 | 0.56616 | 0.56428
| FF Instantaneous Water Heater_Com, G - HWat | Education |  | RET | 0.01 | 0.023713 | 0.037194 | 0.043419 | 0.04469 | 0.044061 | 0.042747 | 0.041444 | 0.040262 | 0.03908
| FF Instantaneous Water Heater_Com, G - HWat | Education |  | REPL | 0.3 | 0.44967 | 0.54567 | 0.57297 | 0.5646 | 0.54053 | 0.50989 | 0.47691 | 0.44459 | 0.41151
| FF Instantaneous Water Heater_Com, O - HWat | Education |  | NC | 0.3 | 0.43694 | 0.53186 | 0.56539 | 0.56024 | 0.54853 | 0.54127 | 0.53403 | 0.52747 | 0.51864
| FF Instantaneous Water Heater_Com, O - HWat | Education |  | RET | 0.01 | 0.023462 | 0.036627 | 0.042619 | 0.043562 | 0.042559 | 0.040856 | 0.039149 | 0.037511 | 0.035919
| FF Instantaneous Water Heater_Com, O - HWat | Education |  | REPL | 0.3 | 0.44491 | 0.53735 | 0.56241 | 0.55035 | 0.52211 | 0.48733 | 0.4505 | 0.41421 | 0.37822
| Clothes Dryer_Com, E - Appl | Education | Appliances | NC | 0.4 | 0.67039 | 0.77229 | 0.78198 | 0.74462 | 0.73941 | 0.73839 | 0.71865 | 0.7163 | 0.70748
| Clothes Dryer_Com, E - Appl | Education | Appliances | RET | 0 | 0.011162 | 0.031052 | 0.042755 | 0.04503 | 0.044111 | 0.041538 | 0.041078 | 0.040078 | 0.037929
| Clothes Dryer_Com, E - Appl | Education | Appliances | REPL | 0.4 | 0.68741 | 0.83451 | 0.82373 | 0.78079 | 0.73761 | 0.68455 | 0.66538 | 0.63597 | 0.58747
| Clothes Dryer_Com, G - Oth | Education |  | NC | 0.4 | 0.67701 | 0.78411 | 0.7866 | 0.75567 | 0.73347 | 0.72813 | 0.72686 | 0.72792 | 0.7255
| Clothes Dryer_Com, G - Oth | Education |  | RET | 0 | 0.011453 | 0.030423 | 0.042067 | 0.044444 | 0.04344 | 0.0415 | 0.040251 | 0.039139 | 0.038043
| Clothes Dryer_Com, G - Oth | Education |  | REPL | 0.4 | 0.70536 | 0.81761 | 0.81048 | 0.77064 | 0.7264 | 0.68391 | 0.65198 | 0.62106 | 0.58924
| Pnemautic to DDC_Com, E - TotE [Building w Elec Heat] | Education | Total Electric | RET | 0 | 0.0019198 | 0.0061834 | 0.013576 | 0.024102 | 0.035153 | 0.042819 | 0.048563 | 0.051365 | 0.050259
| Pnemautic to DDC_Com, E - TotE [Building w Gas Heat] | Education | Total Electric | RET | 0 | 0.0019198 | 0.0061834 | 0.013576 | 0.024102 | 0.035153 | 0.042819 | 0.048563 | 0.051365 | 0.050259
| Pnemautic to DDC_Com, G - TotF [Building w Gas Heat] | Education |  | RET | 0 | 0.00197 | 0.0060582 | 0.013358 | 0.023788 | 0.034619 | 0.042779 | 0.047585 | 0.050161 | 0.05041
| Pnemautic to DDC_Com, E - TotE [Building w Oil Heat] | Education | Total Electric | RET | 0 | 0.0019198 | 0.0061834 | 0.013576 | 0.024102 | 0.035153 | 0.042819 | 0.048563 | 0.051365 | 0.050259
| Pnemautic to DDC_Com, O - TotF [Building w Oil Heat] | Education |  | RET | 0 | 0.0019491 | 0.0059659 | 0.013112 | 0.023188 | 0.033439 | 0.040886 | 0.04495 | 0.046733 | 0.046332
| Pnemautic to DDC_Com, E - TotE [Building w Propane Heat] | Education | Total Electric | RET | 0 | 0.0019198 | 0.0061834 | 0.013576 | 0.024102 | 0.035153 | 0.042819 | 0.048563 | 0.051365 | 0.050259
| Data Center_Com, E - TotE [Building w Elec Heat] | Education | Total Electric | NC | 0.07 | 0.11674 | 0.17804 | 0.24407 | 0.29468 | 0.34258 | 0.3763 | 0.38691 | 0.39767 | 0.39305
| Data Center_Com, E - TotE [Building w Elec Heat] | Education | Total Electric | RET | 0 | 0.0019198 | 0.0061834 | 0.013576 | 0.024102 | 0.035153 | 0.042819 | 0.048563 | 0.051365 | 0.050259
| Data Center_Com, E - TotE [Building w Gas Heat] | Education | Total Electric | NC | 0.07 | 0.11674 | 0.17804 | 0.24407 | 0.29468 | 0.34258 | 0.3763 | 0.38691 | 0.39767 | 0.39305
| Data Center_Com, E - TotE [Building w Gas Heat] | Education | Total Electric | RET | 0 | 0.0019198 | 0.0061834 | 0.013576 | 0.024102 | 0.035153 | 0.042819 | 0.048563 | 0.051365 | 0.050259
| Data Center_Com, G - TotF [Building w Gas Heat] | Education |  | NC | 0.07 | 0.1179 | 0.18076 | 0.24551 | 0.29906 | 0.33983 | 0.37107 | 0.39133 | 0.40412 | 0.40306
| Data Center_Com, G - TotF [Building w Gas Heat] | Education |  | RET | 0 | 0.00197 | 0.0060582 | 0.013358 | 0.023788 | 0.034619 | 0.042779 | 0.047585 | 0.050161 | 0.05041
| Data Center_Com, E - TotE [Building w Oil Heat] | Education | Total Electric | NC | 0.07 | 0.11674 | 0.17804 | 0.24407 | 0.29468 | 0.34258 | 0.3763 | 0.38691 | 0.39767 | 0.39305
| Data Center_Com, E - TotE [Building w Oil Heat] | Education | Total Electric | RET | 0 | 0.0019198 | 0.0061834 | 0.013576 | 0.024102 | 0.035153 | 0.042819 | 0.048563 | 0.051365 | 0.050259
| Data Center_Com, O - TotF [Building w Oil Heat] | Education |  | NC | 0.07 | 0.11665 | 0.17801 | 0.24099 | 0.29151 | 0.32825 | 0.35465 | 0.36966 | 0.37651 | 0.37046
| Data Center_Com, O - TotF [Building w Oil Heat] | Education |  | RET | 0 | 0.0019491 | 0.0059659 | 0.013112 | 0.023188 | 0.033439 | 0.040886 | 0.04495 | 0.046733 | 0.046332
| Data Center_Com, E - TotE [Building w Propane Heat] | Education | Total Electric | NC | 0.07 | 0.11674 | 0.17804 | 0.24407 | 0.29468 | 0.34258 | 0.3763 | 0.38691 | 0.39767 | 0.39305
| Data Center_Com, E - TotE [Building w Propane Heat] | Education | Total Electric | RET | 0 | 0.0019198 | 0.0061834 | 0.013576 | 0.024102 | 0.035153 | 0.042819 | 0.048563 | 0.051365 | 0.050259
| RCx_Com, E - TotE [Building w Elec Heat] | Education | Total Electric | RET | 0.01 | 0.0146 | 0.020392 | 0.02521 | 0.030096 | 0.030176 | 0.029836 | 0.030537 | 0.030819 | 0.030155
| RCx_Com, E - TotE [Building w Gas Heat] | Education | Total Electric | RET | 0.01 | 0.0146 | 0.020392 | 0.02521 | 0.030096 | 0.030176 | 0.029836 | 0.030537 | 0.030819 | 0.030155
| RCx_Com, G - TotF [Building w Gas Heat] | Education |  | RET | 0.01 | 0.014981 | 0.019979 | 0.024804 | 0.029705 | 0.029718 | 0.029809 | 0.029922 | 0.030097 | 0.030246
| RCx_Com, E - TotE [Building w Oil Heat] | Education | Total Electric | RET | 0.01 | 0.0146 | 0.020392 | 0.02521 | 0.030096 | 0.030176 | 0.029836 | 0.030537 | 0.030819 | 0.030155
| RCx_Com, O - TotF [Building w Oil Heat] | Education |  | RET | 0.01 | 0.014822 | 0.019675 | 0.024347 | 0.028955 | 0.028705 | 0.02849 | 0.028265 | 0.02804 | 0.027799
| RCx_Com, E - TotE [Building w Propane Heat] | Education | Total Electric | RET | 0.01 | 0.0146 | 0.020392 | 0.02521 | 0.030096 | 0.030176 | 0.029836 | 0.030537 | 0.030819 | 0.030155
| Commissioning_Com, E - TotE [Building w Elec Heat] | Education | Total Electric | NC | 0.15 | 0.19987 | 0.2482 | 0.28438 | 0.29862 | 0.31524 | 0.32591 | 0.3194 | 0.32157 | 0.32082
| Commissioning_Com, E - TotE [Building w Gas Heat] | Education | Total Electric | NC | 0.15 | 0.19987 | 0.2482 | 0.28438 | 0.29862 | 0.31524 | 0.32591 | 0.3194 | 0.32157 | 0.32082
| Commissioning_Com, G - TotF [Building w Gas Heat] | Education |  | NC | 0.15 | 0.20185 | 0.25199 | 0.28606 | 0.30306 | 0.31271 | 0.32138 | 0.32305 | 0.32679 | 0.32899
| Commissioning_Com, E - TotE [Building w Oil Heat] | Education | Total Electric | NC | 0.15 | 0.19987 | 0.2482 | 0.28438 | 0.29862 | 0.31524 | 0.32591 | 0.3194 | 0.32157 | 0.32082
| Commissioning_Com, O - TotF [Building w Oil Heat] | Education |  | NC | 0.15 | 0.19971 | 0.24815 | 0.28079 | 0.29541 | 0.30205 | 0.30716 | 0.30516 | 0.30445 | 0.30238
| Commissioning_Com, E - TotE [Building w Propane Heat] | Education | Total Electric | NC | 0.15 | 0.19987 | 0.2482 | 0.28438 | 0.29862 | 0.31524 | 0.32591 | 0.3194 | 0.32157 | 0.32082
| Integrated Building Design_Com, E - TotE [Building w Elec Heat] | Education | Total Electric | NC | 0.07 | 0.10789 | 0.15658 | 0.20737 | 0.24441 | 0.27968 | 0.30429 | 0.31118 | 0.31836 | 0.31444
| Integrated Building Design_Com, E - TotE [Building w Gas Heat] | Education | Total Electric | NC | 0.07 | 0.10789 | 0.15658 | 0.20737 | 0.24441 | 0.27968 | 0.30429 | 0.31118 | 0.31836 | 0.31444
| Integrated Building Design_Com, G - TotF [Building w Gas Heat] | Education |  | NC | 0.07 | 0.10896 | 0.15897 | 0.20859 | 0.24804 | 0.27744 | 0.30006 | 0.31474 | 0.32352 | 0.32245
| Integrated Building Design_Com, E - TotE [Building w Oil Heat] | Education | Total Electric | NC | 0.07 | 0.10789 | 0.15658 | 0.20737 | 0.24441 | 0.27968 | 0.30429 | 0.31118 | 0.31836 | 0.31444
| Integrated Building Design_Com, O - TotF [Building w Oil Heat] | Education |  | NC | 0.07 | 0.1078 | 0.15655 | 0.20475 | 0.24178 | 0.26798 | 0.28679 | 0.29731 | 0.30141 | 0.29636
| Integrated Building Design_Com, E - TotE [Building w Propane Heat] | Education | Total Electric | NC | 0.07 | 0.10789 | 0.15658 | 0.20737 | 0.24441 | 0.27968 | 0.30429 | 0.31118 | 0.31836 | 0.31444
| Deep Energy Retrofit_Com, E - TotE [Building w Elec Heat] | Education | Total Electric | RET | 0.005 | 0.010819 | 0.021339 | 0.032616 | 0.04169 | 0.047317 | 0.049462 | 0.050895 | 0.051365 | 0.050259
| Deep Energy Retrofit_Com, E - TotE [Building w Gas Heat] | Education | Total Electric | RET | 0.005 | 0.010819 | 0.021339 | 0.032616 | 0.04169 | 0.047317 | 0.049462 | 0.050895 | 0.051365 | 0.050259
| Deep Energy Retrofit_Com, G - TotF [Building w Gas Heat] | Education |  | RET | 0.005 | 0.011102 | 0.020907 | 0.032091 | 0.041148 | 0.046598 | 0.049416 | 0.04987 | 0.050161 | 0.05041
| Deep Energy Retrofit_Com, E - TotE [Building w Oil Heat] | Education | Total Electric | RET | 0.005 | 0.010819 | 0.021339 | 0.032616 | 0.04169 | 0.047317 | 0.049462 | 0.050895 | 0.051365 | 0.050259
| Deep Energy Retrofit_Com, O - TotF [Building w Oil Heat] | Education |  | RET | 0.005 | 0.010984 | 0.020589 | 0.0315 | 0.04011 | 0.04501 | 0.04723 | 0.047108 | 0.046733 | 0.046332
| Deep Energy Retrofit_Com, E - TotE [Building w Propane Heat] | Education | Total Electric | RET | 0.005 | 0.010819 | 0.021339 | 0.032616 | 0.04169 | 0.047317 | 0.049462 | 0.050895 | 0.051365 | 0.050259
| EMS_Com, E - TotE [Building w Elec Heat] | Education | Total Electric | NC | 0.07 | 0.072964 | 0.085756 | 0.11043 | 0.13897 | 0.16834 | 0.18669 | 0.19042 | 0.1935 | 0.19259
| EMS_Com, E - TotE [Building w Elec Heat] | Education | Total Electric | RET | 0.0035 | 0.0049651 | 0.0094204 | 0.016506 | 0.023041 | 0.026521 | 0.027456 | 0.028501 | 0.028765 | 0.028145
| EMS_Com, E - TotE [Building w Gas Heat] | Education | Total Electric | NC | 0.07 | 0.072964 | 0.085756 | 0.11043 | 0.13897 | 0.16834 | 0.18669 | 0.19042 | 0.1935 | 0.19259
| EMS_Com, E - TotE [Building w Gas Heat] | Education | Total Electric | RET | 0.0035 | 0.0049651 | 0.0094204 | 0.016506 | 0.023041 | 0.026521 | 0.027456 | 0.028501 | 0.028765 | 0.028145
| EMS_Com, G - TotF [Building w Gas Heat] | Education |  | NC | 0.07 | 0.073684 | 0.087068 | 0.11108 | 0.14104 | 0.16699 | 0.1841 | 0.1926 | 0.19664 | 0.1975
| EMS_Com, G - TotF [Building w Gas Heat] | Education |  | RET | 0.0035 | 0.0050947 | 0.0092297 | 0.016241 | 0.022741 | 0.026118 | 0.02743 | 0.027927 | 0.02809 | 0.02823
| EMS_Com, E - TotE [Building w Oil Heat] | Education | Total Electric | NC | 0.07 | 0.072964 | 0.085756 | 0.11043 | 0.13897 | 0.16834 | 0.18669 | 0.19042 | 0.1935 | 0.19259
| EMS_Com, E - TotE [Building w Oil Heat] | Education | Total Electric | RET | 0.0035 | 0.0049651 | 0.0094204 | 0.016506 | 0.023041 | 0.026521 | 0.027456 | 0.028501 | 0.028765 | 0.028145
| EMS_Com, O - TotF [Building w Oil Heat] | Education |  | NC | 0.07 | 0.072904 | 0.085741 | 0.10903 | 0.13748 | 0.1613 | 0.17596 | 0.18193 | 0.1832 | 0.18152
| EMS_Com, O - TotF [Building w Oil Heat] | Education |  | RET | 0.0035 | 0.0050407 | 0.009089 | 0.015941 | 0.022167 | 0.025228 | 0.026217 | 0.02638 | 0.026171 | 0.025946
| EMS_Com, E - TotE [Building w Propane Heat] | Education | Total Electric | NC | 0.07 | 0.072964 | 0.085756 | 0.11043 | 0.13897 | 0.16834 | 0.18669 | 0.19042 | 0.1935 | 0.19259
| EMS_Com, E - TotE [Building w Propane Heat] | Education | Total Electric | RET | 0.0035 | 0.0049651 | 0.0094204 | 0.016506 | 0.023041 | 0.026521 | 0.027456 | 0.028501 | 0.028765 | 0.028145
| VFDs on HVAC Pumps_Com, E - Oth | Education | Other | RET | 0.005 | 0.017311 | 0.035982 | 0.04605 | 0.049286 | 0.050294 | 0.049727 | 0.050895 | 0.051365 | 0.050259
| ECM Circulators_Com, E - Oth | Education | Other | RET | 0.01 | 0.025818 | 0.042301 | 0.048281 | 0.049885 | 0.050294 | 0.049727 | 0.050895 | 0.051365 | 0.050259
| Motors_Com, E - Oth | Education | Other | NC | 0.3 | 0.5095 | 0.63738 | 0.67605 | 0.65826 | 0.65725 | 0.65635 | 0.6388 | 0.63671 | 0.62888
| Motors_Com, E - Oth | Education | Other | RET | 0.005 | 0.017225 | 0.035173 | 0.043442 | 0.044393 | 0.043098 | 0.040503 | 0.039515 | 0.03802 | 0.035472
| Motors_Com, E - Oth | Education | Other | REPL | 0.3 | 0.51645 | 0.67735 | 0.69864 | 0.67615 | 0.64146 | 0.59444 | 0.56949 | 0.53549 | 0.48554
| Ext Area Ltg_Com, E - ExtL | Education | Exterior Lighting | NC | 0.16 | 0.26816 | 0.30892 | 0.31279 | 0.29785 | 0.29576 | 0.29536 | 0.28746 | 0.28652 | 0.28299
| Ext Area Ltg_Com, E - ExtL | Education | Exterior Lighting | RET | 0.02 | 0.036839 | 0.046535 | 0.047385 | 0.046386 | 0.050294 | 0.049727 | 0.050895 | 0.051365 | 0.050259
| Ext Area Ltg_Com, E - ExtL | Education | Exterior Lighting | REPL | 0.16 | 0.26196 | 0.31185 | 0.30483 | 0.28719 | 0.32472 | 0.35741 | 0.36644 | 0.36983 | 0.36186
| Street Ltg_Com, E - ExtL | Education | Exterior Lighting | NC | 0.246 | 0.35859 | 0.4362 | 0.46955 | 0.46439 | 0.46943 | 0.47093 | 0.45834 | 0.45684 | 0.45122
| Street Ltg_Com, E - ExtL | Education | Exterior Lighting | RET | 0.02 | 0.033763 | 0.044243 | 0.04651 | 0.046343 | 0.050294 | 0.049727 | 0.050895 | 0.051365 | 0.050259
| Street Ltg_Com, E - ExtL | Education | Exterior Lighting | REPL | 0.246 | 0.35149 | 0.44309 | 0.4612 | 0.45164 | 0.51933 | 0.57087 | 0.58427 | 0.58967 | 0.57697
| Ext Ltg Ctrls_Com, E - ExtL | Education | Exterior Lighting | RET | 0.02 | 0.036139 | 0.047284 | 0.049739 | 0.05016 | 0.050294 | 0.049727 | 0.050895 | 0.051365 | 0.050259
| Ext Ltg Dsgn_Com, E - ExtL | Education | Exterior Lighting | NC | 0.013 | 0.027537 | 0.04613 | 0.061414 | 0.067815 | 0.071987 | 0.073864 | 0.072663 | 0.072426 | 0.071535
| Ext Ltg Dsgn_Com, E - ExtL | Education | Exterior Lighting | REPL | 0.013 | 0.028564 | 0.052045 | 0.070812 | 0.082228 | 0.088137 | 0.08954 | 0.092628 | 0.093485 | 0.091471
| Int Ltg Ctrls_Com, E - IntL [No Heat] | Education | Interior Lighting | RET | 0.03 | 0.04217 | 0.0494 | 0.050293 | 0.05016 | 0.050294 | 0.049727 | 0.050895 | 0.051365 | 0.050259
| Int Ltg Ctrls_Com, E - IntL [Electric Heat] | Education | Interior Lighting | RET | 0.03 | 0.04217 | 0.0494 | 0.050293 | 0.05016 | 0.050294 | 0.049727 | 0.050895 | 0.051365 | 0.050259
| Int Ltg Ctrls_Com, E/G - IntL | Education | Interior Lighting | RET | 0.03 | 0.04217 | 0.0494 | 0.050293 | 0.05016 | 0.050294 | 0.049727 | 0.050895 | 0.051365 | 0.050259
| Int Ltg Ctrls_Com, E/O - IntL | Education | Interior Lighting | RET | 0.03 | 0.04217 | 0.0494 | 0.050293 | 0.05016 | 0.050294 | 0.049727 | 0.050895 | 0.051365 | 0.050259
| Exit Sign RetFit_Com, E - IntL [No Heat] | Education | Interior Lighting | RET | 0.03 | 0.04217 | 0.0494 | 0.050293 | 0.05016 | 0.050294 | 0.049727 | 0.050895 | 0.051365 | 0.050259
| Exit Sign RetFit_Com, E - IntL [Electric Heat] | Education | Interior Lighting | RET | 0.03 | 0.04217 | 0.0494 | 0.050293 | 0.05016 | 0.050294 | 0.049727 | 0.050895 | 0.051365 | 0.050259
| Exit Sign RetFit_Com, E/G - IntL | Education | Interior Lighting | RET | 0.03 | 0.04217 | 0.0494 | 0.050293 | 0.05016 | 0.050294 | 0.049727 | 0.050895 | 0.051365 | 0.050259
| Exit Sign RetFit_Com, E/O - IntL | Education | Interior Lighting | RET | 0.03 | 0.04217 | 0.0494 | 0.050293 | 0.05016 | 0.050294 | 0.049727 | 0.050895 | 0.051365 | 0.050259
| LED HiLo Bay_Com, E - IntL [No Heat] | Education | Interior Lighting | NC | 0.3 | 0.60332 | 0.7503 | 0.77654 | 0.74462 | 0.73941 | 0.73839 | 0.71865 | 0.7163 | 0.70748
| LED HiLo Bay_Com, E - IntL [No Heat] | Education | Interior Lighting | RET | 0.02 | 0.038408 | 0.058727 | 0.065024 | 0.070445 | 0.066829 | 0.062516 | 0.068104 | 0.071742 | 0.07123
| LED HiLo Bay_Com, E - IntL [No Heat] | Education | Interior Lighting | REPL | 0.3 | 0.58827 | 0.74494 | 0.72526 | 0.6591 | 0.58844 | 0.5102 | 0.43973 | 0.35134 | 0.30514
| LED HiLo Bay_Com, E - IntL [Electric Heat] | Education | Interior Lighting | NC | 0.3 | 0.60332 | 0.7503 | 0.77654 | 0.74462 | 0.73941 | 0.73839 | 0.71865 | 0.7163 | 0.70748
| LED HiLo Bay_Com, E - IntL [Electric Heat] | Education | Interior Lighting | RET | 0.02 | 0.038408 | 0.058727 | 0.065024 | 0.070445 | 0.066829 | 0.062516 | 0.068104 | 0.071742 | 0.07123
| LED HiLo Bay_Com, E - IntL [Electric Heat] | Education | Interior Lighting | REPL | 0.3 | 0.58827 | 0.74494 | 0.72526 | 0.6591 | 0.58844 | 0.5102 | 0.43973 | 0.35134 | 0.30514
| LED HiLo Bay_Com, E/G - IntL | Education | Interior Lighting | NC | 0.3 | 0.60332 | 0.7503 | 0.77654 | 0.74462 | 0.73941 | 0.73839 | 0.71865 | 0.7163 | 0.70748
| LED HiLo Bay_Com, E/G - IntL | Education | Interior Lighting | RET | 0.02 | 0.038408 | 0.058727 | 0.065024 | 0.070445 | 0.066829 | 0.062516 | 0.068104 | 0.071742 | 0.07123
| LED HiLo Bay_Com, E/G - IntL | Education | Interior Lighting | REPL | 0.3 | 0.58827 | 0.74494 | 0.72526 | 0.6591 | 0.58844 | 0.5102 | 0.43973 | 0.35134 | 0.30514
| LED HiLo Bay_Com, E/O - IntL | Education | Interior Lighting | NC | 0.3 | 0.60332 | 0.7503 | 0.77654 | 0.74462 | 0.73941 | 0.73839 | 0.71865 | 0.7163 | 0.70748
| LED HiLo Bay_Com, E/O - IntL | Education | Interior Lighting | RET | 0.02 | 0.038408 | 0.058727 | 0.065024 | 0.070445 | 0.066829 | 0.062516 | 0.068104 | 0.071742 | 0.07123
| LED HiLo Bay_Com, E/O - IntL | Education | Interior Lighting | REPL | 0.3 | 0.58827 | 0.74494 | 0.72526 | 0.6591 | 0.58844 | 0.5102 | 0.43973 | 0.35134 | 0.30514
| Repl Scre_Com, E - IntL [No Heat] | Education | Interior Lighting | NC | 0.3 | 0.60332 | 0 | 0 | 0 | 0 | 0 | 0 | 0 | 0
| Repl Scre_Com, E - IntL [No Heat] | Education | Interior Lighting | RET | 0.1 | 0.11541 | 0 | 0 | 0 | 0 | 0 | 0 | 0 | 0
| Repl Scre_Com, E - IntL [No Heat] | Education | Interior Lighting | REPL | 0.3 | 0.62581 | 0 | 0 | 0 | 0 | 0 | 0 | 0 | 0
| Repl Scre_Com, E - IntL [Electric Heat] | Education | Interior Lighting | NC | 0.3 | 0.60332 | 0 | 0 | 0 | 0 | 0 | 0 | 0 | 0
| Repl Scre_Com, E - IntL [Electric Heat] | Education | Interior Lighting | RET | 0.1 | 0.11541 | 0 | 0 | 0 | 0 | 0 | 0 | 0 | 0
| Repl Scre_Com, E - IntL [Electric Heat] | Education | Interior Lighting | REPL | 0.3 | 0.62581 | 0 | 0 | 0 | 0 | 0 | 0 | 0 | 0
| Repl Scre_Com, E/G - IntL | Education | Interior Lighting | NC | 0.3 | 0.60332 | 0 | 0 | 0 | 0 | 0 | 0 | 0 | 0
| Repl Scre_Com, E/G - IntL | Education | Interior Lighting | RET | 0.1 | 0.11541 | 0 | 0 | 0 | 0 | 0 | 0 | 0 | 0
| Repl Scre_Com, E/G - IntL | Education | Interior Lighting | REPL | 0.3 | 0.62581 | 0 | 0 | 0 | 0 | 0 | 0 | 0 | 0
| Repl Scre_Com, E/O - IntL | Education | Interior Lighting | NC | 0.3 | 0.60332 | 0 | 0 | 0 | 0 | 0 | 0 | 0 | 0
| Repl Scre_Com, E/O - IntL | Education | Interior Lighting | RET | 0.1 | 0.11541 | 0 | 0 | 0 | 0 | 0 | 0 | 0 | 0
| Repl Scre_Com, E/O - IntL | Education | Interior Lighting | REPL | 0.3 | 0.62581 | 0 | 0 | 0 | 0 | 0 | 0 | 0 | 0
| Lin LED Fixture_Com, E - IntL [No Heat] | Education | Interior Lighting | NC | 0.045 | 0.061594 | 0.090755 | 0.10887 | 0.10991 | 0.11091 | 0.11076 | 0.1078 | 0.10745 | 0.10612
| Lin LED Fixture_Com, E - IntL [No Heat] | Education | Interior Lighting | RET | 0.0045 | 0.0046982 | 0.0054898 | 0.0058062 | 0.0058874 | 0.005911 | 0.005817 | 0.0059256 | 0.0061638 | 0.006031
| Lin LED Fixture_Com, E - IntL [No Heat] | Education | Interior Lighting | REPL | 0.045 | 0.063294 | 0.10088 | 0.12295 | 0.12973 | 0.13137 | 0.12909 | 0.13129 | 0.13761 | 0.1357
| Lin LED Fixture_Com, E - IntL [Electric Heat] | Education | Interior Lighting | NC | 0.045 | 0.061594 | 0.090755 | 0.10887 | 0.10991 | 0.11091 | 0.11076 | 0.1078 | 0.10745 | 0.10612
| Lin LED Fixture_Com, E - IntL [Electric Heat] | Education | Interior Lighting | RET | 0.0045 | 0.0046982 | 0.0054898 | 0.0058062 | 0.0058874 | 0.005911 | 0.005817 | 0.0059256 | 0.0061638 | 0.006031
| Lin LED Fixture_Com, E - IntL [Electric Heat] | Education | Interior Lighting | REPL | 0.045 | 0.063294 | 0.10088 | 0.12295 | 0.12973 | 0.13137 | 0.12909 | 0.13129 | 0.13761 | 0.1357
| Lin LED Fixture_Com, E/G - IntL | Education | Interior Lighting | NC | 0.045 | 0.061594 | 0.090755 | 0.10887 | 0.10991 | 0.11091 | 0.11076 | 0.1078 | 0.10745 | 0.10612
| Lin LED Fixture_Com, E/G - IntL | Education | Interior Lighting | RET | 0.0045 | 0.0046982 | 0.0054898 | 0.0058062 | 0.0058874 | 0.005911 | 0.005817 | 0.0059256 | 0.0061638 | 0.006031
| Lin LED Fixture_Com, E/G - IntL | Education | Interior Lighting | REPL | 0.045 | 0.063294 | 0.10088 | 0.12295 | 0.12973 | 0.13137 | 0.12909 | 0.13129 | 0.13761 | 0.1357
| Lin LED Fixture_Com, E/O - IntL | Education | Interior Lighting | NC | 0.045 | 0.061594 | 0.090755 | 0.10887 | 0.10991 | 0.11091 | 0.11076 | 0.1078 | 0.10745 | 0.10612
| Lin LED Fixture_Com, E/O - IntL | Education | Interior Lighting | RET | 0.0045 | 0.0046982 | 0.0054898 | 0.0058062 | 0.0058874 | 0.005911 | 0.005817 | 0.0059256 | 0.0061638 | 0.006031
| Lin LED Fixture_Com, E/O - IntL | Education | Interior Lighting | REPL | 0.045 | 0.063294 | 0.10088 | 0.12295 | 0.12973 | 0.13137 | 0.12909 | 0.13129 | 0.13761 | 0.1357
| LED Tube Repl_Com, E - IntL [No Heat] | Education | Interior Lighting | RET | 0.0255 | 0.026185 | 0.030053 | 0.031154 | 0.030916 | 0.032624 | 0.033637 | 0.034608 | 0.034928 | 0.034176
| LED Tube Repl_Com, E - IntL [No Heat] | Education | Interior Lighting | REPL | 0.255 | 0.34288 | 0.53167 | 0.62835 | 0.64154 | 0.67845 | 0.69528 | 0.73665 | 0.76874 | 0.76896
| LED Tube Repl_Com, E - IntL [Electric Heat] | Education | Interior Lighting | RET | 0.0255 | 0.026185 | 0.030053 | 0.031154 | 0.030916 | 0.032624 | 0.033637 | 0.034608 | 0.034928 | 0.034176
| LED Tube Repl_Com, E - IntL [Electric Heat] | Education | Interior Lighting | REPL | 0.255 | 0.34288 | 0.53167 | 0.62835 | 0.64154 | 0.67845 | 0.69528 | 0.73665 | 0.76874 | 0.76896
| LED Tube Repl_Com, E/G - IntL | Education | Interior Lighting | RET | 0.0255 | 0.026185 | 0.030053 | 0.031154 | 0.030916 | 0.032624 | 0.033637 | 0.034608 | 0.034928 | 0.034176
| LED Tube Repl_Com, E/G - IntL | Education | Interior Lighting | REPL | 0.255 | 0.34288 | 0.53167 | 0.62835 | 0.64154 | 0.67845 | 0.69528 | 0.73665 | 0.76874 | 0.76896
| LED Tube Repl_Com, E/O - IntL | Education | Interior Lighting | RET | 0.0255 | 0.026185 | 0.030053 | 0.031154 | 0.030916 | 0.032624 | 0.033637 | 0.034608 | 0.034928 | 0.034176
| LED Tube Repl_Com, E/O - IntL | Education | Interior Lighting | REPL | 0.255 | 0.34288 | 0.53167 | 0.62835 | 0.64154 | 0.67845 | 0.69528 | 0.73665 | 0.76874 | 0.76896
| Repl pin CFL wLED_Com, E - IntL [No Heat] | Education | Interior Lighting | RET | 0.03 | 0.041824 | 0.047343 | 0.04655 | 0.044852 | 0.049034 | 0.049727 | 0.050895 | 0.051365 | 0.050259
| Repl pin CFL wLED_Com, E - IntL [No Heat] | Education | Interior Lighting | REPL | 0.3 | 0.57962 | 0.74281 | 0.74093 | 0.702 | 0.7576 | 0.80217 | 0.87537 | 0.92457 | 0.90466
| Repl pin CFL wLED_Com, E - IntL [Electric Heat] | Education | Interior Lighting | RET | 0.03 | 0.041824 | 0.047343 | 0.04655 | 0.044852 | 0.049034 | 0.049727 | 0.050895 | 0.051365 | 0.050259
| Repl pin CFL wLED_Com, E - IntL [Electric Heat] | Education | Interior Lighting | REPL | 0.3 | 0.57962 | 0.74281 | 0.74093 | 0.702 | 0.7576 | 0.80217 | 0.87537 | 0.92457 | 0.90466
| Repl pin CFL wLED_Com, E/G - IntL | Education | Interior Lighting | RET | 0.03 | 0.041824 | 0.047343 | 0.04655 | 0.044852 | 0.049034 | 0.049727 | 0.050895 | 0.051365 | 0.050259
| Repl pin CFL wLED_Com, E/G - IntL | Education | Interior Lighting | REPL | 0.3 | 0.57962 | 0.74281 | 0.74093 | 0.702 | 0.7576 | 0.80217 | 0.87537 | 0.92457 | 0.90466
| Repl pin CFL wLED_Com, E/O - IntL | Education | Interior Lighting | RET | 0.03 | 0.041824 | 0.047343 | 0.04655 | 0.044852 | 0.049034 | 0.049727 | 0.050895 | 0.051365 | 0.050259
| Repl pin CFL wLED_Com, E/O - IntL | Education | Interior Lighting | REPL | 0.3 | 0.57962 | 0.74281 | 0.74093 | 0.702 | 0.7576 | 0.80217 | 0.87537 | 0.92457 | 0.90466
| Refrig Case LED_Com, E - IntL | Education | Interior Lighting | NC | 0.3 | 0.60332 | 0.7503 | 0.77654 | 0.74462 | 0.73941 | 0.73839 | 0.71865 | 0.7163 | 0.70748
| Refrig Case LED_Com, E - IntL | Education | Interior Lighting | RET | 0.03 | 0.042002 | 0.047843 | 0.047371 | 0.04597 | 0.044941 | 0.043324 | 0.043232 | 0.047892 | 0.050259
| Refrig Case LED_Com, E - IntL | Education | Interior Lighting | REPL | 0.3 | 0.57962 | 0.74281 | 0.74093 | 0.702 | 0.65861 | 0.60643 | 0.57486 | 0.63026 | 0.66568
| Refrig Case Ctrls_Com, E - IntL | Education | Interior Lighting | RET | 0.03 | 0.04217 | 0.0494 | 0.050293 | 0.05016 | 0.050294 | 0.049727 | 0.050895 | 0.051365 | 0.050259
| Stair Occ Sensor_Com, E - IntL [No Heat] | Education | Interior Lighting | NC | 0.3 | 0.5095 | 0.63738 | 0.67605 | 0.65826 | 0.65725 | 0.65635 | 0.6388 | 0.63671 | 0.62888
| Stair Occ Sensor_Com, E - IntL [No Heat] | Education | Interior Lighting | RET | 0.02 | 0.028053 | 0.033714 | 0.034858 | 0.035112 | 0.035206 | 0.034809 | 0.035626 | 0.035956 | 0.035181
| Stair Occ Sensor_Com, E - IntL [Electric Heat] | Education | Interior Lighting | NC | 0.3 | 0.5095 | 0.63738 | 0.67605 | 0.65826 | 0.65725 | 0.65635 | 0.6388 | 0.63671 | 0.62888
| Stair Occ Sensor_Com, E - IntL [Electric Heat] | Education | Interior Lighting | RET | 0.02 | 0.029027 | 0.034423 | 0.035165 | 0.035112 | 0.035206 | 0.034809 | 0.035626 | 0.035956 | 0.035181
| Stair Occ Sensor_Com, E/G - IntL | Education | Interior Lighting | NC | 0.3 | 0.5095 | 0.63738 | 0.67605 | 0.65826 | 0.65725 | 0.65635 | 0.6388 | 0.63671 | 0.62888
| Stair Occ Sensor_Com, E/G - IntL | Education | Interior Lighting | RET | 0.02 | 0.029027 | 0.034423 | 0.035165 | 0.035112 | 0.035206 | 0.034809 | 0.035626 | 0.035956 | 0.035181
| Stair Occ Sensor_Com, E/O - IntL | Education | Interior Lighting | NC | 0.3 | 0.5095 | 0.63738 | 0.67605 | 0.65826 | 0.65725 | 0.65635 | 0.6388 | 0.63671 | 0.62888
| Stair Occ Sensor_Com, E/O - IntL | Education | Interior Lighting | RET | 0.02 | 0.029027 | 0.034423 | 0.035165 | 0.035112 | 0.035206 | 0.034809 | 0.035626 | 0.035956 | 0.035181
| Int Delamping_Com, E - IntL [No Heat] | Education | Interior Lighting | RET | 0.02 | 0.028053 | 0.033714 | 0.034858 | 0.035112 | 0.035206 | 0.034809 | 0.035626 | 0.035956 | 0.035181
| Int Delamping_Com, E - IntL [Electric Heat] | Education | Interior Lighting | RET | 0.02 | 0.028053 | 0.033714 | 0.034858 | 0.035112 | 0.035206 | 0.034809 | 0.035626 | 0.035956 | 0.035181
| Int Delamping_Com, E/G - IntL | Education | Interior Lighting | RET | 0.02 | 0.028053 | 0.033714 | 0.034858 | 0.035112 | 0.035206 | 0.034809 | 0.035626 | 0.035956 | 0.035181
| Int Delamping_Com, E/O - IntL | Education | Interior Lighting | RET | 0.02 | 0.028053 | 0.033714 | 0.034858 | 0.035112 | 0.035206 | 0.034809 | 0.035626 | 0.035956 | 0.035181
| Int Ltg Dsgn_Com, E - IntL [No Heat] | Education | Interior Lighting | NC | 0.2 | 0.34106 | 0.46865 | 0.54131 | 0.55337 | 0.56722 | 0.57362 | 0.55895 | 0.55712 | 0.55027
| Int Ltg Dsgn_Com, E - IntL [Electric Heat] | Education | Interior Lighting | NC | 0.2 | 0.34106 | 0.46865 | 0.54131 | 0.55337 | 0.56722 | 0.57362 | 0.55895 | 0.55712 | 0.55027
| Int Ltg Dsgn_Com, E/G - IntL | Education | Interior Lighting | NC | 0.2 | 0.34106 | 0.46865 | 0.54131 | 0.55337 | 0.56722 | 0.57362 | 0.55895 | 0.55712 | 0.55027
| Int Ltg Dsgn_Com, E/O - IntL | Education | Interior Lighting | NC | 0.2 | 0.34106 | 0.46865 | 0.54131 | 0.55337 | 0.56722 | 0.57362 | 0.55895 | 0.55712 | 0.55027
| Room Air Conditioner_Com, E - Cool | Grocery | Cooling | NC | 0.35 | 0.54918 | 0.65532 | 0.6821 | 0.66004 | 0.65725 | 0.65635 | 0.6388 | 0.63671 | 0.62888
| Room Air Conditioner_Com, E - Cool | Grocery | Cooling | RET | 0.002 | 0.0023269 | 0.0037523 | 0.0054738 | 0.0062613 | 0.0062231 | 0.0071944 | 0.0082558 | 0.0091693 | 0.0090466
| Room Air Conditioner_Com, E - Cool | Grocery | Cooling | REPL | 0.35 | 0.56704 | 0.73282 | 0.77425 | 0.78123 | 0.77838 | 0.79564 | 0.81431 | 0.82184 | 0.80414
| Chiller Systems_Com, E - Cool | Grocery | Cooling | NC | 0.2 | 0.40942 | 0.58382 | 0.6566 | 0.65237 | 0.65725 | 0.65635 | 0.6388 | 0.63671 | 0.62888
| Chiller Systems_Com, E - Cool | Grocery | Cooling | RET | 0.01 | 0.023204 | 0.038496 | 0.045464 | 0.047552 | 0.047958 | 0.046831 | 0.047271 | 0.047052 | 0.045405
| Chiller Systems_Com, E - Cool | Grocery | Cooling | REPL | 0.2 | 0.41029 | 0.61125 | 0.66775 | 0.65894 | 0.63016 | 0.58327 | 0.55625 | 0.5203 | 0.46888
| Chiller Tuneup_Com, E - Cool | Grocery | Cooling | RET | 0.02 | 0.034104 | 0.045487 | 0.048908 | 0.049944 | 0.050294 | 0.049727 | 0.050895 | 0.051365 | 0.050259
| Mini Split Ductless AC_Com, E - Cool | Grocery | Cooling | NC | 0 | 0 | 0 | 0 | 0 | 0 | 0 | 0 | 0 | 0
| Mini Split Ductless AC_Com, E - Cool | Grocery | Cooling | RET | 0.002 | 0.0025171 | 0.0043144 | 0.0067169 | 0.0082024 | 0.008698 | 0.0086676 | 0.0088335 | 0.0088777 | 0.00865
| Mini Split Ductless AC_Com, E - Cool | Grocery | Cooling | REPL | 0 | 0 | 0 | 0 | 0 | 0 | 0 | 0 | 0 | 0
| Eff Unitary AC_Com, E - Cool | Grocery | Cooling | NC | 0.35 | 0.54918 | 0.65532 | 0.6821 | 0.66004 | 0.65725 | 0.65635 | 0.6388 | 0.63671 | 0.62888
| Eff Unitary AC_Com, E - Cool | Grocery | Cooling | RET | 0.05 | 0.047535 | 0.048638 | 0.046985 | 0.045657 | 0.044715 | 0.043183 | 0.045717 | 0.047639 | 0.048045
| Eff Unitary AC_Com, E - Cool | Grocery | Cooling | REPL | 0.35 | 0.53548 | 0.67282 | 0.69211 | 0.68028 | 0.65986 | 0.62855 | 0.65964 | 0.68222 | 0.68365
| PTAC_Com, E - Cool | Grocery | Cooling | NC | 0.35 | 0.54918 | 0.65532 | 0.6821 | 0.66004 | 0.65725 | 0.65635 | 0.6388 | 0.63671 | 0.62888
| PTAC_Com, E - Cool | Grocery | Cooling | RET | 0.004 | 0.0050347 | 0.0086307 | 0.013439 | 0.016417 | 0.017415 | 0.017362 | 0.018322 | 0.018491 | 0.018093
| PTAC_Com, E - Cool | Grocery | Cooling | REPL | 0.35 | 0.56443 | 0.72628 | 0.76201 | 0.76213 | 0.75205 | 0.72926 | 0.81431 | 0.82184 | 0.80414
| Unitary Equipment Economizer_Com, E - Cool | Grocery | Cooling | RET | 0.02 | 0.036139 | 0.047284 | 0.049739 | 0.05016 | 0.050294 | 0.049727 | 0.050895 | 0.051365 | 0.050259
| AC Tuneup_Com, E - Cool [ASHP] | Grocery | Cooling | RET | 0.01 | 0.025818 | 0.042301 | 0.048281 | 0.049885 | 0.050294 | 0.049727 | 0.050895 | 0.051365 | 0.050259
| AC Tuneup_Com, E - Heat [ASHP] | Grocery | Space Heating | RET | 0.01 | 0.025818 | 0.042301 | 0.048281 | 0.049885 | 0.050294 | 0.049727 | 0.050895 | 0.051365 | 0.050259
| AC Tuneup_Com, E - Cool [Unitary AC] | Grocery | Cooling | RET | 0.01 | 0.025818 | 0.042301 | 0.048281 | 0.049885 | 0.050294 | 0.049727 | 0.050895 | 0.051365 | 0.050259
| DCV_Com, E - Cool [Building w Elec Heat] | Grocery | Cooling | RET | 0.015 | 0.029391 | 0.042942 | 0.047996 | 0.049657 | 0.050294 | 0.049727 | 0.050895 | 0.051365 | 0.050259
| DCV_Com, E - Heat [Building w Elec Heat] | Grocery | Space Heating | RET | 0.015 | 0.029391 | 0.042942 | 0.047996 | 0.049657 | 0.050294 | 0.049727 | 0.050895 | 0.051365 | 0.050259
| DCV_Com, E - Vent [Building w Elec Heat] | Grocery | Ventilation | RET | 0.015 | 0.029391 | 0.042942 | 0.047996 | 0.049657 | 0.050294 | 0.049727 | 0.050895 | 0.051365 | 0.050259
| DCV_Com, E - Cool [Building w Gas Heat] | Grocery | Cooling | RET | 0.015 | 0.029391 | 0.042942 | 0.047996 | 0.049657 | 0.050294 | 0.049727 | 0.050895 | 0.051365 | 0.050259
| DCV_Com, G - Heat [Building w Gas Heat] | Grocery |  | RET | 0.015 | 0.030159 | 0.042072 | 0.047224 | 0.049011 | 0.04953 | 0.049681 | 0.04987 | 0.050161 | 0.05041
| DCV_Com, E - Vent [Building w Gas Heat] | Grocery | Ventilation | RET | 0.015 | 0.029391 | 0.042942 | 0.047996 | 0.049657 | 0.050294 | 0.049727 | 0.050895 | 0.051365 | 0.050259
| DCV_Com, E - Cool [Building w Oil Heat] | Grocery | Cooling | RET | 0.015 | 0.029391 | 0.042942 | 0.047996 | 0.049657 | 0.050294 | 0.049727 | 0.050895 | 0.051365 | 0.050259
| DCV_Com, O - Heat [Building w Oil Heat] | Grocery |  | RET | 0.015 | 0.029839 | 0.041431 | 0.046354 | 0.047774 | 0.047842 | 0.047483 | 0.047108 | 0.046733 | 0.046332
| DCV_Com, E - Vent [Building w Oil Heat] | Grocery | Ventilation | RET | 0.015 | 0.029391 | 0.042942 | 0.047996 | 0.049657 | 0.050294 | 0.049727 | 0.050895 | 0.051365 | 0.050259
| DCV_Com, E - Cool [Building w Propane Heat] | Grocery | Cooling | RET | 0.015 | 0.029391 | 0.042942 | 0.047996 | 0.049657 | 0.050294 | 0.049727 | 0.050895 | 0.051365 | 0.050259
| DCV_Com, P - Heat [Building w Propane Heat] | Grocery |  | RET | 0.015 | 0.029839 | 0.041431 | 0.046354 | 0.047774 | 0.047842 | 0.047483 | 0.047108 | 0.046733 | 0.046332
| DCV_Com, E - Vent [Building w Propane Heat] | Grocery | Ventilation | RET | 0.015 | 0.029391 | 0.042942 | 0.047996 | 0.049657 | 0.050294 | 0.049727 | 0.050895 | 0.051365 | 0.050259
| Controls for Unitary AC_Com, E - Cool | Grocery | Cooling | RET | 0.015 | 0.029391 | 0.042942 | 0.047996 | 0.049657 | 0.050294 | 0.049727 | 0.050895 | 0.051365 | 0.050259
| Optimized Unitary AC Sys_Com, E - Cool [Building w Elec Heat] | Grocery | Cooling | NC | 0.15 | 0.28154 | 0.42121 | 0.51481 | 0.54172 | 0.56238 | 0.57169 | 0.55895 | 0.55712 | 0.55027
| Optimized Unitary AC Sys_Com, E - Heat [Building w Elec Heat] | Grocery | Space Heating | NC | 0.15 | 0.28154 | 0.42121 | 0.51481 | 0.54172 | 0.56238 | 0.57169 | 0.55895 | 0.55712 | 0.55027
| Optimized Unitary AC Sys_Com, E - Cool [Building w Gas Heat] | Grocery | Cooling | NC | 0.15 | 0.28154 | 0.42121 | 0.51481 | 0.54172 | 0.56238 | 0.57169 | 0.55895 | 0.55712 | 0.55027
| Optimized Unitary AC Sys_Com, G - Heat [Building w Gas Heat] | Grocery |  | NC | 0.15 | 0.28432 | 0.42765 | 0.51785 | 0.54977 | 0.55786 | 0.56374 | 0.56533 | 0.56616 | 0.56428
| Optimized Unitary AC Sys_Com, E - Cool [Building w Oil Heat] | Grocery | Cooling | NC | 0.15 | 0.28154 | 0.42121 | 0.51481 | 0.54172 | 0.56238 | 0.57169 | 0.55895 | 0.55712 | 0.55027
| Optimized Unitary AC Sys_Com, O - Heat [Building w Oil Heat] | Grocery |  | NC | 0.15 | 0.28131 | 0.42114 | 0.50831 | 0.53589 | 0.53885 | 0.5388 | 0.53403 | 0.52747 | 0.51864
| Optimized Unitary AC Sys_Com, E - Cool [Building w Propane Heat] | Grocery | Cooling | NC | 0.15 | 0.28154 | 0.42121 | 0.51481 | 0.54172 | 0.56238 | 0.57169 | 0.55895 | 0.55712 | 0.55027
| Optimized Unitary AC Sys_Com, P - Heat [Building w Propane Heat] | Grocery |  | NC | 0.15 | 0.28131 | 0.42114 | 0.50831 | 0.53589 | 0.53885 | 0.5388 | 0.53403 | 0.52747 | 0.51864
| Optimized Chiller Sys_Com, E - Cool | Grocery | Cooling | NC | 0.15 | 0.28154 | 0.42121 | 0.51481 | 0.54172 | 0.56238 | 0.57169 | 0.55895 | 0.55712 | 0.55027
| Cool Roof_Com, E - Cool [Building w Elec Heat] | Grocery | Cooling | NC | 0.1 | 0.15554 | 0.22193 | 0.28549 | 0.32654 | 0.36473 | 0.39023 | 0.39489 | 0.39795 | 0.39305
| Cool Roof_Com, E - Cool [Building w Elec Heat] | Grocery | Cooling | RET | 0 | 0.0019198 | 0.0061834 | 0.013576 | 0.024102 | 0.035153 | 0.042819 | 0.048563 | 0.051365 | 0.050259
| Cool Roof_Com, E - Heat [Building w Elec Heat] | Grocery | Space Heating | NC | 0.1 | 0.15554 | 0.22193 | 0.28549 | 0.32654 | 0.36473 | 0.39023 | 0.39489 | 0.39795 | 0.39305
| Cool Roof_Com, E - Heat [Building w Elec Heat] | Grocery | Space Heating | RET | 0 | 0.0019198 | 0.0061834 | 0.013576 | 0.024102 | 0.035153 | 0.042819 | 0.048563 | 0.051365 | 0.050259
| Cool Roof_Com, E - Cool [Building w Gas Heat] | Grocery | Cooling | NC | 0.1 | 0.15554 | 0.22193 | 0.28549 | 0.32654 | 0.36473 | 0.39023 | 0.39489 | 0.39795 | 0.39305
| Cool Roof_Com, E - Cool [Building w Gas Heat] | Grocery | Cooling | RET | 0 | 0.0019198 | 0.0061834 | 0.013576 | 0.024102 | 0.035153 | 0.042819 | 0.048563 | 0.051365 | 0.050259
| Cool Roof_Com, G - Heat [Building w Gas Heat] | Grocery |  | NC | 0.1 | 0.15708 | 0.22533 | 0.28718 | 0.33139 | 0.3618 | 0.3848 | 0.3994 | 0.4044 | 0.40306
| Cool Roof_Com, G - Heat [Building w Gas Heat] | Grocery |  | RET | 0 | 0.00197 | 0.0060582 | 0.013358 | 0.023788 | 0.034619 | 0.042779 | 0.047585 | 0.050161 | 0.05041
| Cool Roof_Com, E - Cool [Building w Oil Heat] | Grocery | Cooling | NC | 0.1 | 0.15554 | 0.22193 | 0.28549 | 0.32654 | 0.36473 | 0.39023 | 0.39489 | 0.39795 | 0.39305
| Cool Roof_Com, E - Cool [Building w Oil Heat] | Grocery | Cooling | RET | 0 | 0.0019198 | 0.0061834 | 0.013576 | 0.024102 | 0.035153 | 0.042819 | 0.048563 | 0.051365 | 0.050259
| Cool Roof_Com, O - Heat [Building w Oil Heat] | Grocery |  | NC | 0.1 | 0.15541 | 0.22189 | 0.28189 | 0.32303 | 0.34947 | 0.36778 | 0.37728 | 0.37676 | 0.37046
| Cool Roof_Com, O - Heat [Building w Oil Heat] | Grocery |  | RET | 0 | 0.0019491 | 0.0059659 | 0.013112 | 0.023188 | 0.033439 | 0.040886 | 0.04495 | 0.046733 | 0.046332
| Cool Roof_Com, E - Cool [Building w Propane Heat] | Grocery | Cooling | NC | 0.1 | 0.15554 | 0.22193 | 0.28549 | 0.32654 | 0.36473 | 0.39023 | 0.39489 | 0.39795 | 0.39305
| Cool Roof_Com, E - Cool [Building w Propane Heat] | Grocery | Cooling | RET | 0 | 0.0019198 | 0.0061834 | 0.013576 | 0.024102 | 0.035153 | 0.042819 | 0.048563 | 0.051365 | 0.050259
| Cool Roof_Com, P - Heat [Building w Propane Heat] | Grocery |  | NC | 0.1 | 0.15541 | 0.22189 | 0.28189 | 0.32303 | 0.34947 | 0.36778 | 0.37728 | 0.37676 | 0.37046
| Cool Roof_Com, P - Heat [Building w Propane Heat] | Grocery |  | RET | 0 | 0.0019491 | 0.0059659 | 0.013112 | 0.023188 | 0.033439 | 0.040886 | 0.04495 | 0.046733 | 0.046332
| GSHP_Com, E - Cool | Grocery | Cooling | RET | 0.002 | 0.0038855 | 0.0060812 | 0.0079712 | 0.0098337 | 0.011714 | 0.013351 | 0.015399 | 0.017206 | 0.018371
| GSHP_Com, E - Cool | Grocery | Cooling | REPL | 0.02 | 0.037028 | 0.068472 | 0.11081 | 0.16526 | 0.22516 | 0.27463 | 0.31961 | 0.34548 | 0.34792
| GSHP_Com, E - Heat | Grocery | Space Heating | RET | 0.002 | 0.0038855 | 0.0060812 | 0.0079712 | 0.0098337 | 0.011714 | 0.013351 | 0.015399 | 0.017206 | 0.018371
| GSHP_Com, E - Heat | Grocery | Space Heating | REPL | 0.02 | 0.037028 | 0.068472 | 0.11081 | 0.16526 | 0.22516 | 0.27463 | 0.31961 | 0.34548 | 0.34792
| Unitary HP_Com, E - Cool | Grocery | Cooling | NC | 0.35 | 0.54918 | 0.65532 | 0.6821 | 0.66004 | 0.65725 | 0.65635 | 0.6388 | 0.63671 | 0.62888
| Unitary HP_Com, E - Cool | Grocery | Cooling | RET | 0.008 | 0.022718 | 0.039759 | 0.046036 | 0.046943 | 0.046353 | 0.044727 | 0.05054 | 0.051365 | 0.050259
| Unitary HP_Com, E - Cool | Grocery | Cooling | REPL | 0.35 | 0.55175 | 0.68685 | 0.69346 | 0.666 | 0.62941 | 0.58254 | 0.64934 | 0.70896 | 0.74615
| Unitary HP_Com, E - Heat | Grocery | Space Heating | NC | 0.35 | 0.54918 | 0.65532 | 0.6821 | 0.66004 | 0.65725 | 0.65635 | 0.6388 | 0.63671 | 0.62888
| Unitary HP_Com, E - Heat | Grocery | Space Heating | RET | 0.008 | 0.022718 | 0.039759 | 0.046036 | 0.046943 | 0.046353 | 0.044727 | 0.05054 | 0.051365 | 0.050259
| Unitary HP_Com, E - Heat | Grocery | Space Heating | REPL | 0.35 | 0.55175 | 0.68685 | 0.69346 | 0.666 | 0.62941 | 0.58254 | 0.64934 | 0.70896 | 0.74615
| PTHP_Com, E - Cool | Grocery | Cooling | NC | 0.35 | 0.54918 | 0.65532 | 0.6821 | 0.66004 | 0.65725 | 0.65635 | 0.6388 | 0.63671 | 0.62888
| PTHP_Com, E - Cool | Grocery | Cooling | RET | 0.004 | 0.0042067 | 0.0053489 | 0.0066696 | 0.0074858 | 0.0077622 | 0.0077008 | 0.0079902 | 0.0081729 | 0.0080414
| PTHP_Com, E - Cool | Grocery | Cooling | REPL | 0.35 | 0.56491 | 0.72929 | 0.7705 | 0.77798 | 0.77587 | 0.76076 | 0.78869 | 0.80615 | 0.79873
| PTHP_Com, E - Heat | Grocery | Space Heating | NC | 0.35 | 0.54918 | 0.65532 | 0.6821 | 0.66004 | 0.65725 | 0.65635 | 0.6388 | 0.63671 | 0.62888
| PTHP_Com, E - Heat | Grocery | Space Heating | RET | 0.004 | 0.0042067 | 0.0053489 | 0.0066696 | 0.0074858 | 0.0077622 | 0.0077008 | 0.0079902 | 0.0081729 | 0.0080414
| PTHP_Com, E - Heat | Grocery | Space Heating | REPL | 0.35 | 0.56491 | 0.72929 | 0.7705 | 0.77798 | 0.77587 | 0.76076 | 0.78869 | 0.80615 | 0.79873
| Minisplit Ductless HP_Com, E - Cool | Grocery | Cooling | RET | 0.025 | 0.038607 | 0.04567 | 0.045089 | 0.043136 | 0.041287 | 0.038968 | 0.039108 | 0.038723 | 0.037192
| Minisplit Ductless HP_Com, E - Cool | Grocery | Cooling | REPL | 0.175 | 0.26615 | 0.32784 | 0.32921 | 0.315 | 0.29661 | 0.27337 | 0.26773 | 0.25803 | 0.24056
| Minisplit Ductless HP_Com, E - Heat | Grocery | Space Heating | RET | 0.025 | 0.038607 | 0.04567 | 0.045089 | 0.043136 | 0.041287 | 0.038968 | 0.039108 | 0.038723 | 0.037192
| Minisplit Ductless HP_Com, E - Heat | Grocery | Space Heating | REPL | 0.175 | 0.26615 | 0.32784 | 0.32921 | 0.315 | 0.29661 | 0.27337 | 0.26773 | 0.25803 | 0.24056
| Programmable TStat_Com, E - Cool [Building w Elec Heat] | Grocery | Cooling | NC | 0.3 | 0.18767 | 0.090372 | 0 | 0 | 0 | 0 | 0 | 0 | 0
| Programmable TStat_Com, E - Cool [Building w Elec Heat] | Grocery | Cooling | RET | 0.02 | 0.0097332 | 0 | 0 | 0 | 0 | 0 | 0 | 0 | 0
| Programmable TStat_Com, E - Heat [Building w Elec Heat] | Grocery | Space Heating | NC | 0.3 | 0.18767 | 0.090372 | 0 | 0 | 0 | 0 | 0 | 0 | 0
| Programmable TStat_Com, E - Heat [Building w Elec Heat] | Grocery | Space Heating | RET | 0.02 | 0.0097332 | 0 | 0 | 0 | 0 | 0 | 0 | 0 | 0
| Programmable TStat_Com, E - Cool [Building w Gas Heat] | Grocery | Cooling | NC | 0.3 | 0.18767 | 0.090372 | 0 | 0 | 0 | 0 | 0 | 0 | 0
| Programmable TStat_Com, E - Cool [Building w Gas Heat] | Grocery | Cooling | RET | 0.02 | 0.0097332 | 0 | 0 | 0 | 0 | 0 | 0 | 0 | 0
| Programmable TStat_Com, G - Heat [Building w Gas Heat] | Grocery |  | NC | 0.3 | 0.18952 | 0.091754 | 0 | 0 | 0 | 0 | 0 | 0 | 0
| Programmable TStat_Com, G - Heat [Building w Gas Heat] | Grocery |  | RET | 0.02 | 0.0099873 | 0 | 0 | 0 | 0 | 0 | 0 | 0 | 0
| Programmable TStat_Com, E - Cool [Building w Propane Heat] | Grocery | Cooling | NC | 0.3 | 0.18767 | 0.090372 | 0 | 0 | 0 | 0 | 0 | 0 | 0
| Programmable TStat_Com, E - Cool [Building w Propane Heat] | Grocery | Cooling | RET | 0.02 | 0.0097332 | 0 | 0 | 0 | 0 | 0 | 0 | 0 | 0
| Programmable TStat_Com, P - Heat [Building w Propane Heat] | Grocery |  | NC | 0.3 | 0.18751 | 0.090356 | 0 | 0 | 0 | 0 | 0 | 0 | 0
| Programmable TStat_Com, P - Heat [Building w Propane Heat] | Grocery |  | RET | 0.02 | 0.0098815 | 0 | 0 | 0 | 0 | 0 | 0 | 0 | 0
| Programmable TStat_Com, E - Cool [Building w Oil Heat] | Grocery | Cooling | NC | 0.3 | 0.18767 | 0.090372 | 0 | 0 | 0 | 0 | 0 | 0 | 0
| Programmable TStat_Com, E - Cool [Building w Oil Heat] | Grocery | Cooling | RET | 0.02 | 0.0097332 | 0 | 0 | 0 | 0 | 0 | 0 | 0 | 0
| Programmable TStat_Com, O - Heat [Building w Oil Heat] | Grocery |  | NC | 0.3 | 0.18751 | 0.090356 | 0 | 0 | 0 | 0 | 0 | 0 | 0
| Programmable TStat_Com, O - Heat [Building w Oil Heat] | Grocery |  | RET | 0.02 | 0.0098815 | 0 | 0 | 0 | 0 | 0 | 0 | 0 | 0
| Smart TStat_Com, E - Cool [Building w Elec Heat] | Grocery | Cooling | NC | 0.05 | 0.18767 | 0.36149 | 0.43728 | 0.49641 | 0.57509 | 0.65635 | 0.6388 | 0.63671 | 0.62888
| Smart TStat_Com, E - Cool [Building w Elec Heat] | Grocery | Cooling | RET | 0.008 | 0.013966 | 0.027581 | 0.036803 | 0.039407 | 0.040235 | 0.039782 | 0.040716 | 0.041092 | 0.040207
| Smart TStat_Com, E - Heat [Building w Elec Heat] | Grocery | Space Heating | NC | 0.05 | 0.18767 | 0.36149 | 0.43728 | 0.49641 | 0.57509 | 0.65635 | 0.6388 | 0.63671 | 0.62888
| Smart TStat_Com, E - Heat [Building w Elec Heat] | Grocery | Space Heating | RET | 0.008 | 0.013966 | 0.027581 | 0.036803 | 0.039407 | 0.040235 | 0.039782 | 0.040716 | 0.041092 | 0.040207
| Smart TStat_Com, E - Cool [Building w Gas Heat] | Grocery | Cooling | NC | 0.05 | 0.18767 | 0.36149 | 0.43728 | 0.49641 | 0.57509 | 0.65635 | 0.6388 | 0.63671 | 0.62888
| Smart TStat_Com, E - Cool [Building w Gas Heat] | Grocery | Cooling | RET | 0.008 | 0.013966 | 0.027581 | 0.036803 | 0.039407 | 0.040235 | 0.039782 | 0.040716 | 0.041092 | 0.040207
| Smart TStat_Com, G - Heat [Building w Gas Heat] | Grocery |  | NC | 0.05 | 0.18952 | 0.36702 | 0.43986 | 0.50378 | 0.57047 | 0.64722 | 0.6461 | 0.64704 | 0.64489
| Smart TStat_Com, G - Heat [Building w Gas Heat] | Grocery |  | RET | 0.008 | 0.01433 | 0.027023 | 0.036211 | 0.038894 | 0.039624 | 0.039745 | 0.039896 | 0.040129 | 0.040328
| Smart TStat_Com, E - Cool [Building w Propane Heat] | Grocery | Cooling | NC | 0.05 | 0.18767 | 0.36149 | 0.43728 | 0.49641 | 0.57509 | 0.65635 | 0.6388 | 0.63671 | 0.62888
| Smart TStat_Com, E - Cool [Building w Propane Heat] | Grocery | Cooling | RET | 0.008 | 0.013966 | 0.027581 | 0.036803 | 0.039407 | 0.040235 | 0.039782 | 0.040716 | 0.041092 | 0.040207
| Smart TStat_Com, P - Heat [Building w Propane Heat] | Grocery |  | NC | 0.05 | 0.18751 | 0.36142 | 0.43176 | 0.49107 | 0.55104 | 0.61859 | 0.61032 | 0.60282 | 0.59273
| Smart TStat_Com, P - Heat [Building w Propane Heat] | Grocery |  | RET | 0.008 | 0.014179 | 0.026611 | 0.035544 | 0.037913 | 0.038274 | 0.037987 | 0.037686 | 0.037387 | 0.037066
| Smart TStat_Com, E - Cool [Building w Oil Heat] | Grocery | Cooling | NC | 0.05 | 0.18767 | 0.36149 | 0.43728 | 0.49641 | 0.57509 | 0.65635 | 0.6388 | 0.63671 | 0.62888
| Smart TStat_Com, E - Cool [Building w Oil Heat] | Grocery | Cooling | RET | 0.008 | 0.013966 | 0.027581 | 0.036803 | 0.039407 | 0.040235 | 0.039782 | 0.040716 | 0.041092 | 0.040207
| Smart TStat_Com, O - Heat [Building w Oil Heat] | Grocery |  | NC | 0.05 | 0.18751 | 0.36142 | 0.43176 | 0.49107 | 0.55104 | 0.61859 | 0.61032 | 0.60282 | 0.59273
| Smart TStat_Com, O - Heat [Building w Oil Heat] | Grocery |  | RET | 0.008 | 0.014179 | 0.026611 | 0.035544 | 0.037913 | 0.038274 | 0.037987 | 0.037686 | 0.037387 | 0.037066
| Boiler Blowdown Controls_Com, G - Heat | Grocery |  | RET | 0.015 | 0.030159 | 0.042072 | 0.047224 | 0.049011 | 0.04953 | 0.049681 | 0.04987 | 0.050161 | 0.05041
| Boiler Blowdown Controls_Com, O - Heat | Grocery |  | RET | 0.015 | 0.029839 | 0.041431 | 0.046354 | 0.047774 | 0.047842 | 0.047483 | 0.047108 | 0.046733 | 0.046332
| Boiler Blowdown Controls_Com, P - Heat | Grocery |  | RET | 0.015 | 0.029839 | 0.041431 | 0.046354 | 0.047774 | 0.047842 | 0.047483 | 0.047108 | 0.046733 | 0.046332
| Boiler Modifications_Com, G - Heat | Grocery |  | RET | 0.015 | 0.030159 | 0.042072 | 0.047224 | 0.049011 | 0.04953 | 0.049681 | 0.04987 | 0.050161 | 0.05041
| Boiler Modifications_Com, O - Heat | Grocery |  | RET | 0.015 | 0.029839 | 0.041431 | 0.046354 | 0.047774 | 0.047842 | 0.047483 | 0.047108 | 0.046733 | 0.046332
| Boiler Modifications_Com, P - Heat | Grocery |  | RET | 0.015 | 0.029839 | 0.041431 | 0.046354 | 0.047774 | 0.047842 | 0.047483 | 0.047108 | 0.046733 | 0.046332
| Boilers_Com, G - Heat | Grocery |  | NC | 0.35 | 0.5546 | 0.66535 | 0.68613 | 0.66984 | 0.65197 | 0.64722 | 0.6461 | 0.64704 | 0.64489
| Boilers_Com, G - Heat | Grocery |  | RET | 0.015 | 0.032228 | 0.042962 | 0.045226 | 0.044549 | 0.042966 | 0.041519 | 0.040149 | 0.038905 | 0.037665
| Boilers_Com, G - Heat | Grocery |  | REPL | 0.35 | 0.55669 | 0.65762 | 0.66473 | 0.63908 | 0.60152 | 0.56362 | 0.52586 | 0.48881 | 0.4509
| Boilers_Com, O - Heat | Grocery |  | NC | 0.35 | 0.54873 | 0.65521 | 0.67348 | 0.65294 | 0.62976 | 0.61859 | 0.61032 | 0.60282 | 0.59273
| Boilers_Com, O - Heat | Grocery |  | RET | 0.015 | 0.031854 | 0.04217 | 0.044113 | 0.043005 | 0.040959 | 0.039027 | 0.037171 | 0.035401 | 0.033695
| Boilers_Com, O - Heat | Grocery |  | REPL | 0.35 | 0.55079 | 0.6476 | 0.65248 | 0.62295 | 0.58103 | 0.53869 | 0.49674 | 0.4554 | 0.41443
| Boilers_Com, P - Heat | Grocery |  | NC | 0.35 | 0.54873 | 0.65521 | 0.67348 | 0.65294 | 0.62976 | 0.61859 | 0.61032 | 0.60282 | 0.59273
| Boilers_Com, P - Heat | Grocery |  | RET | 0.015 | 0.031871 | 0.042239 | 0.044252 | 0.043215 | 0.04123 | 0.039353 | 0.037547 | 0.035821 | 0.034154
| Boilers_Com, P - Heat | Grocery |  | REPL | 0.35 | 0.55079 | 0.6476 | 0.65248 | 0.62295 | 0.58103 | 0.53869 | 0.49674 | 0.4554 | 0.41443
| Furnace_Com, G - Heat | Grocery |  | NC | 0.35 | 0.5546 | 0.66535 | 0.68613 | 0.66984 | 0.65197 | 0.64722 | 0.6461 | 0.64704 | 0.64489
| Furnace_Com, G - Heat | Grocery |  | RET | 0.015 | 0.03229 | 0.043226 | 0.045768 | 0.045371 | 0.044045 | 0.04284 | 0.041698 | 0.04067 | 0.039632
| Furnace_Com, G - Heat | Grocery |  | REPL | 0.35 | 0.55669 | 0.65762 | 0.66473 | 0.63908 | 0.60152 | 0.56362 | 0.52586 | 0.48881 | 0.4509
| Furnace_Com, O - Heat | Grocery |  | NC | 0.35 | 0.54873 | 0.65521 | 0.67348 | 0.65294 | 0.62976 | 0.61859 | 0.61032 | 0.60282 | 0.59273
| Furnace_Com, O - Heat | Grocery |  | RET | 0.015 | 0.031806 | 0.041964 | 0.043692 | 0.042378 | 0.04015 | 0.038055 | 0.036055 | 0.034159 | 0.032341
| Furnace_Com, O - Heat | Grocery |  | REPL | 0.35 | 0.55079 | 0.6476 | 0.65248 | 0.62295 | 0.58103 | 0.53869 | 0.49674 | 0.4554 | 0.41443
| Furnace_Com, P - Heat | Grocery |  | NC | 0.35 | 0.54873 | 0.65521 | 0.67348 | 0.65294 | 0.62976 | 0.61859 | 0.61032 | 0.60282 | 0.59273
| Furnace_Com, P - Heat | Grocery |  | RET | 0.015 | 0.031877 | 0.042265 | 0.044306 | 0.043295 | 0.041334 | 0.039478 | 0.037691 | 0.035983 | 0.03433
| Furnace_Com, P - Heat | Grocery |  | REPL | 0.35 | 0.55079 | 0.6476 | 0.65248 | 0.62295 | 0.58103 | 0.53869 | 0.49674 | 0.4554 | 0.41443
| Unit Heater_Com, G - Heat | Grocery |  | NC | 0.35 | 0.5546 | 0.66535 | 0.68613 | 0.66984 | 0.65197 | 0.64722 | 0.6461 | 0.64704 | 0.64489
| Unit Heater_Com, G - Heat | Grocery |  | RET | 0.015 | 0.0322 | 0.04284 | 0.044977 | 0.044173 | 0.042475 | 0.04092 | 0.03945 | 0.040167 | 0.040835
| Unit Heater_Com, G - Heat | Grocery |  | REPL | 0.35 | 0.55669 | 0.65762 | 0.66473 | 0.63908 | 0.60152 | 0.56362 | 0.52586 | 0.52169 | 0.517
| Unit Heater_Com, P - Heat | Grocery |  | NC | 0.35 | 0.54873 | 0.65521 | 0.67348 | 0.65294 | 0.62976 | 0.61859 | 0.61032 | 0.60282 | 0.59273
| Unit Heater_Com, P - Heat | Grocery |  | RET | 0.015 | 0.031757 | 0.041759 | 0.043278 | 0.041762 | 0.03936 | 0.037111 | 0.034977 | 0.032964 | 0.031047
| Unit Heater_Com, P - Heat | Grocery |  | REPL | 0.35 | 0.55079 | 0.6476 | 0.65248 | 0.62295 | 0.58103 | 0.53869 | 0.49674 | 0.4554 | 0.41443
| Destratification Fans_Com, G - Heat | Grocery |  | NC | 0.05 | 0.089872 | 0.1458 | 0.20925 | 0.26807 | 0.3171 | 0.3561 | 0.38225 | 0.39889 | 0.40306
| Destratification Fans_Com, G - Heat | Grocery |  | RET | 0 | 0.001182 | 0.0036328 | 0.0079953 | 0.014181 | 0.020489 | 0.025053 | 0.028551 | 0.030097 | 0.030246
| Destratification Fans_Com, G - Heat | Grocery |  | REPL | 0.05 | 0.094609 | 0.15797 | 0.23296 | 0.30749 | 0.36683 | 0.40494 | 0.47207 | 0.49477 | 0.5041
| Destratification Fans_Com, O - Heat | Grocery |  | NC | 0.05 | 0.08892 | 0.14357 | 0.2054 | 0.2613 | 0.3063 | 0.34035 | 0.36108 | 0.37163 | 0.37046
| Destratification Fans_Com, O - Heat | Grocery |  | RET | 0 | 0.0011695 | 0.0035774 | 0.007848 | 0.013823 | 0.019791 | 0.023945 | 0.02697 | 0.02804 | 0.027799
| Destratification Fans_Com, O - Heat | Grocery |  | REPL | 0.05 | 0.093607 | 0.15556 | 0.22866 | 0.29973 | 0.35433 | 0.38702 | 0.44593 | 0.46096 | 0.46332
| Destratification Fans_Com, P - Heat | Grocery |  | NC | 0.05 | 0.08892 | 0.14357 | 0.2054 | 0.2613 | 0.3063 | 0.34035 | 0.36108 | 0.37163 | 0.37046
| Destratification Fans_Com, P - Heat | Grocery |  | RET | 0 | 0.0011695 | 0.0035774 | 0.007848 | 0.013823 | 0.019791 | 0.023945 | 0.02697 | 0.02804 | 0.027799
| Destratification Fans_Com, P - Heat | Grocery |  | REPL | 0.05 | 0.093607 | 0.15556 | 0.22866 | 0.29973 | 0.35433 | 0.38702 | 0.44593 | 0.46096 | 0.46332
| Energy Recovery Ventilator_Com, G - Heat | Grocery |  | NC | 0.2 | 0.34443 | 0.47582 | 0.5445 | 0.56159 | 0.56266 | 0.56565 | 0.56533 | 0.56616 | 0.56428
| Energy Recovery Ventilator_Com, G - Heat | Grocery |  | RET | 0.01 | 0.023673 | 0.03698 | 0.042888 | 0.043794 | 0.042811 | 0.041176 | 0.041238 | 0.041389 | 0.041506
| Energy Recovery Ventilator_Com, G - Heat | Grocery |  | REPL | 0.2 | 0.35071 | 0.48073 | 0.54164 | 0.55167 | 0.53557 | 0.50929 | 0.50019 | 0.49141 | 0.48208
| Energy Recovery Ventilator_Com, O - Heat | Grocery |  | NC | 0.2 | 0.34078 | 0.46857 | 0.53447 | 0.54741 | 0.54349 | 0.54063 | 0.53403 | 0.52747 | 0.51864
| Energy Recovery Ventilator_Com, O - Heat | Grocery |  | RET | 0.01 | 0.023422 | 0.036417 | 0.042098 | 0.042689 | 0.041353 | 0.039355 | 0.038955 | 0.03856 | 0.038149
| Energy Recovery Ventilator_Com, O - Heat | Grocery |  | REPL | 0.2 | 0.34699 | 0.47341 | 0.53166 | 0.53775 | 0.51732 | 0.48676 | 0.47249 | 0.45782 | 0.44309
| Energy Recovery Ventilator_Com, P - Heat | Grocery |  | NC | 0.2 | 0.34078 | 0.46857 | 0.53447 | 0.54741 | 0.54349 | 0.54063 | 0.53403 | 0.52747 | 0.51864
| Energy Recovery Ventilator_Com, P - Heat | Grocery |  | RET | 0.01 | 0.023422 | 0.036417 | 0.042098 | 0.042689 | 0.041353 | 0.039355 | 0.038955 | 0.03856 | 0.038149
| Energy Recovery Ventilator_Com, P - Heat | Grocery |  | REPL | 0.2 | 0.34699 | 0.47341 | 0.53166 | 0.53775 | 0.51732 | 0.48676 | 0.47249 | 0.45782 | 0.44309
| Forced Air Heating Maintenance_Com, G - Heat | Grocery |  | RET | 0.01 | 0.019143 | 0.025814 | 0.028544 | 0.029474 | 0.029718 | 0.029809 | 0.029922 | 0.030097 | 0.030246
| Forced Air Heating Maintenance_Com, O - Heat | Grocery |  | RET | 0.01 | 0.01894 | 0.02542 | 0.028018 | 0.02873 | 0.028705 | 0.02849 | 0.028265 | 0.02804 | 0.027799
| Forced Air Heating Maintenance_Com, P - Heat | Grocery |  | RET | 0.01 | 0.01894 | 0.02542 | 0.028018 | 0.02873 | 0.028705 | 0.02849 | 0.028265 | 0.02804 | 0.027799
| Infrared Heater_Com, G - Heat | Grocery |  | NC | 0.05 | 0.17265 | 0.37924 | 0.55522 | 0.62535 | 0.64099 | 0.64707 | 0.6461 | 0.64704 | 0.64489
| Infrared Heater_Com, G - Heat | Grocery |  | RET | 0.01 | 0.026469 | 0.041314 | 0.047185 | 0.048703 | 0.048783 | 0.048721 | 0.048694 | 0.050161 | 0.05041
| Infrared Heater_Com, G - Heat | Grocery |  | REPL | 0.05 | 0.17532 | 0.38069 | 0.54736 | 0.60794 | 0.60335 | 0.57567 | 0.5381 | 0.64489 | 0.75225
| Steam Trap Maintenance_Com, G - Heat | Grocery |  | RET | 0.025 | 0.041268 | 0.047932 | 0.04941 | 0.049508 | 0.04953 | 0.049681 | 0.04987 | 0.050161 | 0.05041
| Steam Trap Maintenance_Com, O - Heat | Grocery |  | RET | 0.025 | 0.040831 | 0.047201 | 0.0485 | 0.048258 | 0.047842 | 0.047483 | 0.047108 | 0.046733 | 0.046332
| Windows_Com, E - Cool [Building w Elec Heat] | Grocery | Cooling | NC | 0.25 | 0.39246 | 0.50425 | 0.55944 | 0.56098 | 0.57032 | 0.5743 | 0.55895 | 0.55712 | 0.55027
| Windows_Com, E - Heat [Building w Elec Heat] | Grocery | Space Heating | NC | 0.25 | 0.39246 | 0.50425 | 0.55944 | 0.56098 | 0.57032 | 0.5743 | 0.55895 | 0.55712 | 0.55027
| Windows_Com, E - Cool [Building w Gas Heat] | Grocery | Cooling | NC | 0.25 | 0.39246 | 0.50425 | 0.55944 | 0.56098 | 0.57032 | 0.5743 | 0.55895 | 0.55712 | 0.55027
| Windows_Com, G - Heat [Building w Gas Heat] | Grocery |  | NC | 0.25 | 0.39634 | 0.51196 | 0.56274 | 0.56931 | 0.56574 | 0.56632 | 0.56533 | 0.56616 | 0.56428
| Windows_Com, E - Cool [Building w Oil Heat] | Grocery | Cooling | NC | 0.25 | 0.39246 | 0.50425 | 0.55944 | 0.56098 | 0.57032 | 0.5743 | 0.55895 | 0.55712 | 0.55027
| Windows_Com, O - Heat [Building w Oil Heat] | Grocery |  | NC | 0.25 | 0.39214 | 0.50416 | 0.55237 | 0.55494 | 0.54646 | 0.54127 | 0.53403 | 0.52747 | 0.51864
| Windows_Com, E - Cool [Building w Propane Heat] | Grocery | Cooling | NC | 0.25 | 0.39246 | 0.50425 | 0.55944 | 0.56098 | 0.57032 | 0.5743 | 0.55895 | 0.55712 | 0.55027
| Windows_Com, P - Heat [Building w Propane Heat] | Grocery |  | NC | 0.25 | 0.39214 | 0.50416 | 0.55237 | 0.55494 | 0.54646 | 0.54127 | 0.53403 | 0.52747 | 0.51864
| Window Film_Com, E - Cool [Building w Elec Heat] | Grocery | Cooling | RET | 0.01 | 0.025818 | 0.042301 | 0.048281 | 0.049885 | 0.050294 | 0.049727 | 0.050895 | 0.051365 | 0.050259
| Window Film_Com, E - Heat [Building w Elec Heat] | Grocery | Space Heating | RET | 0.01 | 0.025818 | 0.042301 | 0.048281 | 0.049885 | 0.050294 | 0.049727 | 0.050895 | 0.051365 | 0.050259
| Window Film_Com, E - Cool [Building w Gas Heat] | Grocery | Cooling | RET | 0.01 | 0.025818 | 0.042301 | 0.048281 | 0.049885 | 0.050294 | 0.049727 | 0.050895 | 0.051365 | 0.050259
| Window Film_Com, G - Heat [Building w Gas Heat] | Grocery |  | RET | 0.01 | 0.026492 | 0.041445 | 0.047505 | 0.049237 | 0.04953 | 0.049681 | 0.04987 | 0.050161 | 0.05041
| Window Film_Com, E - Cool [Building w Oil Heat] | Grocery | Cooling | RET | 0.01 | 0.025818 | 0.042301 | 0.048281 | 0.049885 | 0.050294 | 0.049727 | 0.050895 | 0.051365 | 0.050259
| Window Film_Com, O - Heat [Building w Oil Heat] | Grocery |  | RET | 0.01 | 0.026211 | 0.040813 | 0.046629 | 0.047994 | 0.047842 | 0.047483 | 0.047108 | 0.046733 | 0.046332
| Window Film_Com, E - Cool [Building w Propane Heat] | Grocery | Cooling | RET | 0.01 | 0.025818 | 0.042301 | 0.048281 | 0.049885 | 0.050294 | 0.049727 | 0.050895 | 0.051365 | 0.050259
| Window Film_Com, P - Heat [Building w Propane Heat] | Grocery |  | RET | 0.01 | 0.026211 | 0.040813 | 0.046629 | 0.047994 | 0.047842 | 0.047483 | 0.047108 | 0.046733 | 0.046332
| Motors and Fans_Com, E - Vent | Grocery | Ventilation | NC | 0.4 | 0.58374 | 0.66971 | 0.68679 | 0.66141 | 0.65725 | 0.65635 | 0.6388 | 0.63671 | 0.62888
| Motors and Fans_Com, E - Vent | Grocery | Ventilation | RET | 0.03 | 0.040918 | 0.045877 | 0.044466 | 0.042158 | 0.040179 | 0.03776 | 0.036846 | 0.03546 | 0.033091
| Motors and Fans_Com, E - Vent | Grocery | Ventilation | REPL | 0.4 | 0.56111 | 0.66358 | 0.65597 | 0.62423 | 0.58611 | 0.53972 | 0.51348 | 0.47897 | 0.43023
| ECM Furnace Motors_Com, E - Vent | Grocery | Ventilation | RET | 0.025 | 0.039504 | 0.04852 | 0.050067 | 0.05016 | 0.050294 | 0.049727 | 0.050895 | 0.051365 | 0.050259
| VFD on HVAC System_Com, E - Vent | Grocery | Ventilation | RET | 0.025 | 0.039504 | 0.04852 | 0.050067 | 0.05016 | 0.050294 | 0.049727 | 0.050895 | 0.051365 | 0.050259
| Kitchen DCV_Com, E - Vent [Building w Elec Heat] | Grocery | Ventilation | NC | 0.1 | 0.21183 | 0.35485 | 0.47241 | 0.52165 | 0.55375 | 0.56819 | 0.55895 | 0.55712 | 0.55027
| Kitchen DCV_Com, E - Vent [Building w Elec Heat] | Grocery | Ventilation | RET | 0.005 | 0.014921 | 0.030643 | 0.040713 | 0.043802 | 0.043591 | 0.041507 | 0.041297 | 0.04054 | 0.038604
| Kitchen DCV_Com, E - Vent [Building w Elec Heat] | Grocery | Ventilation | REPL | 0.1 | 0.21524 | 0.37992 | 0.49384 | 0.54329 | 0.54875 | 0.52304 | 0.51654 | 0.49655 | 0.46162
| Kitchen DCV_Com, E - Heat [Building w Elec Heat] | Grocery | Space Heating | NC | 0.1 | 0.21183 | 0.35485 | 0.47241 | 0.52165 | 0.55375 | 0.56819 | 0.55895 | 0.55712 | 0.55027
| Kitchen DCV_Com, E - Heat [Building w Elec Heat] | Grocery | Space Heating | RET | 0.005 | 0.014921 | 0.030643 | 0.040713 | 0.043802 | 0.043591 | 0.041507 | 0.041297 | 0.04054 | 0.038604
| Kitchen DCV_Com, E - Heat [Building w Elec Heat] | Grocery | Space Heating | REPL | 0.1 | 0.21524 | 0.37992 | 0.49384 | 0.54329 | 0.54875 | 0.52304 | 0.51654 | 0.49655 | 0.46162
| Kitchen DCV_Com, E - Vent [Building w Gas Heat] | Grocery | Ventilation | NC | 0.1 | 0.21183 | 0.35485 | 0.47241 | 0.52165 | 0.55375 | 0.56819 | 0.55895 | 0.55712 | 0.55027
| Kitchen DCV_Com, E - Vent [Building w Gas Heat] | Grocery | Ventilation | RET | 0.005 | 0.014921 | 0.030643 | 0.040713 | 0.043802 | 0.043591 | 0.041507 | 0.041297 | 0.04054 | 0.038604
| Kitchen DCV_Com, E - Vent [Building w Gas Heat] | Grocery | Ventilation | REPL | 0.1 | 0.21524 | 0.37992 | 0.49384 | 0.54329 | 0.54875 | 0.52304 | 0.51654 | 0.49655 | 0.46162
| Kitchen DCV_Com, G - Heat [Building w Gas Heat] | Grocery |  | NC | 0.1 | 0.21392 | 0.36027 | 0.4752 | 0.5294 | 0.5493 | 0.56029 | 0.56533 | 0.56616 | 0.56428
| Kitchen DCV_Com, G - Heat [Building w Gas Heat] | Grocery |  | RET | 0.005 | 0.015311 | 0.030022 | 0.040058 | 0.043232 | 0.042929 | 0.041468 | 0.040466 | 0.03959 | 0.03872
| Kitchen DCV_Com, G - Heat [Building w Gas Heat] | Grocery |  | REPL | 0.1 | 0.22086 | 0.37223 | 0.48589 | 0.53622 | 0.54041 | 0.52256 | 0.50614 | 0.48491 | 0.46301
| Kitchen DCV_Com, E - Vent [Building w Oil Heat] | Grocery | Ventilation | NC | 0.1 | 0.21183 | 0.35485 | 0.47241 | 0.52165 | 0.55375 | 0.56819 | 0.55895 | 0.55712 | 0.55027
| Kitchen DCV_Com, E - Vent [Building w Oil Heat] | Grocery | Ventilation | RET | 0.005 | 0.014921 | 0.030643 | 0.040713 | 0.043802 | 0.043591 | 0.041507 | 0.041297 | 0.04054 | 0.038604
| Kitchen DCV_Com, E - Vent [Building w Oil Heat] | Grocery | Ventilation | REPL | 0.1 | 0.21524 | 0.37992 | 0.49384 | 0.54329 | 0.54875 | 0.52304 | 0.51654 | 0.49655 | 0.46162
| Kitchen DCV_Com, O - Heat [Building w Oil Heat] | Grocery |  | NC | 0.1 | 0.21165 | 0.35478 | 0.46645 | 0.51604 | 0.53058 | 0.5355 | 0.53403 | 0.52747 | 0.51864
| Kitchen DCV_Com, O - Heat [Building w Oil Heat] | Grocery |  | RET | 0.005 | 0.015149 | 0.029565 | 0.03932 | 0.042141 | 0.041466 | 0.039634 | 0.038225 | 0.036884 | 0.035588
| Kitchen DCV_Com, O - Heat [Building w Oil Heat] | Grocery |  | REPL | 0.1 | 0.21852 | 0.36655 | 0.47694 | 0.52269 | 0.522 | 0.49944 | 0.47811 | 0.45177 | 0.42555
| Kitchen DCV_Com, E - Vent [Building w Propane Heat] | Grocery | Ventilation | NC | 0.1 | 0.21183 | 0.35485 | 0.47241 | 0.52165 | 0.55375 | 0.56819 | 0.55895 | 0.55712 | 0.55027
| Kitchen DCV_Com, E - Vent [Building w Propane Heat] | Grocery | Ventilation | RET | 0.005 | 0.014921 | 0.030643 | 0.040713 | 0.043802 | 0.043591 | 0.041507 | 0.041297 | 0.04054 | 0.038604
| Kitchen DCV_Com, E - Vent [Building w Propane Heat] | Grocery | Ventilation | REPL | 0.1 | 0.21524 | 0.37992 | 0.49384 | 0.54329 | 0.54875 | 0.52304 | 0.51654 | 0.49655 | 0.46162
| Kitchen DCV_Com, P - Heat [Building w Propane Heat] | Grocery |  | NC | 0.1 | 0.21165 | 0.35478 | 0.46645 | 0.51604 | 0.53058 | 0.5355 | 0.53403 | 0.52747 | 0.51864
| Kitchen DCV_Com, P - Heat [Building w Propane Heat] | Grocery |  | RET | 0.005 | 0.015149 | 0.029565 | 0.03932 | 0.042141 | 0.041466 | 0.039634 | 0.038225 | 0.036884 | 0.035588
| Kitchen DCV_Com, P - Heat [Building w Propane Heat] | Grocery |  | REPL | 0.1 | 0.21852 | 0.36655 | 0.47694 | 0.52269 | 0.522 | 0.49944 | 0.47811 | 0.45177 | 0.42555
| Duct Sealing Regulated_Com, E - Vent [Building w Elec Heat] | Grocery | Ventilation | RET | 0.01 | 0.023268 | 0.038858 | 0.046378 | 0.049129 | 0.050225 | 0.049727 | 0.050895 | 0.051365 | 0.050259
| Duct Sealing Regulated_Com, E - Heat [Building w Elec Heat] | Grocery | Space Heating | RET | 0.01 | 0.023268 | 0.038858 | 0.046378 | 0.049129 | 0.050225 | 0.049727 | 0.050895 | 0.051365 | 0.050259
| Duct Sealing Regulated_Com, E - Cool [Building w Elec Heat] | Grocery | Cooling | RET | 0.01 | 0.023268 | 0.038858 | 0.046378 | 0.049129 | 0.050225 | 0.049727 | 0.050895 | 0.051365 | 0.050259
| Duct Sealing Regulated_Com, E - Vent [Building w Gas Heat] | Grocery | Ventilation | RET | 0.01 | 0.023268 | 0.038858 | 0.046378 | 0.049129 | 0.050225 | 0.049727 | 0.050895 | 0.051365 | 0.050259
| Duct Sealing Regulated_Com, G - Heat [Building w Gas Heat] | Grocery |  | RET | 0.01 | 0.023876 | 0.038071 | 0.045632 | 0.04849 | 0.049462 | 0.049681 | 0.04987 | 0.050161 | 0.05041
| Duct Sealing Regulated_Com, E - Cool [Building w Gas Heat] | Grocery | Cooling | RET | 0.01 | 0.023268 | 0.038858 | 0.046378 | 0.049129 | 0.050225 | 0.049727 | 0.050895 | 0.051365 | 0.050259
| Duct Sealing Non Regulated_Com, E - Vent [Building w Oil Heat] | Grocery | Ventilation | RET | 0.01 | 0.023268 | 0.038858 | 0.046378 | 0.049129 | 0.050225 | 0.049727 | 0.050895 | 0.051365 | 0.050259
| Duct Sealing Non Regulated_Com, O - Heat [Building w Oil Heat] | Grocery |  | RET | 0.01 | 0.023623 | 0.037491 | 0.044791 | 0.047267 | 0.047776 | 0.047483 | 0.047108 | 0.046733 | 0.046332
| Duct Sealing Non Regulated_Com, E - Cool [Building w Oil Heat] | Grocery | Cooling | RET | 0.01 | 0.023268 | 0.038858 | 0.046378 | 0.049129 | 0.050225 | 0.049727 | 0.050895 | 0.051365 | 0.050259
| Duct Sealing Non Regulated_Com, E - Vent [Building w Propane Heat] | Grocery | Ventilation | RET | 0.01 | 0.023268 | 0.038858 | 0.046378 | 0.049129 | 0.050225 | 0.049727 | 0.050895 | 0.051365 | 0.050259
| Duct Sealing Non Regulated_Com, P - Heat [Building w Propane Heat] | Grocery |  | RET | 0.01 | 0.023623 | 0.037491 | 0.044791 | 0.047267 | 0.047776 | 0.047483 | 0.047108 | 0.046733 | 0.046332
| Duct Sealing Non Regulated_Com, E - Cool [Building w Propane Heat] | Grocery | Cooling | RET | 0.01 | 0.023268 | 0.038858 | 0.046378 | 0.049129 | 0.050225 | 0.049727 | 0.050895 | 0.051365 | 0.050259
| Power Strip_Com, E - Plug [Tier 1] | Grocery | Plug Loads | NC | 0.25 | 0.18767 | 0.13556 | 0.13118 | 0.1241 | 0.12323 | 0.12306 | 0.11977 | 0.12059 | 0.12031
| Power Strip_Com, E - Plug [Tier 1] | Grocery | Plug Loads | RET | 0.01 | 0.0086755 | 0.0080083 | 0.0068769 | 0.0059177 | 0.0049939 | 0.0039782 | 0.0030537 | 0.0020546 | 0.0010052
| Power Strip_Com, E - Plug [Tier 1] | Grocery | Plug Loads | REPL | 0.25 | 0.19096 | 0.14881 | 0.14612 | 0.14679 | 0.14876 | 0.1488 | 0.15268 | 0.1541 | 0.15078
| Power Strip_Com, E - Plug [Tier 2] | Grocery | Plug Loads | NC | 0 | 0.046917 | 0.13556 | 0.21864 | 0.28957 | 0.3697 | 0.36919 | 0.35932 | 0.36177 | 0.36092
| Power Strip_Com, E - Plug [Tier 2] | Grocery | Plug Loads | RET | 0 | 0.00097332 | 0.0020373 | 0.0030165 | 0.0040128 | 0.0050294 | 0.0059673 | 0.0071252 | 0.0082184 | 0.0090466
| Power Strip_Com, E - Plug [Tier 2] | Grocery | Plug Loads | REPL | 0 | 0.048617 | 0.15248 | 0.25059 | 0.35112 | 0.45265 | 0.44755 | 0.45805 | 0.46229 | 0.45233
| Computer Power Management_Com, E - Plug | Grocery | Plug Loads | RET | 0.005 | 0.017311 | 0.035982 | 0.04605 | 0.049286 | 0.050294 | 0.049727 | 0.050895 | 0.051365 | 0.050259
| Vending Machine Controls_Com, E - Plug [Non-Refrigerated] | Grocery | Plug Loads | RET | 0.005 | 0.017311 | 0.035982 | 0.04605 | 0.049286 | 0.050294 | 0.049727 | 0.050895 | 0.051365 | 0.050259
| Vending Machine Controls_Com, E - Plug [Refrigerated] | Grocery | Plug Loads | RET | 0.005 | 0.017311 | 0.035982 | 0.04605 | 0.049286 | 0.050294 | 0.049727 | 0.050895 | 0.051365 | 0.050259
| Ovens_Com, E - Cook | Grocery | Cooking | NC | 0.4 | 0.67039 | 0.77229 | 0.78198 | 0.74462 | 0.73941 | 0.73839 | 0.71865 | 0.7163 | 0.70748
| Ovens_Com, E - Cook | Grocery | Cooking | REPL | 0.4 | 0.69538 | 0.87133 | 0.90165 | 0.90288 | 0.90529 | 0.89509 | 0.9161 | 0.92457 | 0.90466
| Ovens_Com, G - Cook | Grocery |  | NC | 0.4 | 0.67701 | 0.78411 | 0.7866 | 0.75567 | 0.73347 | 0.72813 | 0.72686 | 0.72792 | 0.7255
| Ovens_Com, G - Cook | Grocery |  | REPL | 0.4 | 0.71354 | 0.85369 | 0.88714 | 0.89114 | 0.89153 | 0.89426 | 0.89765 | 0.9029 | 0.90738
| Ovens_Com, P - Cook | Grocery |  | NC | 0.4 | 0.66984 | 0.77216 | 0.7721 | 0.7366 | 0.70848 | 0.69592 | 0.68661 | 0.67817 | 0.66682
| Ovens_Com, P - Cook | Grocery |  | REPL | 0.4 | 0.70598 | 0.84068 | 0.8708 | 0.86865 | 0.86116 | 0.8547 | 0.84794 | 0.8412 | 0.83398
| Fryers_Com, E - Cook | Grocery | Cooking | NC | 0.4 | 0.67039 | 0.77229 | 0.78198 | 0.74462 | 0.73941 | 0.73839 | 0.71865 | 0.7163 | 0.70748
| Fryers_Com, E - Cook | Grocery | Cooking | REPL | 0.4 | 0.69538 | 0.87133 | 0.90165 | 0.90288 | 0.90529 | 0.89509 | 0.9161 | 0.92457 | 0.90466
| Fryers_Com, G - Cook | Grocery |  | NC | 0.4 | 0.67701 | 0.78411 | 0.7866 | 0.75567 | 0.73347 | 0.72813 | 0.72686 | 0.72792 | 0.7255
| Fryers_Com, G - Cook | Grocery |  | REPL | 0.4 | 0.71354 | 0.85369 | 0.88714 | 0.89114 | 0.89153 | 0.89426 | 0.89765 | 0.9029 | 0.90738
| Fryers_Com, P - Cook | Grocery |  | NC | 0.4 | 0.66984 | 0.77216 | 0.7721 | 0.7366 | 0.70848 | 0.69592 | 0.68661 | 0.67817 | 0.66682
| Fryers_Com, P - Cook | Grocery |  | REPL | 0.4 | 0.70598 | 0.84068 | 0.8708 | 0.86865 | 0.86116 | 0.8547 | 0.84794 | 0.8412 | 0.83398
| Griddles_Com, E - Cook | Grocery | Cooking | NC | 0.4 | 0.67039 | 0.77229 | 0.78198 | 0.74462 | 0.73941 | 0.73839 | 0.71865 | 0.7163 | 0.70748
| Griddles_Com, E - Cook | Grocery | Cooking | REPL | 0.4 | 0.69538 | 0.87133 | 0.90165 | 0.90288 | 0.90529 | 0.89509 | 0.9161 | 0.92457 | 0.90466
| Griddles_Com, G - Cook | Grocery |  | NC | 0.4 | 0.67701 | 0.78411 | 0.7866 | 0.75567 | 0.73347 | 0.72813 | 0.72686 | 0.72792 | 0.7255
| Griddles_Com, G - Cook | Grocery |  | REPL | 0.4 | 0.71354 | 0.85369 | 0.88714 | 0.89114 | 0.89153 | 0.89426 | 0.89765 | 0.9029 | 0.90738
| Griddles_Com, P - Cook | Grocery |  | NC | 0.4 | 0.66984 | 0.77216 | 0.7721 | 0.7366 | 0.70848 | 0.69592 | 0.68661 | 0.67817 | 0.66682
| Griddles_Com, P - Cook | Grocery |  | REPL | 0.4 | 0.70598 | 0.84068 | 0.8708 | 0.86865 | 0.86116 | 0.8547 | 0.84794 | 0.8412 | 0.83398
| Hot Food Holding Cabinet_Com, E - Cook | Grocery | Cooking | NC | 0.4 | 0.67039 | 0.77229 | 0.78198 | 0.74462 | 0.73941 | 0.73839 | 0.71865 | 0.7163 | 0.70748
| Hot Food Holding Cabinet_Com, E - Cook | Grocery | Cooking | REPL | 0.4 | 0.69538 | 0.87133 | 0.90165 | 0.90288 | 0.90529 | 0.89509 | 0.9161 | 0.92457 | 0.90466
| Steamers_Com, E - Cook | Grocery | Cooking | NC | 0.4 | 0.67039 | 0.77229 | 0.78198 | 0.74462 | 0.73941 | 0.73839 | 0.71865 | 0.7163 | 0.70748
| Steamers_Com, E - Cook | Grocery | Cooking | REPL | 0.4 | 0.69538 | 0.87133 | 0.90165 | 0.90288 | 0.90529 | 0.89509 | 0.9161 | 0.92457 | 0.90466
| Steamers_Com, G - Cook | Grocery |  | NC | 0.4 | 0.67701 | 0.78411 | 0.7866 | 0.75567 | 0.73347 | 0.72813 | 0.72686 | 0.72792 | 0.7255
| Steamers_Com, G - Cook | Grocery |  | REPL | 0.4 | 0.71354 | 0.85369 | 0.88714 | 0.89114 | 0.89153 | 0.89426 | 0.89765 | 0.9029 | 0.90738
| ES Refrigerator and Freezer_Com, E - Refr | Grocery | Refrigeration | NC | 0.2 | 0.40942 | 0.58382 | 0.6566 | 0.65237 | 0.65725 | 0.65635 | 0.6388 | 0.63671 | 0.62888
| ES Refrigerator and Freezer_Com, E - Refr | Grocery | Refrigeration | REPL | 0.2 | 0.42469 | 0.65869 | 0.75709 | 0.79102 | 0.80471 | 0.79564 | 0.81431 | 0.82184 | 0.80414
| Anti Sweat Heat Control_Com, E - Refr | Grocery | Refrigeration | NC | 0.2 | 0.34106 | 0.46865 | 0.54131 | 0.55337 | 0.56722 | 0.57362 | 0.55895 | 0.55712 | 0.55027
| Anti Sweat Heat Control_Com, E - Refr | Grocery | Refrigeration | RET | 0.01 | 0.025818 | 0.042301 | 0.048281 | 0.049885 | 0.050294 | 0.049727 | 0.050895 | 0.051365 | 0.050259
| Case Night Covers_Com, E - Refr | Grocery | Refrigeration | RET | 0.005 | 0.021367 | 0.040297 | 0.04782 | 0.04982 | 0.050294 | 0.049727 | 0.050895 | 0.051365 | 0.050259
| Loading Dock Pit Seals_Com, E - Refr | Grocery | Refrigeration | NC | 0.05 | 0.12904 | 0.25541 | 0.39367 | 0.47885 | 0.53402 | 0.55994 | 0.55575 | 0.55712 | 0.55027
| Loading Dock Pit Seals_Com, E - Refr | Grocery | Refrigeration | RET | 0.01 | 0.025818 | 0.042301 | 0.048281 | 0.049885 | 0.050294 | 0.049727 | 0.050895 | 0.051365 | 0.050259
| ECM Comp Cond Fan Motor_Com, E - Refr | Grocery | Refrigeration | NC | 0.15 | 0.28154 | 0.42121 | 0.51481 | 0.54172 | 0.56238 | 0.57169 | 0.55895 | 0.55712 | 0.55027
| ECM Comp Cond Fan Motor_Com, E - Refr | Grocery | Refrigeration | RET | 0.01 | 0.025728 | 0.041766 | 0.046983 | 0.047736 | 0.047295 | 0.04595 | 0.050895 | 0.051365 | 0.050259
| ECM Comp Cond Fan Motor_Com, E - Refr | Grocery | Refrigeration | REPL | 0.15 | 0.28138 | 0.43815 | 0.51886 | 0.5415 | 0.5332 | 0.502 | 0.58383 | 0.65754 | 0.70362
| Evap Fan Motor Replacement_Com, E - Refr | Grocery | Refrigeration | NC | 0.15 | 0.28154 | 0.42121 | 0.51481 | 0.54172 | 0.56238 | 0.57169 | 0.55895 | 0.55712 | 0.55027
| Evap Fan Motor Replacement_Com, E - Refr | Grocery | Refrigeration | RET | 0.01 | 0.025569 | 0.04082 | 0.044724 | 0.044073 | 0.042301 | 0.039805 | 0.039161 | 0.038008 | 0.035777
| Evap Fan Motor Replacement_Com, E - Refr | Grocery | Refrigeration | REPL | 0.15 | 0.28138 | 0.43815 | 0.51886 | 0.5415 | 0.5332 | 0.502 | 0.48596 | 0.45999 | 0.42028
| Evap Fan Speed Controls_Com, E - Refr | Grocery | Refrigeration | NC | 0.15 | 0.28154 | 0.42121 | 0.51481 | 0.54172 | 0.56238 | 0.57169 | 0.55895 | 0.55712 | 0.55027
| Evap Fan Speed Controls_Com, E - Refr | Grocery | Refrigeration | RET | 0.01 | 0.025818 | 0.042301 | 0.048281 | 0.049885 | 0.050294 | 0.049727 | 0.050895 | 0.051365 | 0.050259
| LowHeat NoHeat Doors_Com, E - Refr | Grocery | Refrigeration | NC | 0.15 | 0.28154 | 0.42121 | 0.51481 | 0.54172 | 0.56238 | 0.57169 | 0.55895 | 0.55712 | 0.55027
| LowHeat NoHeat Doors_Com, E - Refr | Grocery | Refrigeration | RET | 0.01 | 0.025818 | 0.042301 | 0.048281 | 0.049885 | 0.050294 | 0.049727 | 0.050895 | 0.051365 | 0.050259
| Refrigerated Vending Machine_Com, E - Refr | Grocery | Refrigeration | NC | 0.15 | 0.28154 | 0.42121 | 0.51481 | 0.54172 | 0.56238 | 0.57169 | 0.55895 | 0.55712 | 0.55027
| Refrigerated Vending Machine_Com, E - Refr | Grocery | Refrigeration | REPL | 0.15 | 0.29204 | 0.47522 | 0.59359 | 0.65686 | 0.68855 | 0.69301 | 0.71252 | 0.71911 | 0.70362
| Walk In Refrigeration_Com, E - Refr | Grocery | Refrigeration | NC | 0.15 | 0.28154 | 0.42121 | 0.51481 | 0.54172 | 0.56238 | 0.57169 | 0.55895 | 0.55712 | 0.55027
| Refrigeration Tune Up_Com, E - Refr | Grocery | Refrigeration | RET | 0.01 | 0.025818 | 0.042301 | 0.048281 | 0.049885 | 0.050294 | 0.049727 | 0.050895 | 0.051365 | 0.050259
| ES Ice Machine_Com, E - Refr | Grocery | Refrigeration | NC | 0.35 | 0.47676 | 0.55412 | 0.58264 | 0.57031 | 0.57406 | 0.5743 | 0.55895 | 0.55712 | 0.55027
| ES Ice Machine_Com, E - Refr | Grocery | Refrigeration | REPL | 0.35 | 0.49454 | 0.62517 | 0.67181 | 0.69153 | 0.70285 | 0.69618 | 0.71252 | 0.71911 | 0.70362
| Walk In Cooler Retroft_Com, E - Refr | Grocery | Refrigeration | RET | 0.01 | 0.025818 | 0.042301 | 0.048281 | 0.049885 | 0.050294 | 0.049727 | 0.050895 | 0.051365 | 0.050259
| HE Built Up Refrig_Com, E - Refr | Grocery | Refrigeration | NC | 0.05 | 0.12904 | 0.25541 | 0.39367 | 0.47885 | 0.53402 | 0.55994 | 0.55575 | 0.55712 | 0.55027
| HE Built Up Refrig_Com, E - Refr | Grocery | Refrigeration | RET | 0.01 | 0.023268 | 0.038858 | 0.046378 | 0.049129 | 0.050225 | 0.049727 | 0.050895 | 0.051365 | 0.050259
| Door Gasket Replacement_Com, E - Refr | Grocery | Refrigeration | RET | 0.01 | 0.028327 | 0.044251 | 0.048997 | 0.050108 | 0.050294 | 0.049727 | 0.050895 | 0.051365 | 0.050259
| EnergyStar Dehumidifier_Com, E - Appl | Grocery | Appliances | NC | 0.4 | 0.67039 | 0.77229 | 0.78198 | 0.74462 | 0.73941 | 0.73839 | 0.71865 | 0.7163 | 0.70748
| EnergyStar Dehumidifier_Com, E - Appl | Grocery | Appliances | REPL | 0.4 | 0.69538 | 0.87133 | 0.90165 | 0.90288 | 0.90529 | 0.89509 | 0.9161 | 0.92457 | 0.90466
| Clothes Washer Elec WH_Com, E - Appl [unit w/ elec dry - Washer] | Grocery | Appliances | NC | 0.4 | 0.67039 | 0.77229 | 0.78198 | 0.74462 | 0.73941 | 0.73839 | 0.72591 | 0.73085 | 0.72914
| Clothes Washer Elec WH_Com, E - Appl [unit w/ elec dry - Washer] | Grocery | Appliances | REPL | 0.4 | 0.69538 | 0.87133 | 0.90165 | 0.90288 | 0.90529 | 0.89509 | 0.9161 | 0.92457 | 0.90466
| Clothes Washer Elec WH_Com, E - Appl [unit w/ elec dry - Dryer] | Grocery | Appliances | NC | 0.4 | 0.67039 | 0.77229 | 0.78198 | 0.74462 | 0.73941 | 0.73839 | 0.72591 | 0.73085 | 0.72914
| Clothes Washer Elec WH_Com, E - Appl [unit w/ elec dry - Dryer] | Grocery | Appliances | REPL | 0.4 | 0.69538 | 0.87133 | 0.90165 | 0.90288 | 0.90529 | 0.89509 | 0.9161 | 0.92457 | 0.90466
| Clothes Washer Elec WH_Com, E - HWat [unit w/ elec dry - Water Heater] | Grocery | Water Heating | NC | 0.4 | 0.67039 | 0.77229 | 0.78198 | 0.74462 | 0.73941 | 0.73839 | 0.72591 | 0.73085 | 0.72914
| Clothes Washer Elec WH_Com, E - HWat [unit w/ elec dry - Water Heater] | Grocery | Water Heating | REPL | 0.4 | 0.69538 | 0.87133 | 0.90165 | 0.90288 | 0.90529 | 0.89509 | 0.9161 | 0.92457 | 0.90466
| Clothes Washer Elec WH_Com, E - Appl [unit w/ gas dry - Washer] | Grocery | Appliances | NC | 0.4 | 0.67039 | 0.77229 | 0.78198 | 0.74462 | 0.73941 | 0.73839 | 0.72591 | 0.73085 | 0.72914
| Clothes Washer Elec WH_Com, E - Appl [unit w/ gas dry - Washer] | Grocery | Appliances | REPL | 0.4 | 0.69538 | 0.87133 | 0.90165 | 0.90288 | 0.90529 | 0.89509 | 0.9161 | 0.92457 | 0.90466
| Clothes Washer Elec WH_Com, G - Oth [unit w/ gas dry - Dryer] | Grocery |  | NC | 0.4 | 0.67701 | 0.78411 | 0.7866 | 0.75567 | 0.73347 | 0.72813 | 0.7342 | 0.7427 | 0.74771
| Clothes Washer Elec WH_Com, G - Oth [unit w/ gas dry - Dryer] | Grocery |  | REPL | 0.4 | 0.71354 | 0.85369 | 0.88714 | 0.89114 | 0.89153 | 0.89426 | 0.89765 | 0.9029 | 0.90738
| Clothes Washer Elec WH_Com, E - HWat [unit w/ gas dry - Water Heater] | Grocery | Water Heating | NC | 0.4 | 0.67039 | 0.77229 | 0.78198 | 0.74462 | 0.73941 | 0.73839 | 0.72591 | 0.73085 | 0.72914
| Clothes Washer Elec WH_Com, E - HWat [unit w/ gas dry - Water Heater] | Grocery | Water Heating | REPL | 0.4 | 0.69538 | 0.87133 | 0.90165 | 0.90288 | 0.90529 | 0.89509 | 0.9161 | 0.92457 | 0.90466
| Clothes Washer Elec WH_Com, E - Appl [unit w/ propane dry - Washer] | Grocery | Appliances | NC | 0.4 | 0.67039 | 0.77229 | 0.78198 | 0.74462 | 0.73941 | 0.73839 | 0.72591 | 0.73085 | 0.72914
| Clothes Washer Elec WH_Com, E - Appl [unit w/ propane dry - Washer] | Grocery | Appliances | REPL | 0.4 | 0.69538 | 0.87133 | 0.90165 | 0.90288 | 0.90529 | 0.89509 | 0.9161 | 0.92457 | 0.90466
| Clothes Washer Elec WH_Com, P - Oth [unit w/ propane dry - Dryer] | Grocery |  | NC | 0.4 | 0.66984 | 0.77216 | 0.7721 | 0.7366 | 0.70848 | 0.69592 | 0.69354 | 0.69194 | 0.68723
| Clothes Washer Elec WH_Com, P - Oth [unit w/ propane dry - Dryer] | Grocery |  | REPL | 0.4 | 0.70598 | 0.84068 | 0.8708 | 0.86865 | 0.86116 | 0.8547 | 0.84794 | 0.8412 | 0.83398
| Clothes Washer Elec WH_Com, E - HWat [unit w/ propane dry - Water Heater] | Grocery | Water Heating | NC | 0.4 | 0.67039 | 0.77229 | 0.78198 | 0.74462 | 0.73941 | 0.73839 | 0.72591 | 0.73085 | 0.72914
| Clothes Washer Elec WH_Com, E - HWat [unit w/ propane dry - Water Heater] | Grocery | Water Heating | REPL | 0.4 | 0.69538 | 0.87133 | 0.90165 | 0.90288 | 0.90529 | 0.89509 | 0.9161 | 0.92457 | 0.90466
| Clothes Washer Gas WH_Com, E - Appl [unit w/ elec dry - Washer] | Grocery | Appliances | NC | 0.4 | 0.67039 | 0.77229 | 0.78198 | 0.74462 | 0.73941 | 0.73839 | 0.72591 | 0.73085 | 0.72914
| Clothes Washer Gas WH_Com, E - Appl [unit w/ elec dry - Washer] | Grocery | Appliances | REPL | 0.4 | 0.69538 | 0.87133 | 0.90165 | 0.90288 | 0.90529 | 0.89509 | 0.9161 | 0.92457 | 0.90466
| Clothes Washer Gas WH_Com, E - Appl [unit w/ elec dry - Dryer] | Grocery | Appliances | NC | 0.4 | 0.67039 | 0.77229 | 0.78198 | 0.74462 | 0.73941 | 0.73839 | 0.72591 | 0.73085 | 0.72914
| Clothes Washer Gas WH_Com, E - Appl [unit w/ elec dry - Dryer] | Grocery | Appliances | REPL | 0.4 | 0.69538 | 0.87133 | 0.90165 | 0.90288 | 0.90529 | 0.89509 | 0.9161 | 0.92457 | 0.90466
| Clothes Washer Gas WH_Com, G - HWat [unit w/ elec dry - Water Heater] | Grocery |  | NC | 0.4 | 0.67701 | 0.78411 | 0.7866 | 0.75567 | 0.73347 | 0.72813 | 0.7342 | 0.7427 | 0.74771
| Clothes Washer Gas WH_Com, G - HWat [unit w/ elec dry - Water Heater] | Grocery |  | REPL | 0.4 | 0.71354 | 0.85369 | 0.88714 | 0.89114 | 0.89153 | 0.89426 | 0.89765 | 0.9029 | 0.90738
| Clothes Washer Gas WH_Com, E - Appl [unit w/ gas dry - Washer] | Grocery | Appliances | NC | 0.4 | 0.67039 | 0.77229 | 0.78198 | 0.74462 | 0.73941 | 0.73839 | 0.72591 | 0.73085 | 0.72914
| Clothes Washer Gas WH_Com, E - Appl [unit w/ gas dry - Washer] | Grocery | Appliances | REPL | 0.4 | 0.69538 | 0.87133 | 0.90165 | 0.90288 | 0.90529 | 0.89509 | 0.9161 | 0.92457 | 0.90466
| Clothes Washer Gas WH_Com, G - Oth [unit w/ gas dry - Dryer] | Grocery |  | NC | 0.4 | 0.67701 | 0.78411 | 0.7866 | 0.75567 | 0.73347 | 0.72813 | 0.7342 | 0.7427 | 0.74771
| Clothes Washer Gas WH_Com, G - Oth [unit w/ gas dry - Dryer] | Grocery |  | REPL | 0.4 | 0.71354 | 0.85369 | 0.88714 | 0.89114 | 0.89153 | 0.89426 | 0.89765 | 0.9029 | 0.90738
| Clothes Washer Gas WH_Com, G - HWat [unit w/ gas dry - Water Heater] | Grocery |  | NC | 0.4 | 0.67701 | 0.78411 | 0.7866 | 0.75567 | 0.73347 | 0.72813 | 0.7342 | 0.7427 | 0.74771
| Clothes Washer Gas WH_Com, G - HWat [unit w/ gas dry - Water Heater] | Grocery |  | REPL | 0.4 | 0.71354 | 0.85369 | 0.88714 | 0.89114 | 0.89153 | 0.89426 | 0.89765 | 0.9029 | 0.90738
| Clothes Washer Gas WH_Com, E - Appl [unit w/ propane dry - Washer] | Grocery | Appliances | NC | 0.4 | 0.67039 | 0.77229 | 0.78198 | 0.74462 | 0.73941 | 0.73839 | 0.72591 | 0.73085 | 0.72914
| Clothes Washer Gas WH_Com, E - Appl [unit w/ propane dry - Washer] | Grocery | Appliances | REPL | 0.4 | 0.69538 | 0.87133 | 0.90165 | 0.90288 | 0.90529 | 0.89509 | 0.9161 | 0.92457 | 0.90466
| Clothes Washer Gas WH_Com, P - Oth [unit w/ propane dry - Dryer] | Grocery |  | NC | 0.4 | 0.66984 | 0.77216 | 0.7721 | 0.7366 | 0.70848 | 0.69592 | 0.69354 | 0.69194 | 0.68723
| Clothes Washer Gas WH_Com, P - Oth [unit w/ propane dry - Dryer] | Grocery |  | REPL | 0.4 | 0.70598 | 0.84068 | 0.8708 | 0.86865 | 0.86116 | 0.8547 | 0.84794 | 0.8412 | 0.83398
| Clothes Washer Gas WH_Com, G - HWat [unit w/ propane dry - Water Heater] | Grocery |  | NC | 0.4 | 0.67701 | 0.78411 | 0.7866 | 0.75567 | 0.73347 | 0.72813 | 0.7342 | 0.7427 | 0.74771
| Clothes Washer Gas WH_Com, G - HWat [unit w/ propane dry - Water Heater] | Grocery |  | REPL | 0.4 | 0.71354 | 0.85369 | 0.88714 | 0.89114 | 0.89153 | 0.89426 | 0.89765 | 0.9029 | 0.90738
| Clothes Washer Oil WH_Com, E - Appl [unit w/ elec dry - Washer] | Grocery | Appliances | NC | 0.4 | 0.67039 | 0.77229 | 0.78198 | 0.74462 | 0.73941 | 0.73839 | 0.72591 | 0.73085 | 0.72914
| Clothes Washer Oil WH_Com, E - Appl [unit w/ elec dry - Washer] | Grocery | Appliances | REPL | 0.4 | 0.69538 | 0.87133 | 0.90165 | 0.90288 | 0.90529 | 0.89509 | 0.9161 | 0.92457 | 0.90466
| Clothes Washer Oil WH_Com, E - Appl [unit w/ elec dry - Dryer] | Grocery | Appliances | NC | 0.4 | 0.67039 | 0.77229 | 0.78198 | 0.74462 | 0.73941 | 0.73839 | 0.72591 | 0.73085 | 0.72914
| Clothes Washer Oil WH_Com, E - Appl [unit w/ elec dry - Dryer] | Grocery | Appliances | REPL | 0.4 | 0.69538 | 0.87133 | 0.90165 | 0.90288 | 0.90529 | 0.89509 | 0.9161 | 0.92457 | 0.90466
| Clothes Washer Oil WH_Com, O - HWat [unit w/ elec dry - Water Heater] | Grocery |  | NC | 0.4 | 0.66984 | 0.77216 | 0.7721 | 0.7366 | 0.70848 | 0.69592 | 0.69354 | 0.69194 | 0.68723
| Clothes Washer Oil WH_Com, O - HWat [unit w/ elec dry - Water Heater] | Grocery |  | REPL | 0.4 | 0.70598 | 0.84068 | 0.8708 | 0.86865 | 0.86116 | 0.8547 | 0.84794 | 0.8412 | 0.83398
| Clothes Washer Oil WH_Com, E - Appl [unit w/ gas dry - Washer] | Grocery | Appliances | NC | 0.4 | 0.67039 | 0.77229 | 0.78198 | 0.74462 | 0.73941 | 0.73839 | 0.72591 | 0.73085 | 0.72914
| Clothes Washer Oil WH_Com, E - Appl [unit w/ gas dry - Washer] | Grocery | Appliances | REPL | 0.4 | 0.69538 | 0.87133 | 0.90165 | 0.90288 | 0.90529 | 0.89509 | 0.9161 | 0.92457 | 0.90466
| Clothes Washer Oil WH_Com, G - Oth [unit w/ gas dry - Dryer] | Grocery |  | NC | 0.4 | 0.67701 | 0.78411 | 0.7866 | 0.75567 | 0.73347 | 0.72813 | 0.7342 | 0.7427 | 0.74771
| Clothes Washer Oil WH_Com, G - Oth [unit w/ gas dry - Dryer] | Grocery |  | REPL | 0.4 | 0.71354 | 0.85369 | 0.88714 | 0.89114 | 0.89153 | 0.89426 | 0.89765 | 0.9029 | 0.90738
| Clothes Washer Oil WH_Com, O - HWat [unit w/ gas dry - Water Heater] | Grocery |  | NC | 0.4 | 0.66984 | 0.77216 | 0.7721 | 0.7366 | 0.70848 | 0.69592 | 0.69354 | 0.69194 | 0.68723
| Clothes Washer Oil WH_Com, O - HWat [unit w/ gas dry - Water Heater] | Grocery |  | REPL | 0.4 | 0.70598 | 0.84068 | 0.8708 | 0.86865 | 0.86116 | 0.8547 | 0.84794 | 0.8412 | 0.83398
| Clothes Washer Oil WH_Com, E - Appl [unit w/ propane dry - Washer] | Grocery | Appliances | NC | 0.4 | 0.67039 | 0.77229 | 0.78198 | 0.74462 | 0.73941 | 0.73839 | 0.72591 | 0.73085 | 0.72914
| Clothes Washer Oil WH_Com, E - Appl [unit w/ propane dry - Washer] | Grocery | Appliances | REPL | 0.4 | 0.69538 | 0.87133 | 0.90165 | 0.90288 | 0.90529 | 0.89509 | 0.9161 | 0.92457 | 0.90466
| Clothes Washer Oil WH_Com, P - Oth [unit w/ propane dry - Dryer] | Grocery |  | NC | 0.4 | 0.66984 | 0.77216 | 0.7721 | 0.7366 | 0.70848 | 0.69592 | 0.69354 | 0.69194 | 0.68723
| Clothes Washer Oil WH_Com, P - Oth [unit w/ propane dry - Dryer] | Grocery |  | REPL | 0.4 | 0.70598 | 0.84068 | 0.8708 | 0.86865 | 0.86116 | 0.8547 | 0.84794 | 0.8412 | 0.83398
| Clothes Washer Oil WH_Com, O - HWat [unit w/ propane dry - Water Heater] | Grocery |  | NC | 0.4 | 0.66984 | 0.77216 | 0.7721 | 0.7366 | 0.70848 | 0.69592 | 0.69354 | 0.69194 | 0.68723
| Clothes Washer Oil WH_Com, O - HWat [unit w/ propane dry - Water Heater] | Grocery |  | REPL | 0.4 | 0.70598 | 0.84068 | 0.8708 | 0.86865 | 0.86116 | 0.8547 | 0.84794 | 0.8412 | 0.83398
| Clothes Washer Propane WH_Com, E - Appl [unit w/ elec dry - Washer] | Grocery | Appliances | NC | 0.4 | 0.67039 | 0.77229 | 0.78198 | 0.74462 | 0.73941 | 0.73839 | 0.72591 | 0.73085 | 0.72914
| Clothes Washer Propane WH_Com, E - Appl [unit w/ elec dry - Washer] | Grocery | Appliances | REPL | 0.4 | 0.69538 | 0.87133 | 0.90165 | 0.90288 | 0.90529 | 0.89509 | 0.9161 | 0.92457 | 0.90466
| Clothes Washer Propane WH_Com, E - Appl [unit w/ elec dry - Dryer] | Grocery | Appliances | NC | 0.4 | 0.67039 | 0.77229 | 0.78198 | 0.74462 | 0.73941 | 0.73839 | 0.72591 | 0.73085 | 0.72914
| Clothes Washer Propane WH_Com, E - Appl [unit w/ elec dry - Dryer] | Grocery | Appliances | REPL | 0.4 | 0.69538 | 0.87133 | 0.90165 | 0.90288 | 0.90529 | 0.89509 | 0.9161 | 0.92457 | 0.90466
| Clothes Washer Propane WH_Com, P - HWat [unit w/ elec dry - Water Heater] | Grocery |  | NC | 0.4 | 0.66984 | 0.77216 | 0.7721 | 0.7366 | 0.70848 | 0.69592 | 0.69354 | 0.69194 | 0.68723
| Clothes Washer Propane WH_Com, P - HWat [unit w/ elec dry - Water Heater] | Grocery |  | REPL | 0.4 | 0.70598 | 0.84068 | 0.8708 | 0.86865 | 0.86116 | 0.8547 | 0.84794 | 0.8412 | 0.83398
| Clothes Washer Propane WH_Com, E - Appl [unit w/ gas dry - Washer] | Grocery | Appliances | NC | 0.4 | 0.67039 | 0.77229 | 0.78198 | 0.74462 | 0.73941 | 0.73839 | 0.72591 | 0.73085 | 0.72914
| Clothes Washer Propane WH_Com, E - Appl [unit w/ gas dry - Washer] | Grocery | Appliances | REPL | 0.4 | 0.69538 | 0.87133 | 0.90165 | 0.90288 | 0.90529 | 0.89509 | 0.9161 | 0.92457 | 0.90466
| Clothes Washer Propane WH_Com, G - Oth [unit w/ gas dry - Dryer] | Grocery |  | NC | 0.4 | 0.67701 | 0.78411 | 0.7866 | 0.75567 | 0.73347 | 0.72813 | 0.7342 | 0.7427 | 0.74771
| Clothes Washer Propane WH_Com, G - Oth [unit w/ gas dry - Dryer] | Grocery |  | REPL | 0.4 | 0.71354 | 0.85369 | 0.88714 | 0.89114 | 0.89153 | 0.89426 | 0.89765 | 0.9029 | 0.90738
| Clothes Washer Propane WH_Com, P - HWat [unit w/ gas dry - Water Heater] | Grocery |  | NC | 0.4 | 0.66984 | 0.77216 | 0.7721 | 0.7366 | 0.70848 | 0.69592 | 0.69354 | 0.69194 | 0.68723
| Clothes Washer Propane WH_Com, P - HWat [unit w/ gas dry - Water Heater] | Grocery |  | REPL | 0.4 | 0.70598 | 0.84068 | 0.8708 | 0.86865 | 0.86116 | 0.8547 | 0.84794 | 0.8412 | 0.83398
| Clothes Washer Propane WH_Com, E - Appl [unit w/ propane dry - Washer] | Grocery | Appliances | NC | 0.4 | 0.67039 | 0.77229 | 0.78198 | 0.74462 | 0.73941 | 0.73839 | 0.72591 | 0.73085 | 0.72914
| Clothes Washer Propane WH_Com, E - Appl [unit w/ propane dry - Washer] | Grocery | Appliances | REPL | 0.4 | 0.69538 | 0.87133 | 0.90165 | 0.90288 | 0.90529 | 0.89509 | 0.9161 | 0.92457 | 0.90466
| Clothes Washer Propane WH_Com, P - Oth [unit w/ propane dry - Dryer] | Grocery |  | NC | 0.4 | 0.66984 | 0.77216 | 0.7721 | 0.7366 | 0.70848 | 0.69592 | 0.69354 | 0.69194 | 0.68723
| Clothes Washer Propane WH_Com, P - Oth [unit w/ propane dry - Dryer] | Grocery |  | REPL | 0.4 | 0.70598 | 0.84068 | 0.8708 | 0.86865 | 0.86116 | 0.8547 | 0.84794 | 0.8412 | 0.83398
| Clothes Washer Propane WH_Com, P - HWat [unit w/ propane dry - Water Heater] | Grocery |  | NC | 0.4 | 0.66984 | 0.77216 | 0.7721 | 0.7366 | 0.70848 | 0.69592 | 0.69354 | 0.69194 | 0.68723
| Clothes Washer Propane WH_Com, P - HWat [unit w/ propane dry - Water Heater] | Grocery |  | REPL | 0.4 | 0.70598 | 0.84068 | 0.8708 | 0.86865 | 0.86116 | 0.8547 | 0.84794 | 0.8412 | 0.83398
| Dishwasher_Com, E - Appl [Building w elec WH] | Grocery | Appliances | NC | 0.4 | 0.67039 | 0.77229 | 0.78198 | 0.74462 | 0.73941 | 0.73839 | 0.71865 | 0.7163 | 0.70748
| Dishwasher_Com, E - Appl [Building w elec WH] | Grocery | Appliances | REPL | 0.4 | 0.69538 | 0.87133 | 0.90165 | 0.90288 | 0.90529 | 0.89509 | 0.9161 | 0.92457 | 0.90466
| Dishwasher_Com, E - HWat [Building w elec WH] | Grocery | Water Heating | NC | 0.4 | 0.67039 | 0.77229 | 0.78198 | 0.74462 | 0.73941 | 0.73839 | 0.71865 | 0.7163 | 0.70748
| Dishwasher_Com, E - HWat [Building w elec WH] | Grocery | Water Heating | REPL | 0.4 | 0.69538 | 0.87133 | 0.90165 | 0.90288 | 0.90529 | 0.89509 | 0.9161 | 0.92457 | 0.90466
| Dishwasher_Com, E - Appl [Building w gas WH] | Grocery | Appliances | NC | 0.4 | 0.67039 | 0.77229 | 0.78198 | 0.74462 | 0.73941 | 0.73839 | 0.71865 | 0.7163 | 0.70748
| Dishwasher_Com, E - Appl [Building w gas WH] | Grocery | Appliances | REPL | 0.4 | 0.69538 | 0.87133 | 0.90165 | 0.90288 | 0.90529 | 0.89509 | 0.9161 | 0.92457 | 0.90466
| Dishwasher_Com, G - HWat [Building w gas WH] | Grocery |  | NC | 0.4 | 0.67701 | 0.78411 | 0.7866 | 0.75567 | 0.73347 | 0.72813 | 0.72686 | 0.72792 | 0.7255
| Dishwasher_Com, G - HWat [Building w gas WH] | Grocery |  | REPL | 0.4 | 0.71354 | 0.85369 | 0.88714 | 0.89114 | 0.89153 | 0.89426 | 0.89765 | 0.9029 | 0.90738
| Dishwasher_Com, E - Appl [Building w oil WH] | Grocery | Appliances | NC | 0.4 | 0.67039 | 0.77229 | 0.78198 | 0.74462 | 0.73941 | 0.73839 | 0.71865 | 0.7163 | 0.70748
| Dishwasher_Com, E - Appl [Building w oil WH] | Grocery | Appliances | REPL | 0.4 | 0.69538 | 0.87133 | 0.90165 | 0.90288 | 0.90529 | 0.89509 | 0.9161 | 0.92457 | 0.90466
| Dishwasher_Com, O - HWat [Building w oil WH] | Grocery |  | NC | 0.4 | 0.66984 | 0.77216 | 0.7721 | 0.7366 | 0.70848 | 0.69592 | 0.68661 | 0.67817 | 0.66682
| Dishwasher_Com, O - HWat [Building w oil WH] | Grocery |  | REPL | 0.4 | 0.70598 | 0.84068 | 0.8708 | 0.86865 | 0.86116 | 0.8547 | 0.84794 | 0.8412 | 0.83398
| Dishwasher_Com, E - Appl [Building w propane WH] | Grocery | Appliances | NC | 0.4 | 0.67039 | 0.77229 | 0.78198 | 0.74462 | 0.73941 | 0.73839 | 0.71865 | 0.7163 | 0.70748
| Dishwasher_Com, E - Appl [Building w propane WH] | Grocery | Appliances | REPL | 0.4 | 0.69538 | 0.87133 | 0.90165 | 0.90288 | 0.90529 | 0.89509 | 0.9161 | 0.92457 | 0.90466
| Dishwasher_Com, P - HWat [Building w propane WH] | Grocery |  | NC | 0.4 | 0.66984 | 0.77216 | 0.7721 | 0.7366 | 0.70848 | 0.69592 | 0.68661 | 0.67817 | 0.66682
| Dishwasher_Com, P - HWat [Building w propane WH] | Grocery |  | REPL | 0.4 | 0.70598 | 0.84068 | 0.8708 | 0.86865 | 0.86116 | 0.8547 | 0.84794 | 0.8412 | 0.83398
| Faucet Aerator_Com, E - HWat | Grocery | Water Heating | RET | 0.03 | 0.042641 | 0.049659 | 0.050396 | 0.05016 | 0.050294 | 0.049727 | 0.050895 | 0.051365 | 0.050259
| Faucet Aerator_Com, G - HWat | Grocery |  | RET | 0.03 | 0.043755 | 0.048654 | 0.049586 | 0.049508 | 0.04953 | 0.049681 | 0.04987 | 0.050161 | 0.05041
| Faucet Aerator_Com, O - HWat | Grocery |  | RET | 0.03 | 0.043291 | 0.047913 | 0.048672 | 0.048258 | 0.047842 | 0.047483 | 0.047108 | 0.046733 | 0.046332
| Faucet Aerator_Com, P - HWat | Grocery |  | RET | 0.03 | 0.043291 | 0.047913 | 0.048672 | 0.048258 | 0.047842 | 0.047483 | 0.047108 | 0.046733 | 0.046332
| Pre Rinse Sprayers_Com, E - HWat | Grocery | Water Heating | RET | 0.03 | 0.042641 | 0.049659 | 0.050396 | 0.05016 | 0.050294 | 0.049727 | 0.050895 | 0.051365 | 0.050259
| Pre Rinse Sprayers_Com, G - HWat | Grocery |  | RET | 0.03 | 0.043755 | 0.048654 | 0.049586 | 0.049508 | 0.04953 | 0.049681 | 0.04987 | 0.050161 | 0.05041
| Pre Rinse Sprayers_Com, O - HWat | Grocery |  | RET | 0.03 | 0.043291 | 0.047913 | 0.048672 | 0.048258 | 0.047842 | 0.047483 | 0.047108 | 0.046733 | 0.046332
| Pre Rinse Sprayers_Com, P - HWat | Grocery |  | RET | 0.03 | 0.043291 | 0.047913 | 0.048672 | 0.048258 | 0.047842 | 0.047483 | 0.047108 | 0.046733 | 0.046332
| Heat Pump Water Heater_Com, E - HWat | Grocery | Water Heating | NC | 0.2 | 0.40942 | 0.58382 | 0.6566 | 0.65237 | 0.65725 | 0.65635 | 0.6388 | 0.63671 | 0.62888
| Heat Pump Water Heater_Com, E - HWat | Grocery | Water Heating | RET | 0.01 | 0.025567 | 0.040813 | 0.044708 | 0.044048 | 0.04277 | 0.040734 | 0.040177 | 0.039096 | 0.036901
| Heat Pump Water Heater_Com, E - HWat | Grocery | Water Heating | REPL | 0.2 | 0.40917 | 0.6073 | 0.66178 | 0.6521 | 0.6312 | 0.59226 | 0.57359 | 0.54602 | 0.50209
| FF Storage Water Heater_Com, G - HWat | Grocery |  | NC | 0.3 | 0.51453 | 0.64713 | 0.68005 | 0.66803 | 0.65197 | 0.64722 | 0.6461 | 0.64704 | 0.64489
| FF Storage Water Heater_Com, G - HWat | Grocery |  | RET | 0.01 | 0.026311 | 0.040416 | 0.045013 | 0.045128 | 0.043855 | 0.042487 | 0.044704 | 0.046963 | 0.049135
| FF Storage Water Heater_Com, G - HWat | Grocery |  | REPL | 0.3 | 0.52248 | 0.64959 | 0.67042 | 0.64943 | 0.61368 | 0.57581 | 0.5943 | 0.61418 | 0.63372
| FF Storage Water Heater_Com, O - HWat | Grocery |  | NC | 0.3 | 0.50908 | 0.63727 | 0.66751 | 0.65117 | 0.62976 | 0.61859 | 0.61032 | 0.60282 | 0.59273
| FF Storage Water Heater_Com, O - HWat | Grocery |  | RET | 0.01 | 0.026032 | 0.0398 | 0.044183 | 0.043989 | 0.042361 | 0.040607 | 0.042229 | 0.043754 | 0.045161
| FF Storage Water Heater_Com, O - HWat | Grocery |  | REPL | 0.3 | 0.51695 | 0.63969 | 0.65806 | 0.63305 | 0.59277 | 0.55034 | 0.56139 | 0.57221 | 0.58246
| FF Storage Water Heater_Com, P - HWat | Grocery |  | NC | 0.3 | 0.50908 | 0.63727 | 0.66751 | 0.65117 | 0.62976 | 0.61859 | 0.61032 | 0.60282 | 0.59273
| FF Storage Water Heater_Com, P - HWat | Grocery |  | RET | 0.01 | 0.026032 | 0.0398 | 0.044183 | 0.043989 | 0.042361 | 0.040607 | 0.042229 | 0.043754 | 0.045161
| FF Storage Water Heater_Com, P - HWat | Grocery |  | REPL | 0.3 | 0.51695 | 0.63969 | 0.65806 | 0.63305 | 0.59277 | 0.55034 | 0.56139 | 0.57221 | 0.58246
| FF Instantaneous Water Heater_Com, G - HWat | Grocery |  | NC | 0.3 | 0.44162 | 0.54009 | 0.576 | 0.57474 | 0.56788 | 0.56632 | 0.56533 | 0.56616 | 0.56428
| FF Instantaneous Water Heater_Com, G - HWat | Grocery |  | RET | 0.01 | 0.023713 | 0.037194 | 0.043419 | 0.04469 | 0.044061 | 0.042747 | 0.041444 | 0.040262 | 0.03908
| FF Instantaneous Water Heater_Com, G - HWat | Grocery |  | REPL | 0.3 | 0.44967 | 0.54567 | 0.57297 | 0.5646 | 0.54053 | 0.50989 | 0.47691 | 0.44459 | 0.41151
| FF Instantaneous Water Heater_Com, O - HWat | Grocery |  | NC | 0.3 | 0.43694 | 0.53186 | 0.56539 | 0.56024 | 0.54853 | 0.54127 | 0.53403 | 0.52747 | 0.51864
| FF Instantaneous Water Heater_Com, O - HWat | Grocery |  | RET | 0.01 | 0.023462 | 0.036627 | 0.042619 | 0.043562 | 0.042559 | 0.040856 | 0.039149 | 0.037511 | 0.035919
| FF Instantaneous Water Heater_Com, O - HWat | Grocery |  | REPL | 0.3 | 0.44491 | 0.53735 | 0.56241 | 0.55035 | 0.52211 | 0.48733 | 0.4505 | 0.41421 | 0.37822
| FF Instantaneous Water Heater_Com, P - HWat | Grocery |  | NC | 0.3 | 0.43694 | 0.53186 | 0.56539 | 0.56024 | 0.54853 | 0.54127 | 0.53403 | 0.52747 | 0.51864
| FF Instantaneous Water Heater_Com, P - HWat | Grocery |  | RET | 0.01 | 0.023462 | 0.036627 | 0.042619 | 0.043562 | 0.042559 | 0.040856 | 0.039149 | 0.037511 | 0.035919
| FF Instantaneous Water Heater_Com, P - HWat | Grocery |  | REPL | 0.3 | 0.44491 | 0.53735 | 0.56241 | 0.55035 | 0.52211 | 0.48733 | 0.4505 | 0.41421 | 0.37822
| Clothes Dryer_Com, E - Appl | Grocery | Appliances | NC | 0.4 | 0.67039 | 0.77229 | 0.78198 | 0.74462 | 0.73941 | 0.73839 | 0.71865 | 0.7163 | 0.70748
| Clothes Dryer_Com, E - Appl | Grocery | Appliances | RET | 0 | 0.011162 | 0.031052 | 0.042755 | 0.04503 | 0.044111 | 0.041538 | 0.041078 | 0.040078 | 0.037929
| Clothes Dryer_Com, E - Appl | Grocery | Appliances | REPL | 0.4 | 0.68741 | 0.83451 | 0.82373 | 0.78079 | 0.73761 | 0.68455 | 0.66538 | 0.63597 | 0.58747
| Clothes Dryer_Com, G - Oth | Grocery |  | NC | 0.4 | 0.67701 | 0.78411 | 0.7866 | 0.75567 | 0.73347 | 0.72813 | 0.72686 | 0.72792 | 0.7255
| Clothes Dryer_Com, G - Oth | Grocery |  | RET | 0 | 0.011453 | 0.030423 | 0.042067 | 0.044444 | 0.04344 | 0.0415 | 0.040251 | 0.039139 | 0.038043
| Clothes Dryer_Com, G - Oth | Grocery |  | REPL | 0.4 | 0.70536 | 0.81761 | 0.81048 | 0.77064 | 0.7264 | 0.68391 | 0.65198 | 0.62106 | 0.58924
| Clothes Dryer_Com, P - Oth | Grocery |  | NC | 0.4 | 0.66984 | 0.77216 | 0.7721 | 0.7366 | 0.70848 | 0.69592 | 0.68661 | 0.67817 | 0.66682
| Clothes Dryer_Com, P - Oth | Grocery |  | RET | 0 | 0.011332 | 0.02996 | 0.041292 | 0.043322 | 0.04196 | 0.039664 | 0.038022 | 0.036464 | 0.034966
| Clothes Dryer_Com, P - Oth | Grocery |  | REPL | 0.4 | 0.69789 | 0.80515 | 0.79554 | 0.75119 | 0.70165 | 0.65366 | 0.61587 | 0.57862 | 0.54158
| Pnemautic to DDC_Com, E - TotE [Building w Elec Heat] | Grocery | Total Electric | RET | 0 | 0.0019198 | 0.0061834 | 0.013576 | 0.024102 | 0.035153 | 0.042819 | 0.048563 | 0.051365 | 0.050259
| Pnemautic to DDC_Com, E - TotE [Building w Gas Heat] | Grocery | Total Electric | RET | 0 | 0.0019198 | 0.0061834 | 0.013576 | 0.024102 | 0.035153 | 0.042819 | 0.048563 | 0.051365 | 0.050259
| Pnemautic to DDC_Com, G - TotF [Building w Gas Heat] | Grocery |  | RET | 0 | 0.00197 | 0.0060582 | 0.013358 | 0.023788 | 0.034619 | 0.042779 | 0.047585 | 0.050161 | 0.05041
| Pnemautic to DDC_Com, E - TotE [Building w Oil Heat] | Grocery | Total Electric | RET | 0 | 0.0019198 | 0.0061834 | 0.013576 | 0.024102 | 0.035153 | 0.042819 | 0.048563 | 0.051365 | 0.050259
| Pnemautic to DDC_Com, O - TotF [Building w Oil Heat] | Grocery |  | RET | 0 | 0.0019491 | 0.0059659 | 0.013112 | 0.023188 | 0.033439 | 0.040886 | 0.04495 | 0.046733 | 0.046332
| Pnemautic to DDC_Com, E - TotE [Building w Propane Heat] | Grocery | Total Electric | RET | 0 | 0.0019198 | 0.0061834 | 0.013576 | 0.024102 | 0.035153 | 0.042819 | 0.048563 | 0.051365 | 0.050259
| Pnemautic to DDC_Com, P - TotF [Building w Propane Heat] | Grocery |  | RET | 0 | 0.0019491 | 0.0059659 | 0.013112 | 0.023188 | 0.033439 | 0.040886 | 0.04495 | 0.046733 | 0.046332
| Data Center_Com, E - TotE [Building w Elec Heat] | Grocery | Total Electric | NC | 0.07 | 0.11674 | 0.17804 | 0.24407 | 0.29468 | 0.34258 | 0.3763 | 0.38691 | 0.39767 | 0.39305
| Data Center_Com, E - TotE [Building w Elec Heat] | Grocery | Total Electric | RET | 0 | 0.0019198 | 0.0061834 | 0.013576 | 0.024102 | 0.035153 | 0.042819 | 0.048563 | 0.051365 | 0.050259
| Data Center_Com, E - TotE [Building w Gas Heat] | Grocery | Total Electric | NC | 0.07 | 0.11674 | 0.17804 | 0.24407 | 0.29468 | 0.34258 | 0.3763 | 0.38691 | 0.39767 | 0.39305
| Data Center_Com, E - TotE [Building w Gas Heat] | Grocery | Total Electric | RET | 0 | 0.0019198 | 0.0061834 | 0.013576 | 0.024102 | 0.035153 | 0.042819 | 0.048563 | 0.051365 | 0.050259
| Data Center_Com, G - TotF [Building w Gas Heat] | Grocery |  | NC | 0.07 | 0.1179 | 0.18076 | 0.24551 | 0.29906 | 0.33983 | 0.37107 | 0.39133 | 0.40412 | 0.40306
| Data Center_Com, G - TotF [Building w Gas Heat] | Grocery |  | RET | 0 | 0.00197 | 0.0060582 | 0.013358 | 0.023788 | 0.034619 | 0.042779 | 0.047585 | 0.050161 | 0.05041
| Data Center_Com, E - TotE [Building w Oil Heat] | Grocery | Total Electric | NC | 0.07 | 0.11674 | 0.17804 | 0.24407 | 0.29468 | 0.34258 | 0.3763 | 0.38691 | 0.39767 | 0.39305
| Data Center_Com, E - TotE [Building w Oil Heat] | Grocery | Total Electric | RET | 0 | 0.0019198 | 0.0061834 | 0.013576 | 0.024102 | 0.035153 | 0.042819 | 0.048563 | 0.051365 | 0.050259
| Data Center_Com, O - TotF [Building w Oil Heat] | Grocery |  | NC | 0.07 | 0.11665 | 0.17801 | 0.24099 | 0.29151 | 0.32825 | 0.35465 | 0.36966 | 0.37651 | 0.37046
| Data Center_Com, O - TotF [Building w Oil Heat] | Grocery |  | RET | 0 | 0.0019491 | 0.0059659 | 0.013112 | 0.023188 | 0.033439 | 0.040886 | 0.04495 | 0.046733 | 0.046332
| Data Center_Com, E - TotE [Building w Propane Heat] | Grocery | Total Electric | NC | 0.07 | 0.11674 | 0.17804 | 0.24407 | 0.29468 | 0.34258 | 0.3763 | 0.38691 | 0.39767 | 0.39305
| Data Center_Com, E - TotE [Building w Propane Heat] | Grocery | Total Electric | RET | 0 | 0.0019198 | 0.0061834 | 0.013576 | 0.024102 | 0.035153 | 0.042819 | 0.048563 | 0.051365 | 0.050259
| Data Center_Com, P - TotF [Building w Propane Heat] | Grocery |  | NC | 0.07 | 0.11665 | 0.17801 | 0.24099 | 0.29151 | 0.32825 | 0.35465 | 0.36966 | 0.37651 | 0.37046
| Data Center_Com, P - TotF [Building w Propane Heat] | Grocery |  | RET | 0 | 0.0019491 | 0.0059659 | 0.013112 | 0.023188 | 0.033439 | 0.040886 | 0.04495 | 0.046733 | 0.046332
| RCx_Com, E - TotE [Building w Elec Heat] | Grocery | Total Electric | RET | 0.01 | 0.0146 | 0.020392 | 0.02521 | 0.030096 | 0.030176 | 0.029836 | 0.030537 | 0.030819 | 0.030155
| RCx_Com, E - TotE [Building w Gas Heat] | Grocery | Total Electric | RET | 0.01 | 0.0146 | 0.020392 | 0.02521 | 0.030096 | 0.030176 | 0.029836 | 0.030537 | 0.030819 | 0.030155
| RCx_Com, G - TotF [Building w Gas Heat] | Grocery |  | RET | 0.01 | 0.014981 | 0.019979 | 0.024804 | 0.029705 | 0.029718 | 0.029809 | 0.029922 | 0.030097 | 0.030246
| RCx_Com, E - TotE [Building w Oil Heat] | Grocery | Total Electric | RET | 0.01 | 0.0146 | 0.020392 | 0.02521 | 0.030096 | 0.030176 | 0.029836 | 0.030537 | 0.030819 | 0.030155
| RCx_Com, O - TotF [Building w Oil Heat] | Grocery |  | RET | 0.01 | 0.014822 | 0.019675 | 0.024347 | 0.028955 | 0.028705 | 0.02849 | 0.028265 | 0.02804 | 0.027799
| RCx_Com, E - TotE [Building w Propane Heat] | Grocery | Total Electric | RET | 0.01 | 0.0146 | 0.020392 | 0.02521 | 0.030096 | 0.030176 | 0.029836 | 0.030537 | 0.030819 | 0.030155
| RCx_Com, P - TotF [Building w Propane Heat] | Grocery |  | RET | 0.01 | 0.014822 | 0.019675 | 0.024347 | 0.028955 | 0.028705 | 0.02849 | 0.028265 | 0.02804 | 0.027799
| Commissioning_Com, E - TotE [Building w Elec Heat] | Grocery | Total Electric | NC | 0.15 | 0.19987 | 0.2482 | 0.28438 | 0.29862 | 0.31524 | 0.32591 | 0.3194 | 0.32157 | 0.32082
| Commissioning_Com, E - TotE [Building w Gas Heat] | Grocery | Total Electric | NC | 0.15 | 0.19987 | 0.2482 | 0.28438 | 0.29862 | 0.31524 | 0.32591 | 0.3194 | 0.32157 | 0.32082
| Commissioning_Com, G - TotF [Building w Gas Heat] | Grocery |  | NC | 0.15 | 0.20185 | 0.25199 | 0.28606 | 0.30306 | 0.31271 | 0.32138 | 0.32305 | 0.32679 | 0.32899
| Commissioning_Com, E - TotE [Building w Oil Heat] | Grocery | Total Electric | NC | 0.15 | 0.19987 | 0.2482 | 0.28438 | 0.29862 | 0.31524 | 0.32591 | 0.3194 | 0.32157 | 0.32082
| Commissioning_Com, O - TotF [Building w Oil Heat] | Grocery |  | NC | 0.15 | 0.19971 | 0.24815 | 0.28079 | 0.29541 | 0.30205 | 0.30716 | 0.30516 | 0.30445 | 0.30238
| Commissioning_Com, E - TotE [Building w Propane Heat] | Grocery | Total Electric | NC | 0.15 | 0.19987 | 0.2482 | 0.28438 | 0.29862 | 0.31524 | 0.32591 | 0.3194 | 0.32157 | 0.32082
| Commissioning_Com, P - TotF [Building w Propane Heat] | Grocery |  | NC | 0.15 | 0.19971 | 0.24815 | 0.28079 | 0.29541 | 0.30205 | 0.30716 | 0.30516 | 0.30445 | 0.30238
| Integrated Building Design_Com, E - TotE [Building w Elec Heat] | Grocery | Total Electric | NC | 0.07 | 0.10789 | 0.15658 | 0.20737 | 0.24441 | 0.27968 | 0.30429 | 0.31118 | 0.31836 | 0.31444
| Integrated Building Design_Com, E - TotE [Building w Gas Heat] | Grocery | Total Electric | NC | 0.07 | 0.10789 | 0.15658 | 0.20737 | 0.24441 | 0.27968 | 0.30429 | 0.31118 | 0.31836 | 0.31444
| Integrated Building Design_Com, G - TotF [Building w Gas Heat] | Grocery |  | NC | 0.07 | 0.10896 | 0.15897 | 0.20859 | 0.24804 | 0.27744 | 0.30006 | 0.31474 | 0.32352 | 0.32245
| Integrated Building Design_Com, E - TotE [Building w Oil Heat] | Grocery | Total Electric | NC | 0.07 | 0.10789 | 0.15658 | 0.20737 | 0.24441 | 0.27968 | 0.30429 | 0.31118 | 0.31836 | 0.31444
| Integrated Building Design_Com, O - TotF [Building w Oil Heat] | Grocery |  | NC | 0.07 | 0.1078 | 0.15655 | 0.20475 | 0.24178 | 0.26798 | 0.28679 | 0.29731 | 0.30141 | 0.29636
| Integrated Building Design_Com, E - TotE [Building w Propane Heat] | Grocery | Total Electric | NC | 0.07 | 0.10789 | 0.15658 | 0.20737 | 0.24441 | 0.27968 | 0.30429 | 0.31118 | 0.31836 | 0.31444
| Integrated Building Design_Com, P - TotF [Building w Propane Heat] | Grocery |  | NC | 0.07 | 0.1078 | 0.15655 | 0.20475 | 0.24178 | 0.26798 | 0.28679 | 0.29731 | 0.30141 | 0.29636
| Deep Energy Retrofit_Com, E - TotE [Building w Elec Heat] | Grocery | Total Electric | RET | 0.005 | 0.010819 | 0.021339 | 0.032616 | 0.04169 | 0.047317 | 0.049462 | 0.050895 | 0.051365 | 0.050259
| Deep Energy Retrofit_Com, E - TotE [Building w Gas Heat] | Grocery | Total Electric | RET | 0.005 | 0.010819 | 0.021339 | 0.032616 | 0.04169 | 0.047317 | 0.049462 | 0.050895 | 0.051365 | 0.050259
| Deep Energy Retrofit_Com, G - TotF [Building w Gas Heat] | Grocery |  | RET | 0.005 | 0.011102 | 0.020907 | 0.032091 | 0.041148 | 0.046598 | 0.049416 | 0.04987 | 0.050161 | 0.05041
| Deep Energy Retrofit_Com, E - TotE [Building w Oil Heat] | Grocery | Total Electric | RET | 0.005 | 0.010819 | 0.021339 | 0.032616 | 0.04169 | 0.047317 | 0.049462 | 0.050895 | 0.051365 | 0.050259
| Deep Energy Retrofit_Com, O - TotF [Building w Oil Heat] | Grocery |  | RET | 0.005 | 0.010984 | 0.020589 | 0.0315 | 0.04011 | 0.04501 | 0.04723 | 0.047108 | 0.046733 | 0.046332
| Deep Energy Retrofit_Com, E - TotE [Building w Propane Heat] | Grocery | Total Electric | RET | 0.005 | 0.010819 | 0.021339 | 0.032616 | 0.04169 | 0.047317 | 0.049462 | 0.050895 | 0.051365 | 0.050259
| Deep Energy Retrofit_Com, P - TotF [Building w Propane Heat] | Grocery |  | RET | 0.005 | 0.010984 | 0.020589 | 0.0315 | 0.04011 | 0.04501 | 0.04723 | 0.047108 | 0.046733 | 0.046332
| EMS_Com, E - TotE [Building w Elec Heat] | Grocery | Total Electric | NC | 0.07 | 0.072964 | 0.085756 | 0.11043 | 0.13897 | 0.16834 | 0.18669 | 0.19042 | 0.1935 | 0.19259
| EMS_Com, E - TotE [Building w Elec Heat] | Grocery | Total Electric | RET | 0.0035 | 0.0049651 | 0.0094204 | 0.016506 | 0.023041 | 0.026521 | 0.027456 | 0.028501 | 0.028765 | 0.028145
| EMS_Com, E - TotE [Building w Gas Heat] | Grocery | Total Electric | NC | 0.07 | 0.072964 | 0.085756 | 0.11043 | 0.13897 | 0.16834 | 0.18669 | 0.19042 | 0.1935 | 0.19259
| EMS_Com, E - TotE [Building w Gas Heat] | Grocery | Total Electric | RET | 0.0035 | 0.0049651 | 0.0094204 | 0.016506 | 0.023041 | 0.026521 | 0.027456 | 0.028501 | 0.028765 | 0.028145
| EMS_Com, G - TotF [Building w Gas Heat] | Grocery |  | NC | 0.07 | 0.073684 | 0.087068 | 0.11108 | 0.14104 | 0.16699 | 0.1841 | 0.1926 | 0.19664 | 0.1975
| EMS_Com, G - TotF [Building w Gas Heat] | Grocery |  | RET | 0.0035 | 0.0050947 | 0.0092297 | 0.016241 | 0.022741 | 0.026118 | 0.02743 | 0.027927 | 0.02809 | 0.02823
| EMS_Com, E - TotE [Building w Oil Heat] | Grocery | Total Electric | NC | 0.07 | 0.072964 | 0.085756 | 0.11043 | 0.13897 | 0.16834 | 0.18669 | 0.19042 | 0.1935 | 0.19259
| EMS_Com, E - TotE [Building w Oil Heat] | Grocery | Total Electric | RET | 0.0035 | 0.0049651 | 0.0094204 | 0.016506 | 0.023041 | 0.026521 | 0.027456 | 0.028501 | 0.028765 | 0.028145
| EMS_Com, O - TotF [Building w Oil Heat] | Grocery |  | NC | 0.07 | 0.072904 | 0.085741 | 0.10903 | 0.13748 | 0.1613 | 0.17596 | 0.18193 | 0.1832 | 0.18152
| EMS_Com, O - TotF [Building w Oil Heat] | Grocery |  | RET | 0.0035 | 0.0050407 | 0.009089 | 0.015941 | 0.022167 | 0.025228 | 0.026217 | 0.02638 | 0.026171 | 0.025946
| EMS_Com, E - TotE [Building w Propane Heat] | Grocery | Total Electric | NC | 0.07 | 0.072964 | 0.085756 | 0.11043 | 0.13897 | 0.16834 | 0.18669 | 0.19042 | 0.1935 | 0.19259
| EMS_Com, E - TotE [Building w Propane Heat] | Grocery | Total Electric | RET | 0.0035 | 0.0049651 | 0.0094204 | 0.016506 | 0.023041 | 0.026521 | 0.027456 | 0.028501 | 0.028765 | 0.028145
| EMS_Com, P - TotF [Building w Propane Heat] | Grocery |  | NC | 0.07 | 0.072904 | 0.085741 | 0.10903 | 0.13748 | 0.1613 | 0.17596 | 0.18193 | 0.1832 | 0.18152
| EMS_Com, P - TotF [Building w Propane Heat] | Grocery |  | RET | 0.0035 | 0.0050407 | 0.009089 | 0.015941 | 0.022167 | 0.025228 | 0.026217 | 0.02638 | 0.026171 | 0.025946
| VFDs on HVAC Pumps_Com, E - Oth | Grocery | Other | RET | 0.005 | 0.017311 | 0.035982 | 0.04605 | 0.049286 | 0.050294 | 0.049727 | 0.050895 | 0.051365 | 0.050259
| ECM Circulators_Com, E - Oth | Grocery | Other | RET | 0.01 | 0.025818 | 0.042301 | 0.048281 | 0.049885 | 0.050294 | 0.049727 | 0.050895 | 0.051365 | 0.050259
| Motors_Com, E - Oth | Grocery | Other | NC | 0.3 | 0.5095 | 0.63738 | 0.67605 | 0.65826 | 0.65725 | 0.65635 | 0.6388 | 0.63671 | 0.62888
| Motors_Com, E - Oth | Grocery | Other | RET | 0.005 | 0.017225 | 0.035173 | 0.043442 | 0.044393 | 0.043098 | 0.040503 | 0.039515 | 0.03802 | 0.035472
| Motors_Com, E - Oth | Grocery | Other | REPL | 0.3 | 0.51645 | 0.67735 | 0.69864 | 0.67615 | 0.64146 | 0.59444 | 0.56949 | 0.53549 | 0.48554
| Ext Area Ltg_Com, E - ExtL | Grocery | Exterior Lighting | NC | 0.16 | 0.26816 | 0.30892 | 0.31279 | 0.29785 | 0.29576 | 0.29536 | 0.28746 | 0.28652 | 0.28299
| Ext Area Ltg_Com, E - ExtL | Grocery | Exterior Lighting | RET | 0.02 | 0.036839 | 0.046535 | 0.047385 | 0.046386 | 0.050294 | 0.049727 | 0.050895 | 0.051365 | 0.050259
| Ext Area Ltg_Com, E - ExtL | Grocery | Exterior Lighting | REPL | 0.16 | 0.26196 | 0.31185 | 0.30483 | 0.28719 | 0.32472 | 0.35741 | 0.36644 | 0.36983 | 0.36186
| Street Ltg_Com, E - ExtL | Grocery | Exterior Lighting | NC | 0.246 | 0.35859 | 0.4362 | 0.46955 | 0.46439 | 0.46943 | 0.47093 | 0.45834 | 0.45684 | 0.45122
| Street Ltg_Com, E - ExtL | Grocery | Exterior Lighting | RET | 0.02 | 0.033763 | 0.044243 | 0.04651 | 0.046343 | 0.050294 | 0.049727 | 0.050895 | 0.051365 | 0.050259
| Street Ltg_Com, E - ExtL | Grocery | Exterior Lighting | REPL | 0.246 | 0.35149 | 0.44309 | 0.4612 | 0.45164 | 0.51933 | 0.57087 | 0.58427 | 0.58967 | 0.57697
| Ext Ltg Ctrls_Com, E - ExtL | Grocery | Exterior Lighting | RET | 0.02 | 0.036139 | 0.047284 | 0.049739 | 0.05016 | 0.050294 | 0.049727 | 0.050895 | 0.051365 | 0.050259
| Ext Ltg Dsgn_Com, E - ExtL | Grocery | Exterior Lighting | NC | 0.013 | 0.027537 | 0.04613 | 0.061414 | 0.067815 | 0.071987 | 0.073864 | 0.072663 | 0.072426 | 0.071535
| Ext Ltg Dsgn_Com, E - ExtL | Grocery | Exterior Lighting | REPL | 0.013 | 0.028564 | 0.052045 | 0.070812 | 0.082228 | 0.088137 | 0.08954 | 0.092628 | 0.093485 | 0.091471
| Int Ltg Ctrls_Com, E - IntL [No Heat] | Grocery | Interior Lighting | RET | 0.03 | 0.04217 | 0.0494 | 0.050293 | 0.05016 | 0.050294 | 0.049727 | 0.050895 | 0.051365 | 0.050259
| Int Ltg Ctrls_Com, E - IntL [Electric Heat] | Grocery | Interior Lighting | RET | 0.03 | 0.04217 | 0.0494 | 0.050293 | 0.05016 | 0.050294 | 0.049727 | 0.050895 | 0.051365 | 0.050259
| Int Ltg Ctrls_Com, E/G - IntL | Grocery | Interior Lighting | RET | 0.03 | 0.04217 | 0.0494 | 0.050293 | 0.05016 | 0.050294 | 0.049727 | 0.050895 | 0.051365 | 0.050259
| Int Ltg Ctrls_Com, E/O - IntL | Grocery | Interior Lighting | RET | 0.03 | 0.04217 | 0.0494 | 0.050293 | 0.05016 | 0.050294 | 0.049727 | 0.050895 | 0.051365 | 0.050259
| Int Ltg Ctrls_Com, E/P - IntL | Grocery | Interior Lighting | RET | 0.03 | 0.04217 | 0.0494 | 0.050293 | 0.05016 | 0.050294 | 0.049727 | 0.050895 | 0.051365 | 0.050259
| Exit Sign RetFit_Com, E - IntL [No Heat] | Grocery | Interior Lighting | RET | 0.03 | 0.04217 | 0.0494 | 0.050293 | 0.05016 | 0.050294 | 0.049727 | 0.050895 | 0.051365 | 0.050259
| Exit Sign RetFit_Com, E - IntL [Electric Heat] | Grocery | Interior Lighting | RET | 0.03 | 0.04217 | 0.0494 | 0.050293 | 0.05016 | 0.050294 | 0.049727 | 0.050895 | 0.051365 | 0.050259
| Exit Sign RetFit_Com, E/G - IntL | Grocery | Interior Lighting | RET | 0.03 | 0.04217 | 0.0494 | 0.050293 | 0.05016 | 0.050294 | 0.049727 | 0.050895 | 0.051365 | 0.050259
| Exit Sign RetFit_Com, E/O - IntL | Grocery | Interior Lighting | RET | 0.03 | 0.04217 | 0.0494 | 0.050293 | 0.05016 | 0.050294 | 0.049727 | 0.050895 | 0.051365 | 0.050259
| Exit Sign RetFit_Com, E/P - IntL | Grocery | Interior Lighting | RET | 0.03 | 0.04217 | 0.0494 | 0.050293 | 0.05016 | 0.050294 | 0.049727 | 0.050895 | 0.051365 | 0.050259
| LED HiLo Bay_Com, E - IntL [No Heat] | Grocery | Interior Lighting | NC | 0.3 | 0.60332 | 0.7503 | 0.77654 | 0.74462 | 0.73941 | 0.73839 | 0.71865 | 0.7163 | 0.70748
| LED HiLo Bay_Com, E - IntL [No Heat] | Grocery | Interior Lighting | RET | 0.02 | 0.038408 | 0.058727 | 0.065024 | 0.070445 | 0.066829 | 0.062516 | 0.068104 | 0.071742 | 0.07123
| LED HiLo Bay_Com, E - IntL [No Heat] | Grocery | Interior Lighting | REPL | 0.3 | 0.58827 | 0.74494 | 0.72526 | 0.6591 | 0.58844 | 0.5102 | 0.43973 | 0.35134 | 0.30514
| LED HiLo Bay_Com, E - IntL [Electric Heat] | Grocery | Interior Lighting | NC | 0.3 | 0.60332 | 0.7503 | 0.77654 | 0.74462 | 0.73941 | 0.73839 | 0.71865 | 0.7163 | 0.70748
| LED HiLo Bay_Com, E - IntL [Electric Heat] | Grocery | Interior Lighting | RET | 0.02 | 0.038408 | 0.058727 | 0.065024 | 0.070445 | 0.066829 | 0.062516 | 0.068104 | 0.071742 | 0.07123
| LED HiLo Bay_Com, E - IntL [Electric Heat] | Grocery | Interior Lighting | REPL | 0.3 | 0.58827 | 0.74494 | 0.72526 | 0.6591 | 0.58844 | 0.5102 | 0.43973 | 0.35134 | 0.30514
| LED HiLo Bay_Com, E/G - IntL | Grocery | Interior Lighting | NC | 0.3 | 0.60332 | 0.7503 | 0.77654 | 0.74462 | 0.73941 | 0.73839 | 0.71865 | 0.7163 | 0.70748
| LED HiLo Bay_Com, E/G - IntL | Grocery | Interior Lighting | RET | 0.02 | 0.038408 | 0.058727 | 0.065024 | 0.070445 | 0.066829 | 0.062516 | 0.068104 | 0.071742 | 0.07123
| LED HiLo Bay_Com, E/G - IntL | Grocery | Interior Lighting | REPL | 0.3 | 0.58827 | 0.74494 | 0.72526 | 0.6591 | 0.58844 | 0.5102 | 0.43973 | 0.35134 | 0.30514
| LED HiLo Bay_Com, E/O - IntL | Grocery | Interior Lighting | NC | 0.3 | 0.60332 | 0.7503 | 0.77654 | 0.74462 | 0.73941 | 0.73839 | 0.71865 | 0.7163 | 0.70748
| LED HiLo Bay_Com, E/O - IntL | Grocery | Interior Lighting | RET | 0.02 | 0.038408 | 0.058727 | 0.065024 | 0.070445 | 0.066829 | 0.062516 | 0.068104 | 0.071742 | 0.07123
| LED HiLo Bay_Com, E/O - IntL | Grocery | Interior Lighting | REPL | 0.3 | 0.58827 | 0.74494 | 0.72526 | 0.6591 | 0.58844 | 0.5102 | 0.43973 | 0.35134 | 0.30514
| LED HiLo Bay_Com, E/P - IntL | Grocery | Interior Lighting | NC | 0.3 | 0.60332 | 0.7503 | 0.77654 | 0.74462 | 0.73941 | 0.73839 | 0.71865 | 0.7163 | 0.70748
| LED HiLo Bay_Com, E/P - IntL | Grocery | Interior Lighting | RET | 0.02 | 0.038408 | 0.058727 | 0.065024 | 0.070445 | 0.066829 | 0.062516 | 0.068104 | 0.071742 | 0.07123
| LED HiLo Bay_Com, E/P - IntL | Grocery | Interior Lighting | REPL | 0.3 | 0.58827 | 0.74494 | 0.72526 | 0.6591 | 0.58844 | 0.5102 | 0.43973 | 0.35134 | 0.30514
| Repl Scre_Com, E - IntL [No Heat] | Grocery | Interior Lighting | NC | 0.3 | 0.60332 | 0 | 0 | 0 | 0 | 0 | 0 | 0 | 0
| Repl Scre_Com, E - IntL [No Heat] | Grocery | Interior Lighting | RET | 0.1 | 0.11541 | 0 | 0 | 0 | 0 | 0 | 0 | 0 | 0
| Repl Scre_Com, E - IntL [No Heat] | Grocery | Interior Lighting | REPL | 0.3 | 0.62581 | 0 | 0 | 0 | 0 | 0 | 0 | 0 | 0
| Repl Scre_Com, E - IntL [Electric Heat] | Grocery | Interior Lighting | NC | 0.3 | 0.60332 | 0 | 0 | 0 | 0 | 0 | 0 | 0 | 0
| Repl Scre_Com, E - IntL [Electric Heat] | Grocery | Interior Lighting | RET | 0.1 | 0.11541 | 0 | 0 | 0 | 0 | 0 | 0 | 0 | 0
| Repl Scre_Com, E - IntL [Electric Heat] | Grocery | Interior Lighting | REPL | 0.3 | 0.62581 | 0 | 0 | 0 | 0 | 0 | 0 | 0 | 0
| Repl Scre_Com, E/G - IntL | Grocery | Interior Lighting | NC | 0.3 | 0.60332 | 0 | 0 | 0 | 0 | 0 | 0 | 0 | 0
| Repl Scre_Com, E/G - IntL | Grocery | Interior Lighting | RET | 0.1 | 0.11541 | 0 | 0 | 0 | 0 | 0 | 0 | 0 | 0
| Repl Scre_Com, E/G - IntL | Grocery | Interior Lighting | REPL | 0.3 | 0.62581 | 0 | 0 | 0 | 0 | 0 | 0 | 0 | 0
| Repl Scre_Com, E/O - IntL | Grocery | Interior Lighting | NC | 0.3 | 0.60332 | 0 | 0 | 0 | 0 | 0 | 0 | 0 | 0
| Repl Scre_Com, E/O - IntL | Grocery | Interior Lighting | RET | 0.1 | 0.11541 | 0 | 0 | 0 | 0 | 0 | 0 | 0 | 0
| Repl Scre_Com, E/O - IntL | Grocery | Interior Lighting | REPL | 0.3 | 0.62581 | 0 | 0 | 0 | 0 | 0 | 0 | 0 | 0
| Repl Scre_Com, E/P - IntL | Grocery | Interior Lighting | NC | 0.3 | 0.60332 | 0 | 0 | 0 | 0 | 0 | 0 | 0 | 0
| Repl Scre_Com, E/P - IntL | Grocery | Interior Lighting | RET | 0.1 | 0.11541 | 0 | 0 | 0 | 0 | 0 | 0 | 0 | 0
| Repl Scre_Com, E/P - IntL | Grocery | Interior Lighting | REPL | 0.3 | 0.62581 | 0 | 0 | 0 | 0 | 0 | 0 | 0 | 0
| Lin LED Fixture_Com, E - IntL [No Heat] | Grocery | Interior Lighting | NC | 0.045 | 0.061594 | 0.090755 | 0.10887 | 0.10991 | 0.11091 | 0.11076 | 0.1078 | 0.10745 | 0.10612
| Lin LED Fixture_Com, E - IntL [No Heat] | Grocery | Interior Lighting | RET | 0.0045 | 0.0046982 | 0.0054898 | 0.0058062 | 0.0058874 | 0.005911 | 0.005817 | 0.0059256 | 0.0061638 | 0.006031
| Lin LED Fixture_Com, E - IntL [No Heat] | Grocery | Interior Lighting | REPL | 0.045 | 0.063294 | 0.10088 | 0.12295 | 0.12973 | 0.13137 | 0.12909 | 0.13129 | 0.13761 | 0.1357
| Lin LED Fixture_Com, E - IntL [Electric Heat] | Grocery | Interior Lighting | NC | 0.045 | 0.061594 | 0.090755 | 0.10887 | 0.10991 | 0.11091 | 0.11076 | 0.1078 | 0.10745 | 0.10612
| Lin LED Fixture_Com, E - IntL [Electric Heat] | Grocery | Interior Lighting | RET | 0.0045 | 0.0046982 | 0.0054898 | 0.0058062 | 0.0058874 | 0.005911 | 0.005817 | 0.0059256 | 0.0061638 | 0.006031
| Lin LED Fixture_Com, E - IntL [Electric Heat] | Grocery | Interior Lighting | REPL | 0.045 | 0.063294 | 0.10088 | 0.12295 | 0.12973 | 0.13137 | 0.12909 | 0.13129 | 0.13761 | 0.1357
| Lin LED Fixture_Com, E/G - IntL | Grocery | Interior Lighting | NC | 0.045 | 0.061594 | 0.090755 | 0.10887 | 0.10991 | 0.11091 | 0.11076 | 0.1078 | 0.10745 | 0.10612
| Lin LED Fixture_Com, E/G - IntL | Grocery | Interior Lighting | RET | 0.0045 | 0.0046982 | 0.0054898 | 0.0058062 | 0.0058874 | 0.005911 | 0.005817 | 0.0059256 | 0.0061638 | 0.006031
| Lin LED Fixture_Com, E/G - IntL | Grocery | Interior Lighting | REPL | 0.045 | 0.063294 | 0.10088 | 0.12295 | 0.12973 | 0.13137 | 0.12909 | 0.13129 | 0.13761 | 0.1357
| Lin LED Fixture_Com, E/O - IntL | Grocery | Interior Lighting | NC | 0.045 | 0.061594 | 0.090755 | 0.10887 | 0.10991 | 0.11091 | 0.11076 | 0.1078 | 0.10745 | 0.10612
| Lin LED Fixture_Com, E/O - IntL | Grocery | Interior Lighting | RET | 0.0045 | 0.0046982 | 0.0054898 | 0.0058062 | 0.0058874 | 0.005911 | 0.005817 | 0.0059256 | 0.0061638 | 0.006031
| Lin LED Fixture_Com, E/O - IntL | Grocery | Interior Lighting | REPL | 0.045 | 0.063294 | 0.10088 | 0.12295 | 0.12973 | 0.13137 | 0.12909 | 0.13129 | 0.13761 | 0.1357
| Lin LED Fixture_Com, E/P - IntL | Grocery | Interior Lighting | NC | 0.045 | 0.061594 | 0.090755 | 0.10887 | 0.10991 | 0.11091 | 0.11076 | 0.1078 | 0.10745 | 0.10612
| Lin LED Fixture_Com, E/P - IntL | Grocery | Interior Lighting | RET | 0.0045 | 0.0046982 | 0.0054898 | 0.0058062 | 0.0058874 | 0.005911 | 0.005817 | 0.0059256 | 0.0061638 | 0.006031
| Lin LED Fixture_Com, E/P - IntL | Grocery | Interior Lighting | REPL | 0.045 | 0.063294 | 0.10088 | 0.12295 | 0.12973 | 0.13137 | 0.12909 | 0.13129 | 0.13761 | 0.1357
| LED Tube Repl_Com, E - IntL [No Heat] | Grocery | Interior Lighting | RET | 0.0255 | 0.026185 | 0.030053 | 0.031154 | 0.030916 | 0.032624 | 0.033637 | 0.034608 | 0.034928 | 0.034176
| LED Tube Repl_Com, E - IntL [No Heat] | Grocery | Interior Lighting | REPL | 0.255 | 0.34288 | 0.53167 | 0.62835 | 0.64154 | 0.67845 | 0.69528 | 0.73665 | 0.76874 | 0.76896
| LED Tube Repl_Com, E - IntL [Electric Heat] | Grocery | Interior Lighting | RET | 0.0255 | 0.026185 | 0.030053 | 0.031154 | 0.030916 | 0.032624 | 0.033637 | 0.034608 | 0.034928 | 0.034176
| LED Tube Repl_Com, E - IntL [Electric Heat] | Grocery | Interior Lighting | REPL | 0.255 | 0.34288 | 0.53167 | 0.62835 | 0.64154 | 0.67845 | 0.69528 | 0.73665 | 0.76874 | 0.76896
| LED Tube Repl_Com, E/G - IntL | Grocery | Interior Lighting | RET | 0.0255 | 0.026185 | 0.030053 | 0.031154 | 0.030916 | 0.032624 | 0.033637 | 0.034608 | 0.034928 | 0.034176
| LED Tube Repl_Com, E/G - IntL | Grocery | Interior Lighting | REPL | 0.255 | 0.34288 | 0.53167 | 0.62835 | 0.64154 | 0.67845 | 0.69528 | 0.73665 | 0.76874 | 0.76896
| LED Tube Repl_Com, E/O - IntL | Grocery | Interior Lighting | RET | 0.0255 | 0.026185 | 0.030053 | 0.031154 | 0.030916 | 0.032624 | 0.033637 | 0.034608 | 0.034928 | 0.034176
| LED Tube Repl_Com, E/O - IntL | Grocery | Interior Lighting | REPL | 0.255 | 0.34288 | 0.53167 | 0.62835 | 0.64154 | 0.67845 | 0.69528 | 0.73665 | 0.76874 | 0.76896
| LED Tube Repl_Com, E/P - IntL | Grocery | Interior Lighting | RET | 0.0255 | 0.026185 | 0.030053 | 0.031154 | 0.030916 | 0.032624 | 0.033637 | 0.034608 | 0.034928 | 0.034176
| LED Tube Repl_Com, E/P - IntL | Grocery | Interior Lighting | REPL | 0.255 | 0.34288 | 0.53167 | 0.62835 | 0.64154 | 0.67845 | 0.69528 | 0.73665 | 0.76874 | 0.76896
| Repl pin CFL wLED_Com, E - IntL [No Heat] | Grocery | Interior Lighting | RET | 0.03 | 0.041824 | 0.047343 | 0.04655 | 0.044852 | 0.049034 | 0.049727 | 0.050895 | 0.051365 | 0.050259
| Repl pin CFL wLED_Com, E - IntL [No Heat] | Grocery | Interior Lighting | REPL | 0.3 | 0.57962 | 0.74281 | 0.74093 | 0.702 | 0.7576 | 0.80217 | 0.87537 | 0.92457 | 0.90466
| Repl pin CFL wLED_Com, E - IntL [Electric Heat] | Grocery | Interior Lighting | RET | 0.03 | 0.041824 | 0.047343 | 0.04655 | 0.044852 | 0.049034 | 0.049727 | 0.050895 | 0.051365 | 0.050259
| Repl pin CFL wLED_Com, E - IntL [Electric Heat] | Grocery | Interior Lighting | REPL | 0.3 | 0.57962 | 0.74281 | 0.74093 | 0.702 | 0.7576 | 0.80217 | 0.87537 | 0.92457 | 0.90466
| Repl pin CFL wLED_Com, E/G - IntL | Grocery | Interior Lighting | RET | 0.03 | 0.041824 | 0.047343 | 0.04655 | 0.044852 | 0.049034 | 0.049727 | 0.050895 | 0.051365 | 0.050259
| Repl pin CFL wLED_Com, E/G - IntL | Grocery | Interior Lighting | REPL | 0.3 | 0.57962 | 0.74281 | 0.74093 | 0.702 | 0.7576 | 0.80217 | 0.87537 | 0.92457 | 0.90466
| Repl pin CFL wLED_Com, E/O - IntL | Grocery | Interior Lighting | RET | 0.03 | 0.041824 | 0.047343 | 0.04655 | 0.044852 | 0.049034 | 0.049727 | 0.050895 | 0.051365 | 0.050259
| Repl pin CFL wLED_Com, E/O - IntL | Grocery | Interior Lighting | REPL | 0.3 | 0.57962 | 0.74281 | 0.74093 | 0.702 | 0.7576 | 0.80217 | 0.87537 | 0.92457 | 0.90466
| Repl pin CFL wLED_Com, E/P - IntL | Grocery | Interior Lighting | RET | 0.03 | 0.041824 | 0.047343 | 0.04655 | 0.044852 | 0.049034 | 0.049727 | 0.050895 | 0.051365 | 0.050259
| Repl pin CFL wLED_Com, E/P - IntL | Grocery | Interior Lighting | REPL | 0.3 | 0.57962 | 0.74281 | 0.74093 | 0.702 | 0.7576 | 0.80217 | 0.87537 | 0.92457 | 0.90466
| Refrig Case LED_Com, E - IntL | Grocery | Interior Lighting | NC | 0.3 | 0.60332 | 0.7503 | 0.77654 | 0.74462 | 0.73941 | 0.73839 | 0.71865 | 0.7163 | 0.70748
| Refrig Case LED_Com, E - IntL | Grocery | Interior Lighting | RET | 0.03 | 0.042002 | 0.047843 | 0.047371 | 0.04597 | 0.044941 | 0.043324 | 0.043232 | 0.047892 | 0.050259
| Refrig Case LED_Com, E - IntL | Grocery | Interior Lighting | REPL | 0.3 | 0.57962 | 0.74281 | 0.74093 | 0.702 | 0.65861 | 0.60643 | 0.57486 | 0.63026 | 0.66568
| Refrig Case Ctrls_Com, E - IntL | Grocery | Interior Lighting | RET | 0.03 | 0.04217 | 0.0494 | 0.050293 | 0.05016 | 0.050294 | 0.049727 | 0.050895 | 0.051365 | 0.050259
| Stair Occ Sensor_Com, E - IntL [No Heat] | Grocery | Interior Lighting | NC | 0.3 | 0.5095 | 0.63738 | 0.67605 | 0.65826 | 0.65725 | 0.65635 | 0.6388 | 0.63671 | 0.62888
| Stair Occ Sensor_Com, E - IntL [No Heat] | Grocery | Interior Lighting | RET | 0.02 | 0.028053 | 0.033714 | 0.034858 | 0.035112 | 0.035206 | 0.034809 | 0.035626 | 0.035956 | 0.035181
| Stair Occ Sensor_Com, E - IntL [Electric Heat] | Grocery | Interior Lighting | NC | 0.3 | 0.5095 | 0.63738 | 0.67605 | 0.65826 | 0.65725 | 0.65635 | 0.6388 | 0.63671 | 0.62888
| Stair Occ Sensor_Com, E - IntL [Electric Heat] | Grocery | Interior Lighting | RET | 0.02 | 0.029027 | 0.034423 | 0.035165 | 0.035112 | 0.035206 | 0.034809 | 0.035626 | 0.035956 | 0.035181
| Stair Occ Sensor_Com, E/G - IntL | Grocery | Interior Lighting | NC | 0.3 | 0.5095 | 0.63738 | 0.67605 | 0.65826 | 0.65725 | 0.65635 | 0.6388 | 0.63671 | 0.62888
| Stair Occ Sensor_Com, E/G - IntL | Grocery | Interior Lighting | RET | 0.02 | 0.029027 | 0.034423 | 0.035165 | 0.035112 | 0.035206 | 0.034809 | 0.035626 | 0.035956 | 0.035181
| Stair Occ Sensor_Com, E/O - IntL | Grocery | Interior Lighting | NC | 0.3 | 0.5095 | 0.63738 | 0.67605 | 0.65826 | 0.65725 | 0.65635 | 0.6388 | 0.63671 | 0.62888
| Stair Occ Sensor_Com, E/O - IntL | Grocery | Interior Lighting | RET | 0.02 | 0.029027 | 0.034423 | 0.035165 | 0.035112 | 0.035206 | 0.034809 | 0.035626 | 0.035956 | 0.035181
| Stair Occ Sensor_Com, E/P - IntL | Grocery | Interior Lighting | NC | 0.3 | 0.5095 | 0.63738 | 0.67605 | 0.65826 | 0.65725 | 0.65635 | 0.6388 | 0.63671 | 0.62888
| Stair Occ Sensor_Com, E/P - IntL | Grocery | Interior Lighting | RET | 0.02 | 0.029027 | 0.034423 | 0.035165 | 0.035112 | 0.035206 | 0.034809 | 0.035626 | 0.035956 | 0.035181
| Int Delamping_Com, E - IntL [No Heat] | Grocery | Interior Lighting | RET | 0.02 | 0.028053 | 0.033714 | 0.034858 | 0.035112 | 0.035206 | 0.034809 | 0.035626 | 0.035956 | 0.035181
| Int Delamping_Com, E - IntL [Electric Heat] | Grocery | Interior Lighting | RET | 0.02 | 0.028053 | 0.033714 | 0.034858 | 0.035112 | 0.035206 | 0.034809 | 0.035626 | 0.035956 | 0.035181
| Int Delamping_Com, E/G - IntL | Grocery | Interior Lighting | RET | 0.02 | 0.028053 | 0.033714 | 0.034858 | 0.035112 | 0.035206 | 0.034809 | 0.035626 | 0.035956 | 0.035181
| Int Delamping_Com, E/O - IntL | Grocery | Interior Lighting | RET | 0.02 | 0.028053 | 0.033714 | 0.034858 | 0.035112 | 0.035206 | 0.034809 | 0.035626 | 0.035956 | 0.035181
| Int Delamping_Com, E/P - IntL | Grocery | Interior Lighting | RET | 0.02 | 0.028053 | 0.033714 | 0.034858 | 0.035112 | 0.035206 | 0.034809 | 0.035626 | 0.035956 | 0.035181
| Int Ltg Dsgn_Com, E - IntL [No Heat] | Grocery | Interior Lighting | NC | 0.2 | 0.34106 | 0.46865 | 0.54131 | 0.55337 | 0.56722 | 0.57362 | 0.55895 | 0.55712 | 0.55027
| Int Ltg Dsgn_Com, E - IntL [Electric Heat] | Grocery | Interior Lighting | NC | 0.2 | 0.34106 | 0.46865 | 0.54131 | 0.55337 | 0.56722 | 0.57362 | 0.55895 | 0.55712 | 0.55027
| Int Ltg Dsgn_Com, E/G - IntL | Grocery | Interior Lighting | NC | 0.2 | 0.34106 | 0.46865 | 0.54131 | 0.55337 | 0.56722 | 0.57362 | 0.55895 | 0.55712 | 0.55027
| Int Ltg Dsgn_Com, E/O - IntL | Grocery | Interior Lighting | NC | 0.2 | 0.34106 | 0.46865 | 0.54131 | 0.55337 | 0.56722 | 0.57362 | 0.55895 | 0.55712 | 0.55027
| Int Ltg Dsgn_Com, E/P - IntL | Grocery | Interior Lighting | NC | 0.2 | 0.34106 | 0.46865 | 0.54131 | 0.55337 | 0.56722 | 0.57362 | 0.55895 | 0.55712 | 0.55027
| Room Air Conditioner_Com, E - Cool | Hospital | Cooling | NC | 0.35 | 0.54918 | 0.65532 | 0.6821 | 0.66004 | 0.65725 | 0.65635 | 0.6388 | 0.63671 | 0.62888
| Room Air Conditioner_Com, E - Cool | Hospital | Cooling | RET | 0.002 | 0.0023269 | 0.0037523 | 0.0054738 | 0.0062613 | 0.0062231 | 0.0071944 | 0.0082558 | 0.0091693 | 0.0090466
| Room Air Conditioner_Com, E - Cool | Hospital | Cooling | REPL | 0.35 | 0.56704 | 0.73282 | 0.77425 | 0.78123 | 0.77838 | 0.79564 | 0.81431 | 0.82184 | 0.80414
| Chiller Systems_Com, E - Cool | Hospital | Cooling | NC | 0.2 | 0.40942 | 0.58382 | 0.6566 | 0.65237 | 0.65725 | 0.65635 | 0.6388 | 0.63671 | 0.62888
| Chiller Systems_Com, E - Cool | Hospital | Cooling | RET | 0.01 | 0.023204 | 0.038496 | 0.045464 | 0.047552 | 0.047958 | 0.046831 | 0.047271 | 0.047052 | 0.045405
| Chiller Systems_Com, E - Cool | Hospital | Cooling | REPL | 0.2 | 0.41029 | 0.61125 | 0.66775 | 0.65894 | 0.63016 | 0.58327 | 0.55625 | 0.5203 | 0.46888
| Chiller Tuneup_Com, E - Cool | Hospital | Cooling | RET | 0.02 | 0.034104 | 0.045487 | 0.048908 | 0.049944 | 0.050294 | 0.049727 | 0.050895 | 0.051365 | 0.050259
| Computer Room Air Conditioner_Com, E - Cool | Hospital | Cooling | NC | 0.25 | 0.46346 | 0.61438 | 0.66797 | 0.65584 | 0.65725 | 0.65635 | 0.6388 | 0.63671 | 0.62888
| Computer Room Air Conditioner_Com, E - Cool | Hospital | Cooling | REPL | 0.25 | 0.48074 | 0.69316 | 0.77019 | 0.79523 | 0.80471 | 0.79564 | 0.81431 | 0.82184 | 0.80414
| Mini Split Ductless AC_Com, E - Cool | Hospital | Cooling | NC | 0 | 0 | 0 | 0 | 0 | 0 | 0 | 0 | 0 | 0
| Mini Split Ductless AC_Com, E - Cool | Hospital | Cooling | RET | 0.002 | 0.0025171 | 0.0043144 | 0.0067169 | 0.0082024 | 0.008698 | 0.0086676 | 0.0088335 | 0.0088777 | 0.00865
| Mini Split Ductless AC_Com, E - Cool | Hospital | Cooling | REPL | 0 | 0 | 0 | 0 | 0 | 0 | 0 | 0 | 0 | 0
| Eff Unitary AC_Com, E - Cool | Hospital | Cooling | NC | 0.35 | 0.54918 | 0.65532 | 0.6821 | 0.66004 | 0.65725 | 0.65635 | 0.6388 | 0.63671 | 0.62888
| Eff Unitary AC_Com, E - Cool | Hospital | Cooling | RET | 0.05 | 0.047535 | 0.048638 | 0.046985 | 0.045657 | 0.044715 | 0.043183 | 0.045717 | 0.047639 | 0.048045
| Eff Unitary AC_Com, E - Cool | Hospital | Cooling | REPL | 0.35 | 0.53548 | 0.67282 | 0.69211 | 0.68028 | 0.65986 | 0.62855 | 0.65964 | 0.68222 | 0.68365
| PTAC_Com, E - Cool | Hospital | Cooling | NC | 0.35 | 0.54918 | 0.65532 | 0.6821 | 0.66004 | 0.65725 | 0.65635 | 0.6388 | 0.63671 | 0.62888
| PTAC_Com, E - Cool | Hospital | Cooling | RET | 0.004 | 0.0050347 | 0.0086307 | 0.013439 | 0.016417 | 0.017415 | 0.017362 | 0.018322 | 0.018491 | 0.018093
| PTAC_Com, E - Cool | Hospital | Cooling | REPL | 0.35 | 0.56443 | 0.72628 | 0.76201 | 0.76213 | 0.75205 | 0.72926 | 0.81431 | 0.82184 | 0.80414
| Unitary Equipment Economizer_Com, E - Cool | Hospital | Cooling | RET | 0.02 | 0.036139 | 0.047284 | 0.049739 | 0.05016 | 0.050294 | 0.049727 | 0.050895 | 0.051365 | 0.050259
| AC Tuneup_Com, E - Cool [ASHP] | Hospital | Cooling | RET | 0.01 | 0.025818 | 0.042301 | 0.048281 | 0.049885 | 0.050294 | 0.049727 | 0.050895 | 0.051365 | 0.050259
| AC Tuneup_Com, E - Heat [ASHP] | Hospital | Space Heating | RET | 0.01 | 0.025818 | 0.042301 | 0.048281 | 0.049885 | 0.050294 | 0.049727 | 0.050895 | 0.051365 | 0.050259
| AC Tuneup_Com, E - Cool [Unitary AC] | Hospital | Cooling | RET | 0.01 | 0.025818 | 0.042301 | 0.048281 | 0.049885 | 0.050294 | 0.049727 | 0.050895 | 0.051365 | 0.050259
| DCV_Com, E - Cool [Building w Elec Heat] | Hospital | Cooling | RET | 0.015 | 0.029391 | 0.042942 | 0.047996 | 0.049657 | 0.050294 | 0.049727 | 0.050895 | 0.051365 | 0.050259
| DCV_Com, E - Heat [Building w Elec Heat] | Hospital | Space Heating | RET | 0.015 | 0.029391 | 0.042942 | 0.047996 | 0.049657 | 0.050294 | 0.049727 | 0.050895 | 0.051365 | 0.050259
| DCV_Com, E - Vent [Building w Elec Heat] | Hospital | Ventilation | RET | 0.015 | 0.029391 | 0.042942 | 0.047996 | 0.049657 | 0.050294 | 0.049727 | 0.050895 | 0.051365 | 0.050259
| DCV_Com, E - Cool [Building w Gas Heat] | Hospital | Cooling | RET | 0.015 | 0.029391 | 0.042942 | 0.047996 | 0.049657 | 0.050294 | 0.049727 | 0.050895 | 0.051365 | 0.050259
| DCV_Com, G - Heat [Building w Gas Heat] | Hospital |  | RET | 0.015 | 0.030159 | 0.042072 | 0.047224 | 0.049011 | 0.04953 | 0.049681 | 0.04987 | 0.050161 | 0.05041
| DCV_Com, E - Vent [Building w Gas Heat] | Hospital | Ventilation | RET | 0.015 | 0.029391 | 0.042942 | 0.047996 | 0.049657 | 0.050294 | 0.049727 | 0.050895 | 0.051365 | 0.050259
| DCV_Com, E - Cool [Building w Oil Heat] | Hospital | Cooling | RET | 0.015 | 0.029391 | 0.042942 | 0.047996 | 0.049657 | 0.050294 | 0.049727 | 0.050895 | 0.051365 | 0.050259
| DCV_Com, O - Heat [Building w Oil Heat] | Hospital |  | RET | 0.015 | 0.029839 | 0.041431 | 0.046354 | 0.047774 | 0.047842 | 0.047483 | 0.047108 | 0.046733 | 0.046332
| DCV_Com, E - Vent [Building w Oil Heat] | Hospital | Ventilation | RET | 0.015 | 0.029391 | 0.042942 | 0.047996 | 0.049657 | 0.050294 | 0.049727 | 0.050895 | 0.051365 | 0.050259
| DCV_Com, E - Cool [Building w Propane Heat] | Hospital | Cooling | RET | 0.015 | 0.029391 | 0.042942 | 0.047996 | 0.049657 | 0.050294 | 0.049727 | 0.050895 | 0.051365 | 0.050259
| DCV_Com, P - Heat [Building w Propane Heat] | Hospital |  | RET | 0.015 | 0.029839 | 0.041431 | 0.046354 | 0.047774 | 0.047842 | 0.047483 | 0.047108 | 0.046733 | 0.046332
| DCV_Com, E - Vent [Building w Propane Heat] | Hospital | Ventilation | RET | 0.015 | 0.029391 | 0.042942 | 0.047996 | 0.049657 | 0.050294 | 0.049727 | 0.050895 | 0.051365 | 0.050259
| Controls for Unitary AC_Com, E - Cool | Hospital | Cooling | RET | 0.015 | 0.029391 | 0.042942 | 0.047996 | 0.049657 | 0.050294 | 0.049727 | 0.050895 | 0.051365 | 0.050259
| Optimized Unitary AC Sys_Com, E - Cool [Building w Elec Heat] | Hospital | Cooling | NC | 0.15 | 0.28154 | 0.42121 | 0.51481 | 0.54172 | 0.56238 | 0.57169 | 0.55895 | 0.55712 | 0.55027
| Optimized Unitary AC Sys_Com, E - Heat [Building w Elec Heat] | Hospital | Space Heating | NC | 0.15 | 0.28154 | 0.42121 | 0.51481 | 0.54172 | 0.56238 | 0.57169 | 0.55895 | 0.55712 | 0.55027
| Optimized Unitary AC Sys_Com, E - Cool [Building w Gas Heat] | Hospital | Cooling | NC | 0.15 | 0.28154 | 0.42121 | 0.51481 | 0.54172 | 0.56238 | 0.57169 | 0.55895 | 0.55712 | 0.55027
| Optimized Unitary AC Sys_Com, G - Heat [Building w Gas Heat] | Hospital |  | NC | 0.15 | 0.28432 | 0.42765 | 0.51785 | 0.54977 | 0.55786 | 0.56374 | 0.56533 | 0.56616 | 0.56428
| Optimized Unitary AC Sys_Com, E - Cool [Building w Oil Heat] | Hospital | Cooling | NC | 0.15 | 0.28154 | 0.42121 | 0.51481 | 0.54172 | 0.56238 | 0.57169 | 0.55895 | 0.55712 | 0.55027
| Optimized Unitary AC Sys_Com, O - Heat [Building w Oil Heat] | Hospital |  | NC | 0.15 | 0.28131 | 0.42114 | 0.50831 | 0.53589 | 0.53885 | 0.5388 | 0.53403 | 0.52747 | 0.51864
| Optimized Unitary AC Sys_Com, E - Cool [Building w Propane Heat] | Hospital | Cooling | NC | 0.15 | 0.28154 | 0.42121 | 0.51481 | 0.54172 | 0.56238 | 0.57169 | 0.55895 | 0.55712 | 0.55027
| Optimized Unitary AC Sys_Com, P - Heat [Building w Propane Heat] | Hospital |  | NC | 0.15 | 0.28131 | 0.42114 | 0.50831 | 0.53589 | 0.53885 | 0.5388 | 0.53403 | 0.52747 | 0.51864
| Optimized Chiller Sys_Com, E - Cool | Hospital | Cooling | NC | 0.15 | 0.28154 | 0.42121 | 0.51481 | 0.54172 | 0.56238 | 0.57169 | 0.55895 | 0.55712 | 0.55027
| Cool Roof_Com, E - Cool [Building w Elec Heat] | Hospital | Cooling | NC | 0.1 | 0.15554 | 0.22193 | 0.28549 | 0.32654 | 0.36473 | 0.39023 | 0.39489 | 0.39795 | 0.39305
| Cool Roof_Com, E - Cool [Building w Elec Heat] | Hospital | Cooling | RET | 0 | 0.0019198 | 0.0061834 | 0.013576 | 0.024102 | 0.035153 | 0.042819 | 0.048563 | 0.051365 | 0.050259
| Cool Roof_Com, E - Heat [Building w Elec Heat] | Hospital | Space Heating | NC | 0.1 | 0.15554 | 0.22193 | 0.28549 | 0.32654 | 0.36473 | 0.39023 | 0.39489 | 0.39795 | 0.39305
| Cool Roof_Com, E - Heat [Building w Elec Heat] | Hospital | Space Heating | RET | 0 | 0.0019198 | 0.0061834 | 0.013576 | 0.024102 | 0.035153 | 0.042819 | 0.048563 | 0.051365 | 0.050259
| Cool Roof_Com, E - Cool [Building w Gas Heat] | Hospital | Cooling | NC | 0.1 | 0.15554 | 0.22193 | 0.28549 | 0.32654 | 0.36473 | 0.39023 | 0.39489 | 0.39795 | 0.39305
| Cool Roof_Com, E - Cool [Building w Gas Heat] | Hospital | Cooling | RET | 0 | 0.0019198 | 0.0061834 | 0.013576 | 0.024102 | 0.035153 | 0.042819 | 0.048563 | 0.051365 | 0.050259
| Cool Roof_Com, G - Heat [Building w Gas Heat] | Hospital |  | NC | 0.1 | 0.15708 | 0.22533 | 0.28718 | 0.33139 | 0.3618 | 0.3848 | 0.3994 | 0.4044 | 0.40306
| Cool Roof_Com, G - Heat [Building w Gas Heat] | Hospital |  | RET | 0 | 0.00197 | 0.0060582 | 0.013358 | 0.023788 | 0.034619 | 0.042779 | 0.047585 | 0.050161 | 0.05041
| Cool Roof_Com, E - Cool [Building w Oil Heat] | Hospital | Cooling | NC | 0.1 | 0.15554 | 0.22193 | 0.28549 | 0.32654 | 0.36473 | 0.39023 | 0.39489 | 0.39795 | 0.39305
| Cool Roof_Com, E - Cool [Building w Oil Heat] | Hospital | Cooling | RET | 0 | 0.0019198 | 0.0061834 | 0.013576 | 0.024102 | 0.035153 | 0.042819 | 0.048563 | 0.051365 | 0.050259
| Cool Roof_Com, O - Heat [Building w Oil Heat] | Hospital |  | NC | 0.1 | 0.15541 | 0.22189 | 0.28189 | 0.32303 | 0.34947 | 0.36778 | 0.37728 | 0.37676 | 0.37046
| Cool Roof_Com, O - Heat [Building w Oil Heat] | Hospital |  | RET | 0 | 0.0019491 | 0.0059659 | 0.013112 | 0.023188 | 0.033439 | 0.040886 | 0.04495 | 0.046733 | 0.046332
| Cool Roof_Com, E - Cool [Building w Propane Heat] | Hospital | Cooling | NC | 0.1 | 0.15554 | 0.22193 | 0.28549 | 0.32654 | 0.36473 | 0.39023 | 0.39489 | 0.39795 | 0.39305
| Cool Roof_Com, E - Cool [Building w Propane Heat] | Hospital | Cooling | RET | 0 | 0.0019198 | 0.0061834 | 0.013576 | 0.024102 | 0.035153 | 0.042819 | 0.048563 | 0.051365 | 0.050259
| Cool Roof_Com, P - Heat [Building w Propane Heat] | Hospital |  | NC | 0.1 | 0.15541 | 0.22189 | 0.28189 | 0.32303 | 0.34947 | 0.36778 | 0.37728 | 0.37676 | 0.37046
| Cool Roof_Com, P - Heat [Building w Propane Heat] | Hospital |  | RET | 0 | 0.0019491 | 0.0059659 | 0.013112 | 0.023188 | 0.033439 | 0.040886 | 0.04495 | 0.046733 | 0.046332
| GSHP_Com, E - Cool | Hospital | Cooling | RET | 0.002 | 0.0038855 | 0.0060812 | 0.0079712 | 0.0098337 | 0.011714 | 0.013351 | 0.015399 | 0.017206 | 0.018371
| GSHP_Com, E - Cool | Hospital | Cooling | REPL | 0.02 | 0.037028 | 0.068472 | 0.11081 | 0.16526 | 0.22516 | 0.27463 | 0.31961 | 0.34548 | 0.34792
| GSHP_Com, E - Heat | Hospital | Space Heating | RET | 0.002 | 0.0038855 | 0.0060812 | 0.0079712 | 0.0098337 | 0.011714 | 0.013351 | 0.015399 | 0.017206 | 0.018371
| GSHP_Com, E - Heat | Hospital | Space Heating | REPL | 0.02 | 0.037028 | 0.068472 | 0.11081 | 0.16526 | 0.22516 | 0.27463 | 0.31961 | 0.34548 | 0.34792
| Unitary HP_Com, E - Cool | Hospital | Cooling | NC | 0.35 | 0.54918 | 0.65532 | 0.6821 | 0.66004 | 0.65725 | 0.65635 | 0.6388 | 0.63671 | 0.62888
| Unitary HP_Com, E - Cool | Hospital | Cooling | RET | 0.008 | 0.022718 | 0.039759 | 0.046036 | 0.046943 | 0.046353 | 0.044727 | 0.05054 | 0.051365 | 0.050259
| Unitary HP_Com, E - Cool | Hospital | Cooling | REPL | 0.35 | 0.55175 | 0.68685 | 0.69346 | 0.666 | 0.62941 | 0.58254 | 0.64934 | 0.70896 | 0.74615
| Unitary HP_Com, E - Heat | Hospital | Space Heating | NC | 0.35 | 0.54918 | 0.65532 | 0.6821 | 0.66004 | 0.65725 | 0.65635 | 0.6388 | 0.63671 | 0.62888
| Unitary HP_Com, E - Heat | Hospital | Space Heating | RET | 0.008 | 0.022718 | 0.039759 | 0.046036 | 0.046943 | 0.046353 | 0.044727 | 0.05054 | 0.051365 | 0.050259
| Unitary HP_Com, E - Heat | Hospital | Space Heating | REPL | 0.35 | 0.55175 | 0.68685 | 0.69346 | 0.666 | 0.62941 | 0.58254 | 0.64934 | 0.70896 | 0.74615
| PTHP_Com, E - Cool | Hospital | Cooling | NC | 0.35 | 0.54918 | 0.65532 | 0.6821 | 0.66004 | 0.65725 | 0.65635 | 0.6388 | 0.63671 | 0.62888
| PTHP_Com, E - Cool | Hospital | Cooling | RET | 0.004 | 0.0042067 | 0.0053489 | 0.0066696 | 0.0074858 | 0.0077622 | 0.0077008 | 0.0079902 | 0.0081729 | 0.0080414
| PTHP_Com, E - Cool | Hospital | Cooling | REPL | 0.35 | 0.56491 | 0.72929 | 0.7705 | 0.77798 | 0.77587 | 0.76076 | 0.78869 | 0.80615 | 0.79873
| PTHP_Com, E - Heat | Hospital | Space Heating | NC | 0.35 | 0.54918 | 0.65532 | 0.6821 | 0.66004 | 0.65725 | 0.65635 | 0.6388 | 0.63671 | 0.62888
| PTHP_Com, E - Heat | Hospital | Space Heating | RET | 0.004 | 0.0042067 | 0.0053489 | 0.0066696 | 0.0074858 | 0.0077622 | 0.0077008 | 0.0079902 | 0.0081729 | 0.0080414
| PTHP_Com, E - Heat | Hospital | Space Heating | REPL | 0.35 | 0.56491 | 0.72929 | 0.7705 | 0.77798 | 0.77587 | 0.76076 | 0.78869 | 0.80615 | 0.79873
| Minisplit Ductless HP_Com, E - Cool | Hospital | Cooling | RET | 0.025 | 0.038607 | 0.04567 | 0.045089 | 0.043136 | 0.041287 | 0.038968 | 0.039108 | 0.038723 | 0.037192
| Minisplit Ductless HP_Com, E - Cool | Hospital | Cooling | REPL | 0.175 | 0.26615 | 0.32784 | 0.32921 | 0.315 | 0.29661 | 0.27337 | 0.26773 | 0.25803 | 0.24056
| Minisplit Ductless HP_Com, E - Heat | Hospital | Space Heating | RET | 0.025 | 0.038607 | 0.04567 | 0.045089 | 0.043136 | 0.041287 | 0.038968 | 0.039108 | 0.038723 | 0.037192
| Minisplit Ductless HP_Com, E - Heat | Hospital | Space Heating | REPL | 0.175 | 0.26615 | 0.32784 | 0.32921 | 0.315 | 0.29661 | 0.27337 | 0.26773 | 0.25803 | 0.24056
| Programmable TStat_Com, E - Cool [Building w Elec Heat] | Hospital | Cooling | NC | 0.3 | 0.18767 | 0.090372 | 0 | 0 | 0 | 0 | 0 | 0 | 0
| Programmable TStat_Com, E - Cool [Building w Elec Heat] | Hospital | Cooling | RET | 0.02 | 0.0097332 | 0 | 0 | 0 | 0 | 0 | 0 | 0 | 0
| Programmable TStat_Com, E - Heat [Building w Elec Heat] | Hospital | Space Heating | NC | 0.3 | 0.18767 | 0.090372 | 0 | 0 | 0 | 0 | 0 | 0 | 0
| Programmable TStat_Com, E - Heat [Building w Elec Heat] | Hospital | Space Heating | RET | 0.02 | 0.0097332 | 0 | 0 | 0 | 0 | 0 | 0 | 0 | 0
| Programmable TStat_Com, E - Cool [Building w Gas Heat] | Hospital | Cooling | NC | 0.3 | 0.18767 | 0.090372 | 0 | 0 | 0 | 0 | 0 | 0 | 0
| Programmable TStat_Com, E - Cool [Building w Gas Heat] | Hospital | Cooling | RET | 0.02 | 0.0097332 | 0 | 0 | 0 | 0 | 0 | 0 | 0 | 0
| Programmable TStat_Com, G - Heat [Building w Gas Heat] | Hospital |  | NC | 0.3 | 0.18952 | 0.091754 | 0 | 0 | 0 | 0 | 0 | 0 | 0
| Programmable TStat_Com, G - Heat [Building w Gas Heat] | Hospital |  | RET | 0.02 | 0.0099873 | 0 | 0 | 0 | 0 | 0 | 0 | 0 | 0
| Programmable TStat_Com, E - Cool [Building w Propane Heat] | Hospital | Cooling | NC | 0.3 | 0.18767 | 0.090372 | 0 | 0 | 0 | 0 | 0 | 0 | 0
| Programmable TStat_Com, E - Cool [Building w Propane Heat] | Hospital | Cooling | RET | 0.02 | 0.0097332 | 0 | 0 | 0 | 0 | 0 | 0 | 0 | 0
| Programmable TStat_Com, P - Heat [Building w Propane Heat] | Hospital |  | NC | 0.3 | 0.18751 | 0.090356 | 0 | 0 | 0 | 0 | 0 | 0 | 0
| Programmable TStat_Com, P - Heat [Building w Propane Heat] | Hospital |  | RET | 0.02 | 0.0098815 | 0 | 0 | 0 | 0 | 0 | 0 | 0 | 0
| Programmable TStat_Com, E - Cool [Building w Oil Heat] | Hospital | Cooling | NC | 0.3 | 0.18767 | 0.090372 | 0 | 0 | 0 | 0 | 0 | 0 | 0
| Programmable TStat_Com, E - Cool [Building w Oil Heat] | Hospital | Cooling | RET | 0.02 | 0.0097332 | 0 | 0 | 0 | 0 | 0 | 0 | 0 | 0
| Programmable TStat_Com, O - Heat [Building w Oil Heat] | Hospital |  | NC | 0.3 | 0.18751 | 0.090356 | 0 | 0 | 0 | 0 | 0 | 0 | 0
| Programmable TStat_Com, O - Heat [Building w Oil Heat] | Hospital |  | RET | 0.02 | 0.0098815 | 0 | 0 | 0 | 0 | 0 | 0 | 0 | 0
| Smart TStat_Com, E - Cool [Building w Elec Heat] | Hospital | Cooling | NC | 0.05 | 0.18767 | 0.36149 | 0.43728 | 0.49641 | 0.57509 | 0.65635 | 0.6388 | 0.63671 | 0.62888
| Smart TStat_Com, E - Cool [Building w Elec Heat] | Hospital | Cooling | RET | 0.008 | 0.013966 | 0.027581 | 0.036803 | 0.039407 | 0.040235 | 0.039782 | 0.040716 | 0.041092 | 0.040207
| Smart TStat_Com, E - Heat [Building w Elec Heat] | Hospital | Space Heating | NC | 0.05 | 0.18767 | 0.36149 | 0.43728 | 0.49641 | 0.57509 | 0.65635 | 0.6388 | 0.63671 | 0.62888
| Smart TStat_Com, E - Heat [Building w Elec Heat] | Hospital | Space Heating | RET | 0.008 | 0.013966 | 0.027581 | 0.036803 | 0.039407 | 0.040235 | 0.039782 | 0.040716 | 0.041092 | 0.040207
| Smart TStat_Com, E - Cool [Building w Gas Heat] | Hospital | Cooling | NC | 0.05 | 0.18767 | 0.36149 | 0.43728 | 0.49641 | 0.57509 | 0.65635 | 0.6388 | 0.63671 | 0.62888
| Smart TStat_Com, E - Cool [Building w Gas Heat] | Hospital | Cooling | RET | 0.008 | 0.013966 | 0.027581 | 0.036803 | 0.039407 | 0.040235 | 0.039782 | 0.040716 | 0.041092 | 0.040207
| Smart TStat_Com, G - Heat [Building w Gas Heat] | Hospital |  | NC | 0.05 | 0.18952 | 0.36702 | 0.43986 | 0.50378 | 0.57047 | 0.64722 | 0.6461 | 0.64704 | 0.64489
| Smart TStat_Com, G - Heat [Building w Gas Heat] | Hospital |  | RET | 0.008 | 0.01433 | 0.027023 | 0.036211 | 0.038894 | 0.039624 | 0.039745 | 0.039896 | 0.040129 | 0.040328
| Smart TStat_Com, E - Cool [Building w Propane Heat] | Hospital | Cooling | NC | 0.05 | 0.18767 | 0.36149 | 0.43728 | 0.49641 | 0.57509 | 0.65635 | 0.6388 | 0.63671 | 0.62888
| Smart TStat_Com, E - Cool [Building w Propane Heat] | Hospital | Cooling | RET | 0.008 | 0.013966 | 0.027581 | 0.036803 | 0.039407 | 0.040235 | 0.039782 | 0.040716 | 0.041092 | 0.040207
| Smart TStat_Com, P - Heat [Building w Propane Heat] | Hospital |  | NC | 0.05 | 0.18751 | 0.36142 | 0.43176 | 0.49107 | 0.55104 | 0.61859 | 0.61032 | 0.60282 | 0.59273
| Smart TStat_Com, P - Heat [Building w Propane Heat] | Hospital |  | RET | 0.008 | 0.014179 | 0.026611 | 0.035544 | 0.037913 | 0.038274 | 0.037987 | 0.037686 | 0.037387 | 0.037066
| Smart TStat_Com, E - Cool [Building w Oil Heat] | Hospital | Cooling | NC | 0.05 | 0.18767 | 0.36149 | 0.43728 | 0.49641 | 0.57509 | 0.65635 | 0.6388 | 0.63671 | 0.62888
| Smart TStat_Com, E - Cool [Building w Oil Heat] | Hospital | Cooling | RET | 0.008 | 0.013966 | 0.027581 | 0.036803 | 0.039407 | 0.040235 | 0.039782 | 0.040716 | 0.041092 | 0.040207
| Smart TStat_Com, O - Heat [Building w Oil Heat] | Hospital |  | NC | 0.05 | 0.18751 | 0.36142 | 0.43176 | 0.49107 | 0.55104 | 0.61859 | 0.61032 | 0.60282 | 0.59273
| Smart TStat_Com, O - Heat [Building w Oil Heat] | Hospital |  | RET | 0.008 | 0.014179 | 0.026611 | 0.035544 | 0.037913 | 0.038274 | 0.037987 | 0.037686 | 0.037387 | 0.037066
| Boiler Blowdown Controls_Com, G - Heat | Hospital |  | RET | 0.015 | 0.030159 | 0.042072 | 0.047224 | 0.049011 | 0.04953 | 0.049681 | 0.04987 | 0.050161 | 0.05041
| Boiler Blowdown Controls_Com, O - Heat | Hospital |  | RET | 0.015 | 0.029839 | 0.041431 | 0.046354 | 0.047774 | 0.047842 | 0.047483 | 0.047108 | 0.046733 | 0.046332
| Boiler Modifications_Com, G - Heat | Hospital |  | RET | 0.015 | 0.030159 | 0.042072 | 0.047224 | 0.049011 | 0.04953 | 0.049681 | 0.04987 | 0.050161 | 0.05041
| Boiler Modifications_Com, O - Heat | Hospital |  | RET | 0.015 | 0.029839 | 0.041431 | 0.046354 | 0.047774 | 0.047842 | 0.047483 | 0.047108 | 0.046733 | 0.046332
| Boilers_Com, G - Heat | Hospital |  | NC | 0.35 | 0.5546 | 0.66535 | 0.68613 | 0.66984 | 0.65197 | 0.64722 | 0.6461 | 0.64704 | 0.64489
| Boilers_Com, G - Heat | Hospital |  | RET | 0.015 | 0.032228 | 0.042962 | 0.045226 | 0.044549 | 0.042966 | 0.041519 | 0.040149 | 0.038905 | 0.037665
| Boilers_Com, G - Heat | Hospital |  | REPL | 0.35 | 0.55669 | 0.65762 | 0.66473 | 0.63908 | 0.60152 | 0.56362 | 0.52586 | 0.48881 | 0.4509
| Boilers_Com, O - Heat | Hospital |  | NC | 0.35 | 0.54873 | 0.65521 | 0.67348 | 0.65294 | 0.62976 | 0.61859 | 0.61032 | 0.60282 | 0.59273
| Boilers_Com, O - Heat | Hospital |  | RET | 0.015 | 0.031854 | 0.04217 | 0.044113 | 0.043005 | 0.040959 | 0.039027 | 0.037171 | 0.035401 | 0.033695
| Boilers_Com, O - Heat | Hospital |  | REPL | 0.35 | 0.55079 | 0.6476 | 0.65248 | 0.62295 | 0.58103 | 0.53869 | 0.49674 | 0.4554 | 0.41443
| Furnace_Com, G - Heat | Hospital |  | NC | 0.35 | 0.5546 | 0.66535 | 0.68613 | 0.66984 | 0.65197 | 0.64722 | 0.6461 | 0.64704 | 0.64489
| Furnace_Com, G - Heat | Hospital |  | RET | 0.015 | 0.03229 | 0.043226 | 0.045768 | 0.045371 | 0.044045 | 0.04284 | 0.041698 | 0.04067 | 0.039632
| Furnace_Com, G - Heat | Hospital |  | REPL | 0.35 | 0.55669 | 0.65762 | 0.66473 | 0.63908 | 0.60152 | 0.56362 | 0.52586 | 0.48881 | 0.4509
| Furnace_Com, O - Heat | Hospital |  | NC | 0.35 | 0.54873 | 0.65521 | 0.67348 | 0.65294 | 0.62976 | 0.61859 | 0.61032 | 0.60282 | 0.59273
| Furnace_Com, O - Heat | Hospital |  | RET | 0.015 | 0.031806 | 0.041964 | 0.043692 | 0.042378 | 0.04015 | 0.038055 | 0.036055 | 0.034159 | 0.032341
| Furnace_Com, O - Heat | Hospital |  | REPL | 0.35 | 0.55079 | 0.6476 | 0.65248 | 0.62295 | 0.58103 | 0.53869 | 0.49674 | 0.4554 | 0.41443
| Furnace_Com, P - Heat | Hospital |  | NC | 0.35 | 0.54873 | 0.65521 | 0.67348 | 0.65294 | 0.62976 | 0.61859 | 0.61032 | 0.60282 | 0.59273
| Furnace_Com, P - Heat | Hospital |  | RET | 0.015 | 0.031877 | 0.042265 | 0.044306 | 0.043295 | 0.041334 | 0.039478 | 0.037691 | 0.035983 | 0.03433
| Furnace_Com, P - Heat | Hospital |  | REPL | 0.35 | 0.55079 | 0.6476 | 0.65248 | 0.62295 | 0.58103 | 0.53869 | 0.49674 | 0.4554 | 0.41443
| Energy Recovery Ventilator_Com, G - Heat | Hospital |  | NC | 0.2 | 0.34443 | 0.47582 | 0.5445 | 0.56159 | 0.56266 | 0.56565 | 0.56533 | 0.56616 | 0.56428
| Energy Recovery Ventilator_Com, G - Heat | Hospital |  | RET | 0.01 | 0.023673 | 0.03698 | 0.042888 | 0.043794 | 0.042811 | 0.041176 | 0.041238 | 0.041389 | 0.041506
| Energy Recovery Ventilator_Com, G - Heat | Hospital |  | REPL | 0.2 | 0.35071 | 0.48073 | 0.54164 | 0.55167 | 0.53557 | 0.50929 | 0.50019 | 0.49141 | 0.48208
| Energy Recovery Ventilator_Com, O - Heat | Hospital |  | NC | 0.2 | 0.34078 | 0.46857 | 0.53447 | 0.54741 | 0.54349 | 0.54063 | 0.53403 | 0.52747 | 0.51864
| Energy Recovery Ventilator_Com, O - Heat | Hospital |  | RET | 0.01 | 0.023422 | 0.036417 | 0.042098 | 0.042689 | 0.041353 | 0.039355 | 0.038955 | 0.03856 | 0.038149
| Energy Recovery Ventilator_Com, O - Heat | Hospital |  | REPL | 0.2 | 0.34699 | 0.47341 | 0.53166 | 0.53775 | 0.51732 | 0.48676 | 0.47249 | 0.45782 | 0.44309
| Energy Recovery Ventilator_Com, P - Heat | Hospital |  | NC | 0.2 | 0.34078 | 0.46857 | 0.53447 | 0.54741 | 0.54349 | 0.54063 | 0.53403 | 0.52747 | 0.51864
| Energy Recovery Ventilator_Com, P - Heat | Hospital |  | RET | 0.01 | 0.023422 | 0.036417 | 0.042098 | 0.042689 | 0.041353 | 0.039355 | 0.038955 | 0.03856 | 0.038149
| Energy Recovery Ventilator_Com, P - Heat | Hospital |  | REPL | 0.2 | 0.34699 | 0.47341 | 0.53166 | 0.53775 | 0.51732 | 0.48676 | 0.47249 | 0.45782 | 0.44309
| Forced Air Heating Maintenance_Com, G - Heat | Hospital |  | RET | 0.01 | 0.019143 | 0.025814 | 0.028544 | 0.029474 | 0.029718 | 0.029809 | 0.029922 | 0.030097 | 0.030246
| Forced Air Heating Maintenance_Com, O - Heat | Hospital |  | RET | 0.01 | 0.01894 | 0.02542 | 0.028018 | 0.02873 | 0.028705 | 0.02849 | 0.028265 | 0.02804 | 0.027799
| Forced Air Heating Maintenance_Com, P - Heat | Hospital |  | RET | 0.01 | 0.01894 | 0.02542 | 0.028018 | 0.02873 | 0.028705 | 0.02849 | 0.028265 | 0.02804 | 0.027799
| Steam Trap Maintenance_Com, G - Heat | Hospital |  | RET | 0.025 | 0.041268 | 0.047932 | 0.04941 | 0.049508 | 0.04953 | 0.049681 | 0.04987 | 0.050161 | 0.05041
| Steam Trap Maintenance_Com, O - Heat | Hospital |  | RET | 0.025 | 0.040831 | 0.047201 | 0.0485 | 0.048258 | 0.047842 | 0.047483 | 0.047108 | 0.046733 | 0.046332
| Windows_Com, E - Cool [Building w Elec Heat] | Hospital | Cooling | NC | 0.25 | 0.39246 | 0.50425 | 0.55944 | 0.56098 | 0.57032 | 0.5743 | 0.55895 | 0.55712 | 0.55027
| Windows_Com, E - Heat [Building w Elec Heat] | Hospital | Space Heating | NC | 0.25 | 0.39246 | 0.50425 | 0.55944 | 0.56098 | 0.57032 | 0.5743 | 0.55895 | 0.55712 | 0.55027
| Windows_Com, E - Cool [Building w Gas Heat] | Hospital | Cooling | NC | 0.25 | 0.39246 | 0.50425 | 0.55944 | 0.56098 | 0.57032 | 0.5743 | 0.55895 | 0.55712 | 0.55027
| Windows_Com, G - Heat [Building w Gas Heat] | Hospital |  | NC | 0.25 | 0.39634 | 0.51196 | 0.56274 | 0.56931 | 0.56574 | 0.56632 | 0.56533 | 0.56616 | 0.56428
| Windows_Com, E - Cool [Building w Oil Heat] | Hospital | Cooling | NC | 0.25 | 0.39246 | 0.50425 | 0.55944 | 0.56098 | 0.57032 | 0.5743 | 0.55895 | 0.55712 | 0.55027
| Windows_Com, O - Heat [Building w Oil Heat] | Hospital |  | NC | 0.25 | 0.39214 | 0.50416 | 0.55237 | 0.55494 | 0.54646 | 0.54127 | 0.53403 | 0.52747 | 0.51864
| Windows_Com, E - Cool [Building w Propane Heat] | Hospital | Cooling | NC | 0.25 | 0.39246 | 0.50425 | 0.55944 | 0.56098 | 0.57032 | 0.5743 | 0.55895 | 0.55712 | 0.55027
| Windows_Com, P - Heat [Building w Propane Heat] | Hospital |  | NC | 0.25 | 0.39214 | 0.50416 | 0.55237 | 0.55494 | 0.54646 | 0.54127 | 0.53403 | 0.52747 | 0.51864
| Window Film_Com, E - Cool [Building w Elec Heat] | Hospital | Cooling | RET | 0.01 | 0.025818 | 0.042301 | 0.048281 | 0.049885 | 0.050294 | 0.049727 | 0.050895 | 0.051365 | 0.050259
| Window Film_Com, E - Heat [Building w Elec Heat] | Hospital | Space Heating | RET | 0.01 | 0.025818 | 0.042301 | 0.048281 | 0.049885 | 0.050294 | 0.049727 | 0.050895 | 0.051365 | 0.050259
| Window Film_Com, E - Cool [Building w Gas Heat] | Hospital | Cooling | RET | 0.01 | 0.025818 | 0.042301 | 0.048281 | 0.049885 | 0.050294 | 0.049727 | 0.050895 | 0.051365 | 0.050259
| Window Film_Com, G - Heat [Building w Gas Heat] | Hospital |  | RET | 0.01 | 0.026492 | 0.041445 | 0.047505 | 0.049237 | 0.04953 | 0.049681 | 0.04987 | 0.050161 | 0.05041
| Window Film_Com, E - Cool [Building w Oil Heat] | Hospital | Cooling | RET | 0.01 | 0.025818 | 0.042301 | 0.048281 | 0.049885 | 0.050294 | 0.049727 | 0.050895 | 0.051365 | 0.050259
| Window Film_Com, O - Heat [Building w Oil Heat] | Hospital |  | RET | 0.01 | 0.026211 | 0.040813 | 0.046629 | 0.047994 | 0.047842 | 0.047483 | 0.047108 | 0.046733 | 0.046332
| Window Film_Com, E - Cool [Building w Propane Heat] | Hospital | Cooling | RET | 0.01 | 0.025818 | 0.042301 | 0.048281 | 0.049885 | 0.050294 | 0.049727 | 0.050895 | 0.051365 | 0.050259
| Window Film_Com, P - Heat [Building w Propane Heat] | Hospital |  | RET | 0.01 | 0.026211 | 0.040813 | 0.046629 | 0.047994 | 0.047842 | 0.047483 | 0.047108 | 0.046733 | 0.046332
| Motors and Fans_Com, E - Vent | Hospital | Ventilation | NC | 0.4 | 0.58374 | 0.66971 | 0.68679 | 0.66141 | 0.65725 | 0.65635 | 0.6388 | 0.63671 | 0.62888
| Motors and Fans_Com, E - Vent | Hospital | Ventilation | RET | 0.03 | 0.040918 | 0.045877 | 0.044466 | 0.042158 | 0.040179 | 0.03776 | 0.036846 | 0.03546 | 0.033091
| Motors and Fans_Com, E - Vent | Hospital | Ventilation | REPL | 0.4 | 0.56111 | 0.66358 | 0.65597 | 0.62423 | 0.58611 | 0.53972 | 0.51348 | 0.47897 | 0.43023
| ECM Furnace Motors_Com, E - Vent | Hospital | Ventilation | RET | 0.025 | 0.039504 | 0.04852 | 0.050067 | 0.05016 | 0.050294 | 0.049727 | 0.050895 | 0.051365 | 0.050259
| VFD on HVAC System_Com, E - Vent | Hospital | Ventilation | RET | 0.025 | 0.039504 | 0.04852 | 0.050067 | 0.05016 | 0.050294 | 0.049727 | 0.050895 | 0.051365 | 0.050259
| Kitchen DCV_Com, E - Vent [Building w Elec Heat] | Hospital | Ventilation | NC | 0.1 | 0.21183 | 0.35485 | 0.47241 | 0.52165 | 0.55375 | 0.56819 | 0.55895 | 0.55712 | 0.55027
| Kitchen DCV_Com, E - Vent [Building w Elec Heat] | Hospital | Ventilation | RET | 0.005 | 0.014921 | 0.030643 | 0.040713 | 0.043802 | 0.043591 | 0.041507 | 0.041297 | 0.04054 | 0.038604
| Kitchen DCV_Com, E - Vent [Building w Elec Heat] | Hospital | Ventilation | REPL | 0.1 | 0.21524 | 0.37992 | 0.49384 | 0.54329 | 0.54875 | 0.52304 | 0.51654 | 0.49655 | 0.46162
| Kitchen DCV_Com, E - Heat [Building w Elec Heat] | Hospital | Space Heating | NC | 0.1 | 0.21183 | 0.35485 | 0.47241 | 0.52165 | 0.55375 | 0.56819 | 0.55895 | 0.55712 | 0.55027
| Kitchen DCV_Com, E - Heat [Building w Elec Heat] | Hospital | Space Heating | RET | 0.005 | 0.014921 | 0.030643 | 0.040713 | 0.043802 | 0.043591 | 0.041507 | 0.041297 | 0.04054 | 0.038604
| Kitchen DCV_Com, E - Heat [Building w Elec Heat] | Hospital | Space Heating | REPL | 0.1 | 0.21524 | 0.37992 | 0.49384 | 0.54329 | 0.54875 | 0.52304 | 0.51654 | 0.49655 | 0.46162
| Kitchen DCV_Com, E - Vent [Building w Gas Heat] | Hospital | Ventilation | NC | 0.1 | 0.21183 | 0.35485 | 0.47241 | 0.52165 | 0.55375 | 0.56819 | 0.55895 | 0.55712 | 0.55027
| Kitchen DCV_Com, E - Vent [Building w Gas Heat] | Hospital | Ventilation | RET | 0.005 | 0.014921 | 0.030643 | 0.040713 | 0.043802 | 0.043591 | 0.041507 | 0.041297 | 0.04054 | 0.038604
| Kitchen DCV_Com, E - Vent [Building w Gas Heat] | Hospital | Ventilation | REPL | 0.1 | 0.21524 | 0.37992 | 0.49384 | 0.54329 | 0.54875 | 0.52304 | 0.51654 | 0.49655 | 0.46162
| Kitchen DCV_Com, G - Heat [Building w Gas Heat] | Hospital |  | NC | 0.1 | 0.21392 | 0.36027 | 0.4752 | 0.5294 | 0.5493 | 0.56029 | 0.56533 | 0.56616 | 0.56428
| Kitchen DCV_Com, G - Heat [Building w Gas Heat] | Hospital |  | RET | 0.005 | 0.015311 | 0.030022 | 0.040058 | 0.043232 | 0.042929 | 0.041468 | 0.040466 | 0.03959 | 0.03872
| Kitchen DCV_Com, G - Heat [Building w Gas Heat] | Hospital |  | REPL | 0.1 | 0.22086 | 0.37223 | 0.48589 | 0.53622 | 0.54041 | 0.52256 | 0.50614 | 0.48491 | 0.46301
| Kitchen DCV_Com, E - Vent [Building w Oil Heat] | Hospital | Ventilation | NC | 0.1 | 0.21183 | 0.35485 | 0.47241 | 0.52165 | 0.55375 | 0.56819 | 0.55895 | 0.55712 | 0.55027
| Kitchen DCV_Com, E - Vent [Building w Oil Heat] | Hospital | Ventilation | RET | 0.005 | 0.014921 | 0.030643 | 0.040713 | 0.043802 | 0.043591 | 0.041507 | 0.041297 | 0.04054 | 0.038604
| Kitchen DCV_Com, E - Vent [Building w Oil Heat] | Hospital | Ventilation | REPL | 0.1 | 0.21524 | 0.37992 | 0.49384 | 0.54329 | 0.54875 | 0.52304 | 0.51654 | 0.49655 | 0.46162
| Kitchen DCV_Com, O - Heat [Building w Oil Heat] | Hospital |  | NC | 0.1 | 0.21165 | 0.35478 | 0.46645 | 0.51604 | 0.53058 | 0.5355 | 0.53403 | 0.52747 | 0.51864
| Kitchen DCV_Com, O - Heat [Building w Oil Heat] | Hospital |  | RET | 0.005 | 0.015149 | 0.029565 | 0.03932 | 0.042141 | 0.041466 | 0.039634 | 0.038225 | 0.036884 | 0.035588
| Kitchen DCV_Com, O - Heat [Building w Oil Heat] | Hospital |  | REPL | 0.1 | 0.21852 | 0.36655 | 0.47694 | 0.52269 | 0.522 | 0.49944 | 0.47811 | 0.45177 | 0.42555
| Kitchen DCV_Com, E - Vent [Building w Propane Heat] | Hospital | Ventilation | NC | 0.1 | 0.21183 | 0.35485 | 0.47241 | 0.52165 | 0.55375 | 0.56819 | 0.55895 | 0.55712 | 0.55027
| Kitchen DCV_Com, E - Vent [Building w Propane Heat] | Hospital | Ventilation | RET | 0.005 | 0.014921 | 0.030643 | 0.040713 | 0.043802 | 0.043591 | 0.041507 | 0.041297 | 0.04054 | 0.038604
| Kitchen DCV_Com, E - Vent [Building w Propane Heat] | Hospital | Ventilation | REPL | 0.1 | 0.21524 | 0.37992 | 0.49384 | 0.54329 | 0.54875 | 0.52304 | 0.51654 | 0.49655 | 0.46162
| Kitchen DCV_Com, P - Heat [Building w Propane Heat] | Hospital |  | NC | 0.1 | 0.21165 | 0.35478 | 0.46645 | 0.51604 | 0.53058 | 0.5355 | 0.53403 | 0.52747 | 0.51864
| Kitchen DCV_Com, P - Heat [Building w Propane Heat] | Hospital |  | RET | 0.005 | 0.015149 | 0.029565 | 0.03932 | 0.042141 | 0.041466 | 0.039634 | 0.038225 | 0.036884 | 0.035588
| Kitchen DCV_Com, P - Heat [Building w Propane Heat] | Hospital |  | REPL | 0.1 | 0.21852 | 0.36655 | 0.47694 | 0.52269 | 0.522 | 0.49944 | 0.47811 | 0.45177 | 0.42555
| Duct Sealing Regulated_Com, E - Vent [Building w Elec Heat] | Hospital | Ventilation | RET | 0.01 | 0.023268 | 0.038858 | 0.046378 | 0.049129 | 0.050225 | 0.049727 | 0.050895 | 0.051365 | 0.050259
| Duct Sealing Regulated_Com, E - Heat [Building w Elec Heat] | Hospital | Space Heating | RET | 0.01 | 0.023268 | 0.038858 | 0.046378 | 0.049129 | 0.050225 | 0.049727 | 0.050895 | 0.051365 | 0.050259
| Duct Sealing Regulated_Com, E - Cool [Building w Elec Heat] | Hospital | Cooling | RET | 0.01 | 0.023268 | 0.038858 | 0.046378 | 0.049129 | 0.050225 | 0.049727 | 0.050895 | 0.051365 | 0.050259
| Duct Sealing Regulated_Com, E - Vent [Building w Gas Heat] | Hospital | Ventilation | RET | 0.01 | 0.023268 | 0.038858 | 0.046378 | 0.049129 | 0.050225 | 0.049727 | 0.050895 | 0.051365 | 0.050259
| Duct Sealing Regulated_Com, G - Heat [Building w Gas Heat] | Hospital |  | RET | 0.01 | 0.023876 | 0.038071 | 0.045632 | 0.04849 | 0.049462 | 0.049681 | 0.04987 | 0.050161 | 0.05041
| Duct Sealing Regulated_Com, E - Cool [Building w Gas Heat] | Hospital | Cooling | RET | 0.01 | 0.023268 | 0.038858 | 0.046378 | 0.049129 | 0.050225 | 0.049727 | 0.050895 | 0.051365 | 0.050259
| Duct Sealing Non Regulated_Com, E - Vent [Building w Oil Heat] | Hospital | Ventilation | RET | 0.01 | 0.023268 | 0.038858 | 0.046378 | 0.049129 | 0.050225 | 0.049727 | 0.050895 | 0.051365 | 0.050259
| Duct Sealing Non Regulated_Com, O - Heat [Building w Oil Heat] | Hospital |  | RET | 0.01 | 0.023623 | 0.037491 | 0.044791 | 0.047267 | 0.047776 | 0.047483 | 0.047108 | 0.046733 | 0.046332
| Duct Sealing Non Regulated_Com, E - Cool [Building w Oil Heat] | Hospital | Cooling | RET | 0.01 | 0.023268 | 0.038858 | 0.046378 | 0.049129 | 0.050225 | 0.049727 | 0.050895 | 0.051365 | 0.050259
| Duct Sealing Non Regulated_Com, E - Vent [Building w Propane Heat] | Hospital | Ventilation | RET | 0.01 | 0.023268 | 0.038858 | 0.046378 | 0.049129 | 0.050225 | 0.049727 | 0.050895 | 0.051365 | 0.050259
| Duct Sealing Non Regulated_Com, P - Heat [Building w Propane Heat] | Hospital |  | RET | 0.01 | 0.023623 | 0.037491 | 0.044791 | 0.047267 | 0.047776 | 0.047483 | 0.047108 | 0.046733 | 0.046332
| Duct Sealing Non Regulated_Com, E - Cool [Building w Propane Heat] | Hospital | Cooling | RET | 0.01 | 0.023268 | 0.038858 | 0.046378 | 0.049129 | 0.050225 | 0.049727 | 0.050895 | 0.051365 | 0.050259
| Power Strip_Com, E - Plug [Tier 1] | Hospital | Plug Loads | NC | 0.25 | 0.18767 | 0.13556 | 0.13118 | 0.1241 | 0.12323 | 0.12306 | 0.11977 | 0.12059 | 0.12031
| Power Strip_Com, E - Plug [Tier 1] | Hospital | Plug Loads | RET | 0.01 | 0.0086755 | 0.0080083 | 0.0068769 | 0.0059177 | 0.0049939 | 0.0039782 | 0.0030537 | 0.0020546 | 0.0010052
| Power Strip_Com, E - Plug [Tier 1] | Hospital | Plug Loads | REPL | 0.25 | 0.19096 | 0.14881 | 0.14612 | 0.14679 | 0.14876 | 0.1488 | 0.15268 | 0.1541 | 0.15078
| Power Strip_Com, E - Plug [Tier 2] | Hospital | Plug Loads | NC | 0 | 0.046917 | 0.13556 | 0.21864 | 0.28957 | 0.3697 | 0.36919 | 0.35932 | 0.36177 | 0.36092
| Power Strip_Com, E - Plug [Tier 2] | Hospital | Plug Loads | RET | 0 | 0.00097332 | 0.0020373 | 0.0030165 | 0.0040128 | 0.0050294 | 0.0059673 | 0.0071252 | 0.0082184 | 0.0090466
| Power Strip_Com, E - Plug [Tier 2] | Hospital | Plug Loads | REPL | 0 | 0.048617 | 0.15248 | 0.25059 | 0.35112 | 0.45265 | 0.44755 | 0.45805 | 0.46229 | 0.45233
| Computer Power Management_Com, E - Plug | Hospital | Plug Loads | RET | 0.005 | 0.017311 | 0.035982 | 0.04605 | 0.049286 | 0.050294 | 0.049727 | 0.050895 | 0.051365 | 0.050259
| Vending Machine Controls_Com, E - Plug [Non-Refrigerated] | Hospital | Plug Loads | RET | 0.005 | 0.017311 | 0.035982 | 0.04605 | 0.049286 | 0.050294 | 0.049727 | 0.050895 | 0.051365 | 0.050259
| Vending Machine Controls_Com, E - Plug [Refrigerated] | Hospital | Plug Loads | RET | 0.005 | 0.017311 | 0.035982 | 0.04605 | 0.049286 | 0.050294 | 0.049727 | 0.050895 | 0.051365 | 0.050259
| Ovens_Com, E - Cook | Hospital | Cooking | NC | 0.4 | 0.67039 | 0.77229 | 0.78198 | 0.74462 | 0.73941 | 0.73839 | 0.71865 | 0.7163 | 0.70748
| Ovens_Com, E - Cook | Hospital | Cooking | REPL | 0.4 | 0.69538 | 0.87133 | 0.90165 | 0.90288 | 0.90529 | 0.89509 | 0.9161 | 0.92457 | 0.90466
| Ovens_Com, G - Cook | Hospital |  | NC | 0.4 | 0.67701 | 0.78411 | 0.7866 | 0.75567 | 0.73347 | 0.72813 | 0.72686 | 0.72792 | 0.7255
| Ovens_Com, G - Cook | Hospital |  | REPL | 0.4 | 0.71354 | 0.85369 | 0.88714 | 0.89114 | 0.89153 | 0.89426 | 0.89765 | 0.9029 | 0.90738
| Ovens_Com, P - Cook | Hospital |  | NC | 0.4 | 0.66984 | 0.77216 | 0.7721 | 0.7366 | 0.70848 | 0.69592 | 0.68661 | 0.67817 | 0.66682
| Ovens_Com, P - Cook | Hospital |  | REPL | 0.4 | 0.70598 | 0.84068 | 0.8708 | 0.86865 | 0.86116 | 0.8547 | 0.84794 | 0.8412 | 0.83398
| Fryers_Com, E - Cook | Hospital | Cooking | NC | 0.4 | 0.67039 | 0.77229 | 0.78198 | 0.74462 | 0.73941 | 0.73839 | 0.71865 | 0.7163 | 0.70748
| Fryers_Com, E - Cook | Hospital | Cooking | REPL | 0.4 | 0.69538 | 0.87133 | 0.90165 | 0.90288 | 0.90529 | 0.89509 | 0.9161 | 0.92457 | 0.90466
| Fryers_Com, G - Cook | Hospital |  | NC | 0.4 | 0.67701 | 0.78411 | 0.7866 | 0.75567 | 0.73347 | 0.72813 | 0.72686 | 0.72792 | 0.7255
| Fryers_Com, G - Cook | Hospital |  | REPL | 0.4 | 0.71354 | 0.85369 | 0.88714 | 0.89114 | 0.89153 | 0.89426 | 0.89765 | 0.9029 | 0.90738
| Fryers_Com, P - Cook | Hospital |  | NC | 0.4 | 0.66984 | 0.77216 | 0.7721 | 0.7366 | 0.70848 | 0.69592 | 0.68661 | 0.67817 | 0.66682
| Fryers_Com, P - Cook | Hospital |  | REPL | 0.4 | 0.70598 | 0.84068 | 0.8708 | 0.86865 | 0.86116 | 0.8547 | 0.84794 | 0.8412 | 0.83398
| Griddles_Com, E - Cook | Hospital | Cooking | NC | 0.4 | 0.67039 | 0.77229 | 0.78198 | 0.74462 | 0.73941 | 0.73839 | 0.71865 | 0.7163 | 0.70748
| Griddles_Com, E - Cook | Hospital | Cooking | REPL | 0.4 | 0.69538 | 0.87133 | 0.90165 | 0.90288 | 0.90529 | 0.89509 | 0.9161 | 0.92457 | 0.90466
| Griddles_Com, G - Cook | Hospital |  | NC | 0.4 | 0.67701 | 0.78411 | 0.7866 | 0.75567 | 0.73347 | 0.72813 | 0.72686 | 0.72792 | 0.7255
| Griddles_Com, G - Cook | Hospital |  | REPL | 0.4 | 0.71354 | 0.85369 | 0.88714 | 0.89114 | 0.89153 | 0.89426 | 0.89765 | 0.9029 | 0.90738
| Griddles_Com, P - Cook | Hospital |  | NC | 0.4 | 0.66984 | 0.77216 | 0.7721 | 0.7366 | 0.70848 | 0.69592 | 0.68661 | 0.67817 | 0.66682
| Griddles_Com, P - Cook | Hospital |  | REPL | 0.4 | 0.70598 | 0.84068 | 0.8708 | 0.86865 | 0.86116 | 0.8547 | 0.84794 | 0.8412 | 0.83398
| Hot Food Holding Cabinet_Com, E - Cook | Hospital | Cooking | NC | 0.4 | 0.67039 | 0.77229 | 0.78198 | 0.74462 | 0.73941 | 0.73839 | 0.71865 | 0.7163 | 0.70748
| Hot Food Holding Cabinet_Com, E - Cook | Hospital | Cooking | REPL | 0.4 | 0.69538 | 0.87133 | 0.90165 | 0.90288 | 0.90529 | 0.89509 | 0.9161 | 0.92457 | 0.90466
| Steamers_Com, E - Cook | Hospital | Cooking | NC | 0.4 | 0.67039 | 0.77229 | 0.78198 | 0.74462 | 0.73941 | 0.73839 | 0.71865 | 0.7163 | 0.70748
| Steamers_Com, E - Cook | Hospital | Cooking | REPL | 0.4 | 0.69538 | 0.87133 | 0.90165 | 0.90288 | 0.90529 | 0.89509 | 0.9161 | 0.92457 | 0.90466
| Steamers_Com, G - Cook | Hospital |  | NC | 0.4 | 0.67701 | 0.78411 | 0.7866 | 0.75567 | 0.73347 | 0.72813 | 0.72686 | 0.72792 | 0.7255
| Steamers_Com, G - Cook | Hospital |  | REPL | 0.4 | 0.71354 | 0.85369 | 0.88714 | 0.89114 | 0.89153 | 0.89426 | 0.89765 | 0.9029 | 0.90738
| ES Refrigerator and Freezer_Com, E - Refr | Hospital | Refrigeration | NC | 0.2 | 0.40942 | 0.58382 | 0.6566 | 0.65237 | 0.65725 | 0.65635 | 0.6388 | 0.63671 | 0.62888
| ES Refrigerator and Freezer_Com, E - Refr | Hospital | Refrigeration | REPL | 0.2 | 0.42469 | 0.65869 | 0.75709 | 0.79102 | 0.80471 | 0.79564 | 0.81431 | 0.82184 | 0.80414
| Anti Sweat Heat Control_Com, E - Refr | Hospital | Refrigeration | NC | 0.2 | 0.34106 | 0.46865 | 0.54131 | 0.55337 | 0.56722 | 0.57362 | 0.55895 | 0.55712 | 0.55027
| Anti Sweat Heat Control_Com, E - Refr | Hospital | Refrigeration | RET | 0.01 | 0.025818 | 0.042301 | 0.048281 | 0.049885 | 0.050294 | 0.049727 | 0.050895 | 0.051365 | 0.050259
| Case Night Covers_Com, E - Refr | Hospital | Refrigeration | RET | 0.005 | 0.021367 | 0.040297 | 0.04782 | 0.04982 | 0.050294 | 0.049727 | 0.050895 | 0.051365 | 0.050259
| Loading Dock Pit Seals_Com, E - Refr | Hospital | Refrigeration | NC | 0.05 | 0.12904 | 0.25541 | 0.39367 | 0.47885 | 0.53402 | 0.55994 | 0.55575 | 0.55712 | 0.55027
| Loading Dock Pit Seals_Com, E - Refr | Hospital | Refrigeration | RET | 0.01 | 0.025818 | 0.042301 | 0.048281 | 0.049885 | 0.050294 | 0.049727 | 0.050895 | 0.051365 | 0.050259
| ECM Comp Cond Fan Motor_Com, E - Refr | Hospital | Refrigeration | NC | 0.15 | 0.28154 | 0.42121 | 0.51481 | 0.54172 | 0.56238 | 0.57169 | 0.55895 | 0.55712 | 0.55027
| ECM Comp Cond Fan Motor_Com, E - Refr | Hospital | Refrigeration | RET | 0.01 | 0.025728 | 0.041766 | 0.046983 | 0.047736 | 0.047295 | 0.04595 | 0.050895 | 0.051365 | 0.050259
| ECM Comp Cond Fan Motor_Com, E - Refr | Hospital | Refrigeration | REPL | 0.15 | 0.28138 | 0.43815 | 0.51886 | 0.5415 | 0.5332 | 0.502 | 0.58383 | 0.65754 | 0.70362
| Evap Fan Motor Replacement_Com, E - Refr | Hospital | Refrigeration | NC | 0.15 | 0.28154 | 0.42121 | 0.51481 | 0.54172 | 0.56238 | 0.57169 | 0.55895 | 0.55712 | 0.55027
| Evap Fan Motor Replacement_Com, E - Refr | Hospital | Refrigeration | RET | 0.01 | 0.025569 | 0.04082 | 0.044724 | 0.044073 | 0.042301 | 0.039805 | 0.039161 | 0.038008 | 0.035777
| Evap Fan Motor Replacement_Com, E - Refr | Hospital | Refrigeration | REPL | 0.15 | 0.28138 | 0.43815 | 0.51886 | 0.5415 | 0.5332 | 0.502 | 0.48596 | 0.45999 | 0.42028
| Evap Fan Speed Controls_Com, E - Refr | Hospital | Refrigeration | NC | 0.15 | 0.28154 | 0.42121 | 0.51481 | 0.54172 | 0.56238 | 0.57169 | 0.55895 | 0.55712 | 0.55027
| Evap Fan Speed Controls_Com, E - Refr | Hospital | Refrigeration | RET | 0.01 | 0.025818 | 0.042301 | 0.048281 | 0.049885 | 0.050294 | 0.049727 | 0.050895 | 0.051365 | 0.050259
| LowHeat NoHeat Doors_Com, E - Refr | Hospital | Refrigeration | NC | 0.15 | 0.28154 | 0.42121 | 0.51481 | 0.54172 | 0.56238 | 0.57169 | 0.55895 | 0.55712 | 0.55027
| LowHeat NoHeat Doors_Com, E - Refr | Hospital | Refrigeration | RET | 0.01 | 0.025818 | 0.042301 | 0.048281 | 0.049885 | 0.050294 | 0.049727 | 0.050895 | 0.051365 | 0.050259
| Refrigerated Vending Machine_Com, E - Refr | Hospital | Refrigeration | NC | 0.15 | 0.28154 | 0.42121 | 0.51481 | 0.54172 | 0.56238 | 0.57169 | 0.55895 | 0.55712 | 0.55027
| Refrigerated Vending Machine_Com, E - Refr | Hospital | Refrigeration | REPL | 0.15 | 0.29204 | 0.47522 | 0.59359 | 0.65686 | 0.68855 | 0.69301 | 0.71252 | 0.71911 | 0.70362
| Walk In Refrigeration_Com, E - Refr | Hospital | Refrigeration | NC | 0.15 | 0.28154 | 0.42121 | 0.51481 | 0.54172 | 0.56238 | 0.57169 | 0.55895 | 0.55712 | 0.55027
| Refrigeration Tune Up_Com, E - Refr | Hospital | Refrigeration | RET | 0.01 | 0.025818 | 0.042301 | 0.048281 | 0.049885 | 0.050294 | 0.049727 | 0.050895 | 0.051365 | 0.050259
| ES Ice Machine_Com, E - Refr | Hospital | Refrigeration | NC | 0.35 | 0.47676 | 0.55412 | 0.58264 | 0.57031 | 0.57406 | 0.5743 | 0.55895 | 0.55712 | 0.55027
| ES Ice Machine_Com, E - Refr | Hospital | Refrigeration | REPL | 0.35 | 0.49454 | 0.62517 | 0.67181 | 0.69153 | 0.70285 | 0.69618 | 0.71252 | 0.71911 | 0.70362
| Walk In Cooler Retroft_Com, E - Refr | Hospital | Refrigeration | RET | 0.01 | 0.025818 | 0.042301 | 0.048281 | 0.049885 | 0.050294 | 0.049727 | 0.050895 | 0.051365 | 0.050259
| HE Built Up Refrig_Com, E - Refr | Hospital | Refrigeration | NC | 0.05 | 0.12904 | 0.25541 | 0.39367 | 0.47885 | 0.53402 | 0.55994 | 0.55575 | 0.55712 | 0.55027
| HE Built Up Refrig_Com, E - Refr | Hospital | Refrigeration | RET | 0.01 | 0.023268 | 0.038858 | 0.046378 | 0.049129 | 0.050225 | 0.049727 | 0.050895 | 0.051365 | 0.050259
| Door Gasket Replacement_Com, E - Refr | Hospital | Refrigeration | RET | 0.01 | 0.028327 | 0.044251 | 0.048997 | 0.050108 | 0.050294 | 0.049727 | 0.050895 | 0.051365 | 0.050259
| EnergyStar Dehumidifier_Com, E - Appl | Hospital | Appliances | NC | 0.4 | 0.67039 | 0.77229 | 0.78198 | 0.74462 | 0.73941 | 0.73839 | 0.71865 | 0.7163 | 0.70748
| EnergyStar Dehumidifier_Com, E - Appl | Hospital | Appliances | REPL | 0.4 | 0.69538 | 0.87133 | 0.90165 | 0.90288 | 0.90529 | 0.89509 | 0.9161 | 0.92457 | 0.90466
| Clothes Washer Elec WH_Com, E - Appl [unit w/ elec dry - Washer] | Hospital | Appliances | NC | 0.4 | 0.67039 | 0.77229 | 0.78198 | 0.74462 | 0.73941 | 0.73839 | 0.72591 | 0.73085 | 0.72914
| Clothes Washer Elec WH_Com, E - Appl [unit w/ elec dry - Washer] | Hospital | Appliances | REPL | 0.4 | 0.69538 | 0.87133 | 0.90165 | 0.90288 | 0.90529 | 0.89509 | 0.9161 | 0.92457 | 0.90466
| Clothes Washer Elec WH_Com, E - Appl [unit w/ elec dry - Dryer] | Hospital | Appliances | NC | 0.4 | 0.67039 | 0.77229 | 0.78198 | 0.74462 | 0.73941 | 0.73839 | 0.72591 | 0.73085 | 0.72914
| Clothes Washer Elec WH_Com, E - Appl [unit w/ elec dry - Dryer] | Hospital | Appliances | REPL | 0.4 | 0.69538 | 0.87133 | 0.90165 | 0.90288 | 0.90529 | 0.89509 | 0.9161 | 0.92457 | 0.90466
| Clothes Washer Elec WH_Com, E - HWat [unit w/ elec dry - Water Heater] | Hospital | Water Heating | NC | 0.4 | 0.67039 | 0.77229 | 0.78198 | 0.74462 | 0.73941 | 0.73839 | 0.72591 | 0.73085 | 0.72914
| Clothes Washer Elec WH_Com, E - HWat [unit w/ elec dry - Water Heater] | Hospital | Water Heating | REPL | 0.4 | 0.69538 | 0.87133 | 0.90165 | 0.90288 | 0.90529 | 0.89509 | 0.9161 | 0.92457 | 0.90466
| Clothes Washer Elec WH_Com, E - Appl [unit w/ gas dry - Washer] | Hospital | Appliances | NC | 0.4 | 0.67039 | 0.77229 | 0.78198 | 0.74462 | 0.73941 | 0.73839 | 0.72591 | 0.73085 | 0.72914
| Clothes Washer Elec WH_Com, E - Appl [unit w/ gas dry - Washer] | Hospital | Appliances | REPL | 0.4 | 0.69538 | 0.87133 | 0.90165 | 0.90288 | 0.90529 | 0.89509 | 0.9161 | 0.92457 | 0.90466
| Clothes Washer Elec WH_Com, G - Oth [unit w/ gas dry - Dryer] | Hospital |  | NC | 0.4 | 0.67701 | 0.78411 | 0.7866 | 0.75567 | 0.73347 | 0.72813 | 0.7342 | 0.7427 | 0.74771
| Clothes Washer Elec WH_Com, G - Oth [unit w/ gas dry - Dryer] | Hospital |  | REPL | 0.4 | 0.71354 | 0.85369 | 0.88714 | 0.89114 | 0.89153 | 0.89426 | 0.89765 | 0.9029 | 0.90738
| Clothes Washer Elec WH_Com, E - HWat [unit w/ gas dry - Water Heater] | Hospital | Water Heating | NC | 0.4 | 0.67039 | 0.77229 | 0.78198 | 0.74462 | 0.73941 | 0.73839 | 0.72591 | 0.73085 | 0.72914
| Clothes Washer Elec WH_Com, E - HWat [unit w/ gas dry - Water Heater] | Hospital | Water Heating | REPL | 0.4 | 0.69538 | 0.87133 | 0.90165 | 0.90288 | 0.90529 | 0.89509 | 0.9161 | 0.92457 | 0.90466
| Clothes Washer Elec WH_Com, E - Appl [unit w/ propane dry - Washer] | Hospital | Appliances | NC | 0.4 | 0.67039 | 0.77229 | 0.78198 | 0.74462 | 0.73941 | 0.73839 | 0.72591 | 0.73085 | 0.72914
| Clothes Washer Elec WH_Com, E - Appl [unit w/ propane dry - Washer] | Hospital | Appliances | REPL | 0.4 | 0.69538 | 0.87133 | 0.90165 | 0.90288 | 0.90529 | 0.89509 | 0.9161 | 0.92457 | 0.90466
| Clothes Washer Elec WH_Com, E - HWat [unit w/ propane dry - Water Heater] | Hospital | Water Heating | NC | 0.4 | 0.67039 | 0.77229 | 0.78198 | 0.74462 | 0.73941 | 0.73839 | 0.72591 | 0.73085 | 0.72914
| Clothes Washer Elec WH_Com, E - HWat [unit w/ propane dry - Water Heater] | Hospital | Water Heating | REPL | 0.4 | 0.69538 | 0.87133 | 0.90165 | 0.90288 | 0.90529 | 0.89509 | 0.9161 | 0.92457 | 0.90466
| Clothes Washer Gas WH_Com, E - Appl [unit w/ elec dry - Washer] | Hospital | Appliances | NC | 0.4 | 0.67039 | 0.77229 | 0.78198 | 0.74462 | 0.73941 | 0.73839 | 0.72591 | 0.73085 | 0.72914
| Clothes Washer Gas WH_Com, E - Appl [unit w/ elec dry - Washer] | Hospital | Appliances | REPL | 0.4 | 0.69538 | 0.87133 | 0.90165 | 0.90288 | 0.90529 | 0.89509 | 0.9161 | 0.92457 | 0.90466
| Clothes Washer Gas WH_Com, E - Appl [unit w/ elec dry - Dryer] | Hospital | Appliances | NC | 0.4 | 0.67039 | 0.77229 | 0.78198 | 0.74462 | 0.73941 | 0.73839 | 0.72591 | 0.73085 | 0.72914
| Clothes Washer Gas WH_Com, E - Appl [unit w/ elec dry - Dryer] | Hospital | Appliances | REPL | 0.4 | 0.69538 | 0.87133 | 0.90165 | 0.90288 | 0.90529 | 0.89509 | 0.9161 | 0.92457 | 0.90466
| Clothes Washer Gas WH_Com, G - HWat [unit w/ elec dry - Water Heater] | Hospital |  | NC | 0.4 | 0.67701 | 0.78411 | 0.7866 | 0.75567 | 0.73347 | 0.72813 | 0.7342 | 0.7427 | 0.74771
| Clothes Washer Gas WH_Com, G - HWat [unit w/ elec dry - Water Heater] | Hospital |  | REPL | 0.4 | 0.71354 | 0.85369 | 0.88714 | 0.89114 | 0.89153 | 0.89426 | 0.89765 | 0.9029 | 0.90738
| Clothes Washer Gas WH_Com, E - Appl [unit w/ gas dry - Washer] | Hospital | Appliances | NC | 0.4 | 0.67039 | 0.77229 | 0.78198 | 0.74462 | 0.73941 | 0.73839 | 0.72591 | 0.73085 | 0.72914
| Clothes Washer Gas WH_Com, E - Appl [unit w/ gas dry - Washer] | Hospital | Appliances | REPL | 0.4 | 0.69538 | 0.87133 | 0.90165 | 0.90288 | 0.90529 | 0.89509 | 0.9161 | 0.92457 | 0.90466
| Clothes Washer Gas WH_Com, G - Oth [unit w/ gas dry - Dryer] | Hospital |  | NC | 0.4 | 0.67701 | 0.78411 | 0.7866 | 0.75567 | 0.73347 | 0.72813 | 0.7342 | 0.7427 | 0.74771
| Clothes Washer Gas WH_Com, G - Oth [unit w/ gas dry - Dryer] | Hospital |  | REPL | 0.4 | 0.71354 | 0.85369 | 0.88714 | 0.89114 | 0.89153 | 0.89426 | 0.89765 | 0.9029 | 0.90738
| Clothes Washer Gas WH_Com, G - HWat [unit w/ gas dry - Water Heater] | Hospital |  | NC | 0.4 | 0.67701 | 0.78411 | 0.7866 | 0.75567 | 0.73347 | 0.72813 | 0.7342 | 0.7427 | 0.74771
| Clothes Washer Gas WH_Com, G - HWat [unit w/ gas dry - Water Heater] | Hospital |  | REPL | 0.4 | 0.71354 | 0.85369 | 0.88714 | 0.89114 | 0.89153 | 0.89426 | 0.89765 | 0.9029 | 0.90738
| Clothes Washer Gas WH_Com, E - Appl [unit w/ propane dry - Washer] | Hospital | Appliances | NC | 0.4 | 0.67039 | 0.77229 | 0.78198 | 0.74462 | 0.73941 | 0.73839 | 0.72591 | 0.73085 | 0.72914
| Clothes Washer Gas WH_Com, E - Appl [unit w/ propane dry - Washer] | Hospital | Appliances | REPL | 0.4 | 0.69538 | 0.87133 | 0.90165 | 0.90288 | 0.90529 | 0.89509 | 0.9161 | 0.92457 | 0.90466
| Clothes Washer Gas WH_Com, G - HWat [unit w/ propane dry - Water Heater] | Hospital |  | NC | 0.4 | 0.67701 | 0.78411 | 0.7866 | 0.75567 | 0.73347 | 0.72813 | 0.7342 | 0.7427 | 0.74771
| Clothes Washer Gas WH_Com, G - HWat [unit w/ propane dry - Water Heater] | Hospital |  | REPL | 0.4 | 0.71354 | 0.85369 | 0.88714 | 0.89114 | 0.89153 | 0.89426 | 0.89765 | 0.9029 | 0.90738
| Clothes Washer Oil WH_Com, E - Appl [unit w/ elec dry - Washer] | Hospital | Appliances | NC | 0.4 | 0.67039 | 0.77229 | 0.78198 | 0.74462 | 0.73941 | 0.73839 | 0.72591 | 0.73085 | 0.72914
| Clothes Washer Oil WH_Com, E - Appl [unit w/ elec dry - Washer] | Hospital | Appliances | REPL | 0.4 | 0.69538 | 0.87133 | 0.90165 | 0.90288 | 0.90529 | 0.89509 | 0.9161 | 0.92457 | 0.90466
| Clothes Washer Oil WH_Com, E - Appl [unit w/ elec dry - Dryer] | Hospital | Appliances | NC | 0.4 | 0.67039 | 0.77229 | 0.78198 | 0.74462 | 0.73941 | 0.73839 | 0.72591 | 0.73085 | 0.72914
| Clothes Washer Oil WH_Com, E - Appl [unit w/ elec dry - Dryer] | Hospital | Appliances | REPL | 0.4 | 0.69538 | 0.87133 | 0.90165 | 0.90288 | 0.90529 | 0.89509 | 0.9161 | 0.92457 | 0.90466
| Clothes Washer Oil WH_Com, O - HWat [unit w/ elec dry - Water Heater] | Hospital |  | NC | 0.4 | 0.66984 | 0.77216 | 0.7721 | 0.7366 | 0.70848 | 0.69592 | 0.69354 | 0.69194 | 0.68723
| Clothes Washer Oil WH_Com, O - HWat [unit w/ elec dry - Water Heater] | Hospital |  | REPL | 0.4 | 0.70598 | 0.84068 | 0.8708 | 0.86865 | 0.86116 | 0.8547 | 0.84794 | 0.8412 | 0.83398
| Clothes Washer Oil WH_Com, E - Appl [unit w/ gas dry - Washer] | Hospital | Appliances | NC | 0.4 | 0.67039 | 0.77229 | 0.78198 | 0.74462 | 0.73941 | 0.73839 | 0.72591 | 0.73085 | 0.72914
| Clothes Washer Oil WH_Com, E - Appl [unit w/ gas dry - Washer] | Hospital | Appliances | REPL | 0.4 | 0.69538 | 0.87133 | 0.90165 | 0.90288 | 0.90529 | 0.89509 | 0.9161 | 0.92457 | 0.90466
| Clothes Washer Oil WH_Com, G - Oth [unit w/ gas dry - Dryer] | Hospital |  | NC | 0.4 | 0.67701 | 0.78411 | 0.7866 | 0.75567 | 0.73347 | 0.72813 | 0.7342 | 0.7427 | 0.74771
| Clothes Washer Oil WH_Com, G - Oth [unit w/ gas dry - Dryer] | Hospital |  | REPL | 0.4 | 0.71354 | 0.85369 | 0.88714 | 0.89114 | 0.89153 | 0.89426 | 0.89765 | 0.9029 | 0.90738
| Clothes Washer Oil WH_Com, O - HWat [unit w/ gas dry - Water Heater] | Hospital |  | NC | 0.4 | 0.66984 | 0.77216 | 0.7721 | 0.7366 | 0.70848 | 0.69592 | 0.69354 | 0.69194 | 0.68723
| Clothes Washer Oil WH_Com, O - HWat [unit w/ gas dry - Water Heater] | Hospital |  | REPL | 0.4 | 0.70598 | 0.84068 | 0.8708 | 0.86865 | 0.86116 | 0.8547 | 0.84794 | 0.8412 | 0.83398
| Clothes Washer Oil WH_Com, E - Appl [unit w/ propane dry - Washer] | Hospital | Appliances | NC | 0.4 | 0.67039 | 0.77229 | 0.78198 | 0.74462 | 0.73941 | 0.73839 | 0.72591 | 0.73085 | 0.72914
| Clothes Washer Oil WH_Com, E - Appl [unit w/ propane dry - Washer] | Hospital | Appliances | REPL | 0.4 | 0.69538 | 0.87133 | 0.90165 | 0.90288 | 0.90529 | 0.89509 | 0.9161 | 0.92457 | 0.90466
| Clothes Washer Oil WH_Com, O - HWat [unit w/ propane dry - Water Heater] | Hospital |  | NC | 0.4 | 0.66984 | 0.77216 | 0.7721 | 0.7366 | 0.70848 | 0.69592 | 0.69354 | 0.69194 | 0.68723
| Clothes Washer Oil WH_Com, O - HWat [unit w/ propane dry - Water Heater] | Hospital |  | REPL | 0.4 | 0.70598 | 0.84068 | 0.8708 | 0.86865 | 0.86116 | 0.8547 | 0.84794 | 0.8412 | 0.83398
| Clothes Washer Propane WH_Com, E - Appl [unit w/ elec dry - Washer] | Hospital | Appliances | NC | 0.4 | 0.67039 | 0.77229 | 0.78198 | 0.74462 | 0.73941 | 0.73839 | 0.72591 | 0.73085 | 0.72914
| Clothes Washer Propane WH_Com, E - Appl [unit w/ elec dry - Washer] | Hospital | Appliances | REPL | 0.4 | 0.69538 | 0.87133 | 0.90165 | 0.90288 | 0.90529 | 0.89509 | 0.9161 | 0.92457 | 0.90466
| Clothes Washer Propane WH_Com, E - Appl [unit w/ elec dry - Dryer] | Hospital | Appliances | NC | 0.4 | 0.67039 | 0.77229 | 0.78198 | 0.74462 | 0.73941 | 0.73839 | 0.72591 | 0.73085 | 0.72914
| Clothes Washer Propane WH_Com, E - Appl [unit w/ elec dry - Dryer] | Hospital | Appliances | REPL | 0.4 | 0.69538 | 0.87133 | 0.90165 | 0.90288 | 0.90529 | 0.89509 | 0.9161 | 0.92457 | 0.90466
| Clothes Washer Propane WH_Com, P - HWat [unit w/ elec dry - Water Heater] | Hospital |  | NC | 0.4 | 0.66984 | 0.77216 | 0.7721 | 0.7366 | 0.70848 | 0.69592 | 0.69354 | 0.69194 | 0.68723
| Clothes Washer Propane WH_Com, P - HWat [unit w/ elec dry - Water Heater] | Hospital |  | REPL | 0.4 | 0.70598 | 0.84068 | 0.8708 | 0.86865 | 0.86116 | 0.8547 | 0.84794 | 0.8412 | 0.83398
| Clothes Washer Propane WH_Com, E - Appl [unit w/ gas dry - Washer] | Hospital | Appliances | NC | 0.4 | 0.67039 | 0.77229 | 0.78198 | 0.74462 | 0.73941 | 0.73839 | 0.72591 | 0.73085 | 0.72914
| Clothes Washer Propane WH_Com, E - Appl [unit w/ gas dry - Washer] | Hospital | Appliances | REPL | 0.4 | 0.69538 | 0.87133 | 0.90165 | 0.90288 | 0.90529 | 0.89509 | 0.9161 | 0.92457 | 0.90466
| Clothes Washer Propane WH_Com, G - Oth [unit w/ gas dry - Dryer] | Hospital |  | NC | 0.4 | 0.67701 | 0.78411 | 0.7866 | 0.75567 | 0.73347 | 0.72813 | 0.7342 | 0.7427 | 0.74771
| Clothes Washer Propane WH_Com, G - Oth [unit w/ gas dry - Dryer] | Hospital |  | REPL | 0.4 | 0.71354 | 0.85369 | 0.88714 | 0.89114 | 0.89153 | 0.89426 | 0.89765 | 0.9029 | 0.90738
| Clothes Washer Propane WH_Com, P - HWat [unit w/ gas dry - Water Heater] | Hospital |  | NC | 0.4 | 0.66984 | 0.77216 | 0.7721 | 0.7366 | 0.70848 | 0.69592 | 0.69354 | 0.69194 | 0.68723
| Clothes Washer Propane WH_Com, P - HWat [unit w/ gas dry - Water Heater] | Hospital |  | REPL | 0.4 | 0.70598 | 0.84068 | 0.8708 | 0.86865 | 0.86116 | 0.8547 | 0.84794 | 0.8412 | 0.83398
| Clothes Washer Propane WH_Com, E - Appl [unit w/ propane dry - Washer] | Hospital | Appliances | NC | 0.4 | 0.67039 | 0.77229 | 0.78198 | 0.74462 | 0.73941 | 0.73839 | 0.72591 | 0.73085 | 0.72914
| Clothes Washer Propane WH_Com, E - Appl [unit w/ propane dry - Washer] | Hospital | Appliances | REPL | 0.4 | 0.69538 | 0.87133 | 0.90165 | 0.90288 | 0.90529 | 0.89509 | 0.9161 | 0.92457 | 0.90466
| Clothes Washer Propane WH_Com, P - HWat [unit w/ propane dry - Water Heater] | Hospital |  | NC | 0.4 | 0.66984 | 0.77216 | 0.7721 | 0.7366 | 0.70848 | 0.69592 | 0.69354 | 0.69194 | 0.68723
| Clothes Washer Propane WH_Com, P - HWat [unit w/ propane dry - Water Heater] | Hospital |  | REPL | 0.4 | 0.70598 | 0.84068 | 0.8708 | 0.86865 | 0.86116 | 0.8547 | 0.84794 | 0.8412 | 0.83398
| Ozone Laundry_Com, E - HWat | Hospital | Water Heating | RET | 0 | 0.0031805 | 0.011942 | 0.026483 | 0.039857 | 0.046939 | 0.048928 | 0.050895 | 0.051365 | 0.050259
| Ozone Laundry_Com, G - HWat | Hospital |  | RET | 0 | 0.0032635 | 0.011701 | 0.026057 | 0.039338 | 0.046226 | 0.048882 | 0.04987 | 0.050161 | 0.05041
| Ozone Laundry_Com, O - HWat | Hospital |  | RET | 0 | 0.003229 | 0.011522 | 0.025577 | 0.038346 | 0.044651 | 0.04672 | 0.047108 | 0.046733 | 0.046332
| Ozone Laundry_Com, P - HWat | Hospital |  | RET | 0 | 0.003229 | 0.011522 | 0.025577 | 0.038346 | 0.044651 | 0.04672 | 0.047108 | 0.046733 | 0.046332
| Dishwasher_Com, E - Appl [Building w elec WH] | Hospital | Appliances | NC | 0.4 | 0.67039 | 0.77229 | 0.78198 | 0.74462 | 0.73941 | 0.73839 | 0.71865 | 0.7163 | 0.70748
| Dishwasher_Com, E - Appl [Building w elec WH] | Hospital | Appliances | REPL | 0.4 | 0.69538 | 0.87133 | 0.90165 | 0.90288 | 0.90529 | 0.89509 | 0.9161 | 0.92457 | 0.90466
| Dishwasher_Com, E - HWat [Building w elec WH] | Hospital | Water Heating | NC | 0.4 | 0.67039 | 0.77229 | 0.78198 | 0.74462 | 0.73941 | 0.73839 | 0.71865 | 0.7163 | 0.70748
| Dishwasher_Com, E - HWat [Building w elec WH] | Hospital | Water Heating | REPL | 0.4 | 0.69538 | 0.87133 | 0.90165 | 0.90288 | 0.90529 | 0.89509 | 0.9161 | 0.92457 | 0.90466
| Dishwasher_Com, E - Appl [Building w gas WH] | Hospital | Appliances | NC | 0.4 | 0.67039 | 0.77229 | 0.78198 | 0.74462 | 0.73941 | 0.73839 | 0.71865 | 0.7163 | 0.70748
| Dishwasher_Com, E - Appl [Building w gas WH] | Hospital | Appliances | REPL | 0.4 | 0.69538 | 0.87133 | 0.90165 | 0.90288 | 0.90529 | 0.89509 | 0.9161 | 0.92457 | 0.90466
| Dishwasher_Com, G - HWat [Building w gas WH] | Hospital |  | NC | 0.4 | 0.67701 | 0.78411 | 0.7866 | 0.75567 | 0.73347 | 0.72813 | 0.72686 | 0.72792 | 0.7255
| Dishwasher_Com, G - HWat [Building w gas WH] | Hospital |  | REPL | 0.4 | 0.71354 | 0.85369 | 0.88714 | 0.89114 | 0.89153 | 0.89426 | 0.89765 | 0.9029 | 0.90738
| Dishwasher_Com, E - Appl [Building w oil WH] | Hospital | Appliances | NC | 0.4 | 0.67039 | 0.77229 | 0.78198 | 0.74462 | 0.73941 | 0.73839 | 0.71865 | 0.7163 | 0.70748
| Dishwasher_Com, E - Appl [Building w oil WH] | Hospital | Appliances | REPL | 0.4 | 0.69538 | 0.87133 | 0.90165 | 0.90288 | 0.90529 | 0.89509 | 0.9161 | 0.92457 | 0.90466
| Dishwasher_Com, O - HWat [Building w oil WH] | Hospital |  | NC | 0.4 | 0.66984 | 0.77216 | 0.7721 | 0.7366 | 0.70848 | 0.69592 | 0.68661 | 0.67817 | 0.66682
| Dishwasher_Com, O - HWat [Building w oil WH] | Hospital |  | REPL | 0.4 | 0.70598 | 0.84068 | 0.8708 | 0.86865 | 0.86116 | 0.8547 | 0.84794 | 0.8412 | 0.83398
| Dishwasher_Com, E - Appl [Building w propane WH] | Hospital | Appliances | NC | 0.4 | 0.67039 | 0.77229 | 0.78198 | 0.74462 | 0.73941 | 0.73839 | 0.71865 | 0.7163 | 0.70748
| Dishwasher_Com, E - Appl [Building w propane WH] | Hospital | Appliances | REPL | 0.4 | 0.69538 | 0.87133 | 0.90165 | 0.90288 | 0.90529 | 0.89509 | 0.9161 | 0.92457 | 0.90466
| Dishwasher_Com, P - HWat [Building w propane WH] | Hospital |  | NC | 0.4 | 0.66984 | 0.77216 | 0.7721 | 0.7366 | 0.70848 | 0.69592 | 0.68661 | 0.67817 | 0.66682
| Dishwasher_Com, P - HWat [Building w propane WH] | Hospital |  | REPL | 0.4 | 0.70598 | 0.84068 | 0.8708 | 0.86865 | 0.86116 | 0.8547 | 0.84794 | 0.8412 | 0.83398
| Faucet Aerator_Com, E - HWat | Hospital | Water Heating | RET | 0.03 | 0.042641 | 0.049659 | 0.050396 | 0.05016 | 0.050294 | 0.049727 | 0.050895 | 0.051365 | 0.050259
| Faucet Aerator_Com, G - HWat | Hospital |  | RET | 0.03 | 0.043755 | 0.048654 | 0.049586 | 0.049508 | 0.04953 | 0.049681 | 0.04987 | 0.050161 | 0.05041
| Faucet Aerator_Com, O - HWat | Hospital |  | RET | 0.03 | 0.043291 | 0.047913 | 0.048672 | 0.048258 | 0.047842 | 0.047483 | 0.047108 | 0.046733 | 0.046332
| Faucet Aerator_Com, P - HWat | Hospital |  | RET | 0.03 | 0.043291 | 0.047913 | 0.048672 | 0.048258 | 0.047842 | 0.047483 | 0.047108 | 0.046733 | 0.046332
| Heat Pump Water Heater_Com, E - HWat | Hospital | Water Heating | NC | 0.2 | 0.40942 | 0.58382 | 0.6566 | 0.65237 | 0.65725 | 0.65635 | 0.6388 | 0.63671 | 0.62888
| Heat Pump Water Heater_Com, E - HWat | Hospital | Water Heating | RET | 0.01 | 0.025567 | 0.040813 | 0.044708 | 0.044048 | 0.04277 | 0.040734 | 0.040177 | 0.039096 | 0.036901
| Heat Pump Water Heater_Com, E - HWat | Hospital | Water Heating | REPL | 0.2 | 0.40917 | 0.6073 | 0.66178 | 0.6521 | 0.6312 | 0.59226 | 0.57359 | 0.54602 | 0.50209
| FF Storage Water Heater_Com, G - HWat | Hospital |  | NC | 0.3 | 0.51453 | 0.64713 | 0.68005 | 0.66803 | 0.65197 | 0.64722 | 0.6461 | 0.64704 | 0.64489
| FF Storage Water Heater_Com, G - HWat | Hospital |  | RET | 0.01 | 0.026311 | 0.040416 | 0.045013 | 0.045128 | 0.043855 | 0.042487 | 0.044704 | 0.046963 | 0.049135
| FF Storage Water Heater_Com, G - HWat | Hospital |  | REPL | 0.3 | 0.52248 | 0.64959 | 0.67042 | 0.64943 | 0.61368 | 0.57581 | 0.5943 | 0.61418 | 0.63372
| FF Storage Water Heater_Com, O - HWat | Hospital |  | NC | 0.3 | 0.50908 | 0.63727 | 0.66751 | 0.65117 | 0.62976 | 0.61859 | 0.61032 | 0.60282 | 0.59273
| FF Storage Water Heater_Com, O - HWat | Hospital |  | RET | 0.01 | 0.026032 | 0.0398 | 0.044183 | 0.043989 | 0.042361 | 0.040607 | 0.042229 | 0.043754 | 0.045161
| FF Storage Water Heater_Com, O - HWat | Hospital |  | REPL | 0.3 | 0.51695 | 0.63969 | 0.65806 | 0.63305 | 0.59277 | 0.55034 | 0.56139 | 0.57221 | 0.58246
| FF Storage Water Heater_Com, P - HWat | Hospital |  | NC | 0.3 | 0.50908 | 0.63727 | 0.66751 | 0.65117 | 0.62976 | 0.61859 | 0.61032 | 0.60282 | 0.59273
| FF Storage Water Heater_Com, P - HWat | Hospital |  | RET | 0.01 | 0.026032 | 0.0398 | 0.044183 | 0.043989 | 0.042361 | 0.040607 | 0.042229 | 0.043754 | 0.045161
| FF Storage Water Heater_Com, P - HWat | Hospital |  | REPL | 0.3 | 0.51695 | 0.63969 | 0.65806 | 0.63305 | 0.59277 | 0.55034 | 0.56139 | 0.57221 | 0.58246
| FF Instantaneous Water Heater_Com, G - HWat | Hospital |  | NC | 0.3 | 0.44162 | 0.54009 | 0.576 | 0.57474 | 0.56788 | 0.56632 | 0.56533 | 0.56616 | 0.56428
| FF Instantaneous Water Heater_Com, G - HWat | Hospital |  | RET | 0.01 | 0.023713 | 0.037194 | 0.043419 | 0.04469 | 0.044061 | 0.042747 | 0.041444 | 0.040262 | 0.03908
| FF Instantaneous Water Heater_Com, G - HWat | Hospital |  | REPL | 0.3 | 0.44967 | 0.54567 | 0.57297 | 0.5646 | 0.54053 | 0.50989 | 0.47691 | 0.44459 | 0.41151
| FF Instantaneous Water Heater_Com, O - HWat | Hospital |  | NC | 0.3 | 0.43694 | 0.53186 | 0.56539 | 0.56024 | 0.54853 | 0.54127 | 0.53403 | 0.52747 | 0.51864
| FF Instantaneous Water Heater_Com, O - HWat | Hospital |  | RET | 0.01 | 0.023462 | 0.036627 | 0.042619 | 0.043562 | 0.042559 | 0.040856 | 0.039149 | 0.037511 | 0.035919
| FF Instantaneous Water Heater_Com, O - HWat | Hospital |  | REPL | 0.3 | 0.44491 | 0.53735 | 0.56241 | 0.55035 | 0.52211 | 0.48733 | 0.4505 | 0.41421 | 0.37822
| FF Instantaneous Water Heater_Com, P - HWat | Hospital |  | NC | 0.3 | 0.43694 | 0.53186 | 0.56539 | 0.56024 | 0.54853 | 0.54127 | 0.53403 | 0.52747 | 0.51864
| FF Instantaneous Water Heater_Com, P - HWat | Hospital |  | RET | 0.01 | 0.023462 | 0.036627 | 0.042619 | 0.043562 | 0.042559 | 0.040856 | 0.039149 | 0.037511 | 0.035919
| FF Instantaneous Water Heater_Com, P - HWat | Hospital |  | REPL | 0.3 | 0.44491 | 0.53735 | 0.56241 | 0.55035 | 0.52211 | 0.48733 | 0.4505 | 0.41421 | 0.37822
| Clothes Dryer_Com, E - Appl | Hospital | Appliances | NC | 0.4 | 0.67039 | 0.77229 | 0.78198 | 0.74462 | 0.73941 | 0.73839 | 0.71865 | 0.7163 | 0.70748
| Clothes Dryer_Com, E - Appl | Hospital | Appliances | RET | 0 | 0.011162 | 0.031052 | 0.042755 | 0.04503 | 0.044111 | 0.041538 | 0.041078 | 0.040078 | 0.037929
| Clothes Dryer_Com, E - Appl | Hospital | Appliances | REPL | 0.4 | 0.68741 | 0.83451 | 0.82373 | 0.78079 | 0.73761 | 0.68455 | 0.66538 | 0.63597 | 0.58747
| Clothes Dryer_Com, G - Oth | Hospital |  | NC | 0.4 | 0.67701 | 0.78411 | 0.7866 | 0.75567 | 0.73347 | 0.72813 | 0.72686 | 0.72792 | 0.7255
| Clothes Dryer_Com, G - Oth | Hospital |  | RET | 0 | 0.011453 | 0.030423 | 0.042067 | 0.044444 | 0.04344 | 0.0415 | 0.040251 | 0.039139 | 0.038043
| Clothes Dryer_Com, G - Oth | Hospital |  | REPL | 0.4 | 0.70536 | 0.81761 | 0.81048 | 0.77064 | 0.7264 | 0.68391 | 0.65198 | 0.62106 | 0.58924
| Pnemautic to DDC_Com, E - TotE [Building w Elec Heat] | Hospital | Total Electric | RET | 0 | 0.0019198 | 0.0061834 | 0.013576 | 0.024102 | 0.035153 | 0.042819 | 0.048563 | 0.051365 | 0.050259
| Pnemautic to DDC_Com, E - TotE [Building w Gas Heat] | Hospital | Total Electric | RET | 0 | 0.0019198 | 0.0061834 | 0.013576 | 0.024102 | 0.035153 | 0.042819 | 0.048563 | 0.051365 | 0.050259
| Pnemautic to DDC_Com, G - TotF [Building w Gas Heat] | Hospital |  | RET | 0 | 0.00197 | 0.0060582 | 0.013358 | 0.023788 | 0.034619 | 0.042779 | 0.047585 | 0.050161 | 0.05041
| Pnemautic to DDC_Com, E - TotE [Building w Oil Heat] | Hospital | Total Electric | RET | 0 | 0.0019198 | 0.0061834 | 0.013576 | 0.024102 | 0.035153 | 0.042819 | 0.048563 | 0.051365 | 0.050259
| Pnemautic to DDC_Com, O - TotF [Building w Oil Heat] | Hospital |  | RET | 0 | 0.0019491 | 0.0059659 | 0.013112 | 0.023188 | 0.033439 | 0.040886 | 0.04495 | 0.046733 | 0.046332
| Pnemautic to DDC_Com, E - TotE [Building w Propane Heat] | Hospital | Total Electric | RET | 0 | 0.0019198 | 0.0061834 | 0.013576 | 0.024102 | 0.035153 | 0.042819 | 0.048563 | 0.051365 | 0.050259
| Pnemautic to DDC_Com, P - TotF [Building w Propane Heat] | Hospital |  | RET | 0 | 0.0019491 | 0.0059659 | 0.013112 | 0.023188 | 0.033439 | 0.040886 | 0.04495 | 0.046733 | 0.046332
| Data Center_Com, E - TotE [Building w Elec Heat] | Hospital | Total Electric | NC | 0.07 | 0.11674 | 0.17804 | 0.24407 | 0.29468 | 0.34258 | 0.3763 | 0.38691 | 0.39767 | 0.39305
| Data Center_Com, E - TotE [Building w Elec Heat] | Hospital | Total Electric | RET | 0 | 0.0019198 | 0.0061834 | 0.013576 | 0.024102 | 0.035153 | 0.042819 | 0.048563 | 0.051365 | 0.050259
| Data Center_Com, E - TotE [Building w Gas Heat] | Hospital | Total Electric | NC | 0.07 | 0.11674 | 0.17804 | 0.24407 | 0.29468 | 0.34258 | 0.3763 | 0.38691 | 0.39767 | 0.39305
| Data Center_Com, E - TotE [Building w Gas Heat] | Hospital | Total Electric | RET | 0 | 0.0019198 | 0.0061834 | 0.013576 | 0.024102 | 0.035153 | 0.042819 | 0.048563 | 0.051365 | 0.050259
| Data Center_Com, G - TotF [Building w Gas Heat] | Hospital |  | NC | 0.07 | 0.1179 | 0.18076 | 0.24551 | 0.29906 | 0.33983 | 0.37107 | 0.39133 | 0.40412 | 0.40306
| Data Center_Com, G - TotF [Building w Gas Heat] | Hospital |  | RET | 0 | 0.00197 | 0.0060582 | 0.013358 | 0.023788 | 0.034619 | 0.042779 | 0.047585 | 0.050161 | 0.05041
| Data Center_Com, E - TotE [Building w Oil Heat] | Hospital | Total Electric | NC | 0.07 | 0.11674 | 0.17804 | 0.24407 | 0.29468 | 0.34258 | 0.3763 | 0.38691 | 0.39767 | 0.39305
| Data Center_Com, E - TotE [Building w Oil Heat] | Hospital | Total Electric | RET | 0 | 0.0019198 | 0.0061834 | 0.013576 | 0.024102 | 0.035153 | 0.042819 | 0.048563 | 0.051365 | 0.050259
| Data Center_Com, O - TotF [Building w Oil Heat] | Hospital |  | NC | 0.07 | 0.11665 | 0.17801 | 0.24099 | 0.29151 | 0.32825 | 0.35465 | 0.36966 | 0.37651 | 0.37046
| Data Center_Com, O - TotF [Building w Oil Heat] | Hospital |  | RET | 0 | 0.0019491 | 0.0059659 | 0.013112 | 0.023188 | 0.033439 | 0.040886 | 0.04495 | 0.046733 | 0.046332
| Data Center_Com, E - TotE [Building w Propane Heat] | Hospital | Total Electric | NC | 0.07 | 0.11674 | 0.17804 | 0.24407 | 0.29468 | 0.34258 | 0.3763 | 0.38691 | 0.39767 | 0.39305
| Data Center_Com, E - TotE [Building w Propane Heat] | Hospital | Total Electric | RET | 0 | 0.0019198 | 0.0061834 | 0.013576 | 0.024102 | 0.035153 | 0.042819 | 0.048563 | 0.051365 | 0.050259
| Data Center_Com, P - TotF [Building w Propane Heat] | Hospital |  | NC | 0.07 | 0.11665 | 0.17801 | 0.24099 | 0.29151 | 0.32825 | 0.35465 | 0.36966 | 0.37651 | 0.37046
| Data Center_Com, P - TotF [Building w Propane Heat] | Hospital |  | RET | 0 | 0.0019491 | 0.0059659 | 0.013112 | 0.023188 | 0.033439 | 0.040886 | 0.04495 | 0.046733 | 0.046332
| RCx_Com, E - TotE [Building w Elec Heat] | Hospital | Total Electric | RET | 0.01 | 0.0146 | 0.020392 | 0.02521 | 0.030096 | 0.030176 | 0.029836 | 0.030537 | 0.030819 | 0.030155
| RCx_Com, E - TotE [Building w Gas Heat] | Hospital | Total Electric | RET | 0.01 | 0.0146 | 0.020392 | 0.02521 | 0.030096 | 0.030176 | 0.029836 | 0.030537 | 0.030819 | 0.030155
| RCx_Com, G - TotF [Building w Gas Heat] | Hospital |  | RET | 0.01 | 0.014981 | 0.019979 | 0.024804 | 0.029705 | 0.029718 | 0.029809 | 0.029922 | 0.030097 | 0.030246
| RCx_Com, E - TotE [Building w Oil Heat] | Hospital | Total Electric | RET | 0.01 | 0.0146 | 0.020392 | 0.02521 | 0.030096 | 0.030176 | 0.029836 | 0.030537 | 0.030819 | 0.030155
| RCx_Com, O - TotF [Building w Oil Heat] | Hospital |  | RET | 0.01 | 0.014822 | 0.019675 | 0.024347 | 0.028955 | 0.028705 | 0.02849 | 0.028265 | 0.02804 | 0.027799
| RCx_Com, E - TotE [Building w Propane Heat] | Hospital | Total Electric | RET | 0.01 | 0.0146 | 0.020392 | 0.02521 | 0.030096 | 0.030176 | 0.029836 | 0.030537 | 0.030819 | 0.030155
| RCx_Com, P - TotF [Building w Propane Heat] | Hospital |  | RET | 0.01 | 0.014822 | 0.019675 | 0.024347 | 0.028955 | 0.028705 | 0.02849 | 0.028265 | 0.02804 | 0.027799
| Commissioning_Com, E - TotE [Building w Elec Heat] | Hospital | Total Electric | NC | 0.15 | 0.19987 | 0.2482 | 0.28438 | 0.29862 | 0.31524 | 0.32591 | 0.3194 | 0.32157 | 0.32082
| Commissioning_Com, E - TotE [Building w Gas Heat] | Hospital | Total Electric | NC | 0.15 | 0.19987 | 0.2482 | 0.28438 | 0.29862 | 0.31524 | 0.32591 | 0.3194 | 0.32157 | 0.32082
| Commissioning_Com, G - TotF [Building w Gas Heat] | Hospital |  | NC | 0.15 | 0.20185 | 0.25199 | 0.28606 | 0.30306 | 0.31271 | 0.32138 | 0.32305 | 0.32679 | 0.32899
| Commissioning_Com, E - TotE [Building w Oil Heat] | Hospital | Total Electric | NC | 0.15 | 0.19987 | 0.2482 | 0.28438 | 0.29862 | 0.31524 | 0.32591 | 0.3194 | 0.32157 | 0.32082
| Commissioning_Com, O - TotF [Building w Oil Heat] | Hospital |  | NC | 0.15 | 0.19971 | 0.24815 | 0.28079 | 0.29541 | 0.30205 | 0.30716 | 0.30516 | 0.30445 | 0.30238
| Commissioning_Com, E - TotE [Building w Propane Heat] | Hospital | Total Electric | NC | 0.15 | 0.19987 | 0.2482 | 0.28438 | 0.29862 | 0.31524 | 0.32591 | 0.3194 | 0.32157 | 0.32082
| Commissioning_Com, P - TotF [Building w Propane Heat] | Hospital |  | NC | 0.15 | 0.19971 | 0.24815 | 0.28079 | 0.29541 | 0.30205 | 0.30716 | 0.30516 | 0.30445 | 0.30238
| Integrated Building Design_Com, E - TotE [Building w Elec Heat] | Hospital | Total Electric | NC | 0.07 | 0.10789 | 0.15658 | 0.20737 | 0.24441 | 0.27968 | 0.30429 | 0.31118 | 0.31836 | 0.31444
| Integrated Building Design_Com, E - TotE [Building w Gas Heat] | Hospital | Total Electric | NC | 0.07 | 0.10789 | 0.15658 | 0.20737 | 0.24441 | 0.27968 | 0.30429 | 0.31118 | 0.31836 | 0.31444
| Integrated Building Design_Com, G - TotF [Building w Gas Heat] | Hospital |  | NC | 0.07 | 0.10896 | 0.15897 | 0.20859 | 0.24804 | 0.27744 | 0.30006 | 0.31474 | 0.32352 | 0.32245
| Integrated Building Design_Com, E - TotE [Building w Oil Heat] | Hospital | Total Electric | NC | 0.07 | 0.10789 | 0.15658 | 0.20737 | 0.24441 | 0.27968 | 0.30429 | 0.31118 | 0.31836 | 0.31444
| Integrated Building Design_Com, O - TotF [Building w Oil Heat] | Hospital |  | NC | 0.07 | 0.1078 | 0.15655 | 0.20475 | 0.24178 | 0.26798 | 0.28679 | 0.29731 | 0.30141 | 0.29636
| Integrated Building Design_Com, E - TotE [Building w Propane Heat] | Hospital | Total Electric | NC | 0.07 | 0.10789 | 0.15658 | 0.20737 | 0.24441 | 0.27968 | 0.30429 | 0.31118 | 0.31836 | 0.31444
| Integrated Building Design_Com, P - TotF [Building w Propane Heat] | Hospital |  | NC | 0.07 | 0.1078 | 0.15655 | 0.20475 | 0.24178 | 0.26798 | 0.28679 | 0.29731 | 0.30141 | 0.29636
| Deep Energy Retrofit_Com, E - TotE [Building w Elec Heat] | Hospital | Total Electric | RET | 0.005 | 0.010819 | 0.021339 | 0.032616 | 0.04169 | 0.047317 | 0.049462 | 0.050895 | 0.051365 | 0.050259
| Deep Energy Retrofit_Com, E - TotE [Building w Gas Heat] | Hospital | Total Electric | RET | 0.005 | 0.010819 | 0.021339 | 0.032616 | 0.04169 | 0.047317 | 0.049462 | 0.050895 | 0.051365 | 0.050259
| Deep Energy Retrofit_Com, G - TotF [Building w Gas Heat] | Hospital |  | RET | 0.005 | 0.011102 | 0.020907 | 0.032091 | 0.041148 | 0.046598 | 0.049416 | 0.04987 | 0.050161 | 0.05041
| Deep Energy Retrofit_Com, E - TotE [Building w Oil Heat] | Hospital | Total Electric | RET | 0.005 | 0.010819 | 0.021339 | 0.032616 | 0.04169 | 0.047317 | 0.049462 | 0.050895 | 0.051365 | 0.050259
| Deep Energy Retrofit_Com, O - TotF [Building w Oil Heat] | Hospital |  | RET | 0.005 | 0.010984 | 0.020589 | 0.0315 | 0.04011 | 0.04501 | 0.04723 | 0.047108 | 0.046733 | 0.046332
| Deep Energy Retrofit_Com, E - TotE [Building w Propane Heat] | Hospital | Total Electric | RET | 0.005 | 0.010819 | 0.021339 | 0.032616 | 0.04169 | 0.047317 | 0.049462 | 0.050895 | 0.051365 | 0.050259
| Deep Energy Retrofit_Com, P - TotF [Building w Propane Heat] | Hospital |  | RET | 0.005 | 0.010984 | 0.020589 | 0.0315 | 0.04011 | 0.04501 | 0.04723 | 0.047108 | 0.046733 | 0.046332
| EMS_Com, E - TotE [Building w Elec Heat] | Hospital | Total Electric | NC | 0.07 | 0.072964 | 0.085756 | 0.11043 | 0.13897 | 0.16834 | 0.18669 | 0.19042 | 0.1935 | 0.19259
| EMS_Com, E - TotE [Building w Elec Heat] | Hospital | Total Electric | RET | 0.0035 | 0.0049651 | 0.0094204 | 0.016506 | 0.023041 | 0.026521 | 0.027456 | 0.028501 | 0.028765 | 0.028145
| EMS_Com, E - TotE [Building w Gas Heat] | Hospital | Total Electric | NC | 0.07 | 0.072964 | 0.085756 | 0.11043 | 0.13897 | 0.16834 | 0.18669 | 0.19042 | 0.1935 | 0.19259
| EMS_Com, E - TotE [Building w Gas Heat] | Hospital | Total Electric | RET | 0.0035 | 0.0049651 | 0.0094204 | 0.016506 | 0.023041 | 0.026521 | 0.027456 | 0.028501 | 0.028765 | 0.028145
| EMS_Com, G - TotF [Building w Gas Heat] | Hospital |  | NC | 0.07 | 0.073684 | 0.087068 | 0.11108 | 0.14104 | 0.16699 | 0.1841 | 0.1926 | 0.19664 | 0.1975
| EMS_Com, G - TotF [Building w Gas Heat] | Hospital |  | RET | 0.0035 | 0.0050947 | 0.0092297 | 0.016241 | 0.022741 | 0.026118 | 0.02743 | 0.027927 | 0.02809 | 0.02823
| EMS_Com, E - TotE [Building w Oil Heat] | Hospital | Total Electric | NC | 0.07 | 0.072964 | 0.085756 | 0.11043 | 0.13897 | 0.16834 | 0.18669 | 0.19042 | 0.1935 | 0.19259
| EMS_Com, E - TotE [Building w Oil Heat] | Hospital | Total Electric | RET | 0.0035 | 0.0049651 | 0.0094204 | 0.016506 | 0.023041 | 0.026521 | 0.027456 | 0.028501 | 0.028765 | 0.028145
| EMS_Com, O - TotF [Building w Oil Heat] | Hospital |  | NC | 0.07 | 0.072904 | 0.085741 | 0.10903 | 0.13748 | 0.1613 | 0.17596 | 0.18193 | 0.1832 | 0.18152
| EMS_Com, O - TotF [Building w Oil Heat] | Hospital |  | RET | 0.0035 | 0.0050407 | 0.009089 | 0.015941 | 0.022167 | 0.025228 | 0.026217 | 0.02638 | 0.026171 | 0.025946
| EMS_Com, E - TotE [Building w Propane Heat] | Hospital | Total Electric | NC | 0.07 | 0.072964 | 0.085756 | 0.11043 | 0.13897 | 0.16834 | 0.18669 | 0.19042 | 0.1935 | 0.19259
| EMS_Com, E - TotE [Building w Propane Heat] | Hospital | Total Electric | RET | 0.0035 | 0.0049651 | 0.0094204 | 0.016506 | 0.023041 | 0.026521 | 0.027456 | 0.028501 | 0.028765 | 0.028145
| EMS_Com, P - TotF [Building w Propane Heat] | Hospital |  | NC | 0.07 | 0.072904 | 0.085741 | 0.10903 | 0.13748 | 0.1613 | 0.17596 | 0.18193 | 0.1832 | 0.18152
| EMS_Com, P - TotF [Building w Propane Heat] | Hospital |  | RET | 0.0035 | 0.0050407 | 0.009089 | 0.015941 | 0.022167 | 0.025228 | 0.026217 | 0.02638 | 0.026171 | 0.025946
| VFDs on HVAC Pumps_Com, E - Oth | Hospital | Other | RET | 0.005 | 0.017311 | 0.035982 | 0.04605 | 0.049286 | 0.050294 | 0.049727 | 0.050895 | 0.051365 | 0.050259
| ECM Circulators_Com, E - Oth | Hospital | Other | RET | 0.01 | 0.025818 | 0.042301 | 0.048281 | 0.049885 | 0.050294 | 0.049727 | 0.050895 | 0.051365 | 0.050259
| Motors_Com, E - Oth | Hospital | Other | NC | 0.3 | 0.5095 | 0.63738 | 0.67605 | 0.65826 | 0.65725 | 0.65635 | 0.6388 | 0.63671 | 0.62888
| Motors_Com, E - Oth | Hospital | Other | RET | 0.005 | 0.017225 | 0.035173 | 0.043442 | 0.044393 | 0.043098 | 0.040503 | 0.039515 | 0.03802 | 0.035472
| Motors_Com, E - Oth | Hospital | Other | REPL | 0.3 | 0.51645 | 0.67735 | 0.69864 | 0.67615 | 0.64146 | 0.59444 | 0.56949 | 0.53549 | 0.48554
| Ext Area Ltg_Com, E - ExtL | Hospital | Exterior Lighting | NC | 0.16 | 0.26816 | 0.30892 | 0.31279 | 0.29785 | 0.29576 | 0.29536 | 0.28746 | 0.28652 | 0.28299
| Ext Area Ltg_Com, E - ExtL | Hospital | Exterior Lighting | RET | 0.02 | 0.036839 | 0.046535 | 0.047385 | 0.046386 | 0.050294 | 0.049727 | 0.050895 | 0.051365 | 0.050259
| Ext Area Ltg_Com, E - ExtL | Hospital | Exterior Lighting | REPL | 0.16 | 0.26196 | 0.31185 | 0.30483 | 0.28719 | 0.32472 | 0.35741 | 0.36644 | 0.36983 | 0.36186
| Street Ltg_Com, E - ExtL | Hospital | Exterior Lighting | NC | 0.246 | 0.35859 | 0.4362 | 0.46955 | 0.46439 | 0.46943 | 0.47093 | 0.45834 | 0.45684 | 0.45122
| Street Ltg_Com, E - ExtL | Hospital | Exterior Lighting | RET | 0.02 | 0.033763 | 0.044243 | 0.04651 | 0.046343 | 0.050294 | 0.049727 | 0.050895 | 0.051365 | 0.050259
| Street Ltg_Com, E - ExtL | Hospital | Exterior Lighting | REPL | 0.246 | 0.35149 | 0.44309 | 0.4612 | 0.45164 | 0.51933 | 0.57087 | 0.58427 | 0.58967 | 0.57697
| Ext Ltg Ctrls_Com, E - ExtL | Hospital | Exterior Lighting | RET | 0.02 | 0.036139 | 0.047284 | 0.049739 | 0.05016 | 0.050294 | 0.049727 | 0.050895 | 0.051365 | 0.050259
| Ext Ltg Dsgn_Com, E - ExtL | Hospital | Exterior Lighting | NC | 0.013 | 0.027537 | 0.04613 | 0.061414 | 0.067815 | 0.071987 | 0.073864 | 0.072663 | 0.072426 | 0.071535
| Ext Ltg Dsgn_Com, E - ExtL | Hospital | Exterior Lighting | REPL | 0.013 | 0.028564 | 0.052045 | 0.070812 | 0.082228 | 0.088137 | 0.08954 | 0.092628 | 0.093485 | 0.091471
| Int Ltg Ctrls_Com, E - IntL [No Heat] | Hospital | Interior Lighting | RET | 0.03 | 0.04217 | 0.0494 | 0.050293 | 0.05016 | 0.050294 | 0.049727 | 0.050895 | 0.051365 | 0.050259
| Int Ltg Ctrls_Com, E - IntL [Electric Heat] | Hospital | Interior Lighting | RET | 0.03 | 0.04217 | 0.0494 | 0.050293 | 0.05016 | 0.050294 | 0.049727 | 0.050895 | 0.051365 | 0.050259
| Int Ltg Ctrls_Com, E/G - IntL | Hospital | Interior Lighting | RET | 0.03 | 0.04217 | 0.0494 | 0.050293 | 0.05016 | 0.050294 | 0.049727 | 0.050895 | 0.051365 | 0.050259
| Int Ltg Ctrls_Com, E/O - IntL | Hospital | Interior Lighting | RET | 0.03 | 0.04217 | 0.0494 | 0.050293 | 0.05016 | 0.050294 | 0.049727 | 0.050895 | 0.051365 | 0.050259
| Int Ltg Ctrls_Com, E/P - IntL | Hospital | Interior Lighting | RET | 0.03 | 0.04217 | 0.0494 | 0.050293 | 0.05016 | 0.050294 | 0.049727 | 0.050895 | 0.051365 | 0.050259
| Exit Sign RetFit_Com, E - IntL [No Heat] | Hospital | Interior Lighting | RET | 0.03 | 0.04217 | 0.0494 | 0.050293 | 0.05016 | 0.050294 | 0.049727 | 0.050895 | 0.051365 | 0.050259
| Exit Sign RetFit_Com, E - IntL [Electric Heat] | Hospital | Interior Lighting | RET | 0.03 | 0.04217 | 0.0494 | 0.050293 | 0.05016 | 0.050294 | 0.049727 | 0.050895 | 0.051365 | 0.050259
| Exit Sign RetFit_Com, E/G - IntL | Hospital | Interior Lighting | RET | 0.03 | 0.04217 | 0.0494 | 0.050293 | 0.05016 | 0.050294 | 0.049727 | 0.050895 | 0.051365 | 0.050259
| Exit Sign RetFit_Com, E/O - IntL | Hospital | Interior Lighting | RET | 0.03 | 0.04217 | 0.0494 | 0.050293 | 0.05016 | 0.050294 | 0.049727 | 0.050895 | 0.051365 | 0.050259
| Exit Sign RetFit_Com, E/P - IntL | Hospital | Interior Lighting | RET | 0.03 | 0.04217 | 0.0494 | 0.050293 | 0.05016 | 0.050294 | 0.049727 | 0.050895 | 0.051365 | 0.050259
| Repl Scre_Com, E - IntL [No Heat] | Hospital | Interior Lighting | NC | 0.3 | 0.60332 | 0 | 0 | 0 | 0 | 0 | 0 | 0 | 0
| Repl Scre_Com, E - IntL [No Heat] | Hospital | Interior Lighting | RET | 0.1 | 0.11541 | 0 | 0 | 0 | 0 | 0 | 0 | 0 | 0
| Repl Scre_Com, E - IntL [No Heat] | Hospital | Interior Lighting | REPL | 0.3 | 0.62581 | 0 | 0 | 0 | 0 | 0 | 0 | 0 | 0
| Repl Scre_Com, E - IntL [Electric Heat] | Hospital | Interior Lighting | NC | 0.3 | 0.60332 | 0 | 0 | 0 | 0 | 0 | 0 | 0 | 0
| Repl Scre_Com, E - IntL [Electric Heat] | Hospital | Interior Lighting | RET | 0.1 | 0.11541 | 0 | 0 | 0 | 0 | 0 | 0 | 0 | 0
| Repl Scre_Com, E - IntL [Electric Heat] | Hospital | Interior Lighting | REPL | 0.3 | 0.62581 | 0 | 0 | 0 | 0 | 0 | 0 | 0 | 0
| Repl Scre_Com, E/G - IntL | Hospital | Interior Lighting | NC | 0.3 | 0.60332 | 0 | 0 | 0 | 0 | 0 | 0 | 0 | 0
| Repl Scre_Com, E/G - IntL | Hospital | Interior Lighting | RET | 0.1 | 0.11541 | 0 | 0 | 0 | 0 | 0 | 0 | 0 | 0
| Repl Scre_Com, E/G - IntL | Hospital | Interior Lighting | REPL | 0.3 | 0.62581 | 0 | 0 | 0 | 0 | 0 | 0 | 0 | 0
| Repl Scre_Com, E/O - IntL | Hospital | Interior Lighting | NC | 0.3 | 0.60332 | 0 | 0 | 0 | 0 | 0 | 0 | 0 | 0
| Repl Scre_Com, E/O - IntL | Hospital | Interior Lighting | RET | 0.1 | 0.11541 | 0 | 0 | 0 | 0 | 0 | 0 | 0 | 0
| Repl Scre_Com, E/O - IntL | Hospital | Interior Lighting | REPL | 0.3 | 0.62581 | 0 | 0 | 0 | 0 | 0 | 0 | 0 | 0
| Repl Scre_Com, E/P - IntL | Hospital | Interior Lighting | NC | 0.3 | 0.60332 | 0 | 0 | 0 | 0 | 0 | 0 | 0 | 0
| Repl Scre_Com, E/P - IntL | Hospital | Interior Lighting | RET | 0.1 | 0.11541 | 0 | 0 | 0 | 0 | 0 | 0 | 0 | 0
| Repl Scre_Com, E/P - IntL | Hospital | Interior Lighting | REPL | 0.3 | 0.62581 | 0 | 0 | 0 | 0 | 0 | 0 | 0 | 0
| Lin LED Fixture_Com, E - IntL [No Heat] | Hospital | Interior Lighting | NC | 0.045 | 0.061594 | 0.090755 | 0.10887 | 0.10991 | 0.11091 | 0.11076 | 0.1078 | 0.10745 | 0.10612
| Lin LED Fixture_Com, E - IntL [No Heat] | Hospital | Interior Lighting | RET | 0.0045 | 0.0046982 | 0.0054898 | 0.0058062 | 0.0058874 | 0.005911 | 0.005817 | 0.0059256 | 0.0061638 | 0.006031
| Lin LED Fixture_Com, E - IntL [No Heat] | Hospital | Interior Lighting | REPL | 0.045 | 0.063294 | 0.10088 | 0.12295 | 0.12973 | 0.13137 | 0.12909 | 0.13129 | 0.13761 | 0.1357
| Lin LED Fixture_Com, E - IntL [Electric Heat] | Hospital | Interior Lighting | NC | 0.045 | 0.061594 | 0.090755 | 0.10887 | 0.10991 | 0.11091 | 0.11076 | 0.1078 | 0.10745 | 0.10612
| Lin LED Fixture_Com, E - IntL [Electric Heat] | Hospital | Interior Lighting | RET | 0.0045 | 0.0046982 | 0.0054898 | 0.0058062 | 0.0058874 | 0.005911 | 0.005817 | 0.0059256 | 0.0061638 | 0.006031
| Lin LED Fixture_Com, E - IntL [Electric Heat] | Hospital | Interior Lighting | REPL | 0.045 | 0.063294 | 0.10088 | 0.12295 | 0.12973 | 0.13137 | 0.12909 | 0.13129 | 0.13761 | 0.1357
| Lin LED Fixture_Com, E/G - IntL | Hospital | Interior Lighting | NC | 0.045 | 0.061594 | 0.090755 | 0.10887 | 0.10991 | 0.11091 | 0.11076 | 0.1078 | 0.10745 | 0.10612
| Lin LED Fixture_Com, E/G - IntL | Hospital | Interior Lighting | RET | 0.0045 | 0.0046982 | 0.0054898 | 0.0058062 | 0.0058874 | 0.005911 | 0.005817 | 0.0059256 | 0.0061638 | 0.006031
| Lin LED Fixture_Com, E/G - IntL | Hospital | Interior Lighting | REPL | 0.045 | 0.063294 | 0.10088 | 0.12295 | 0.12973 | 0.13137 | 0.12909 | 0.13129 | 0.13761 | 0.1357
| Lin LED Fixture_Com, E/O - IntL | Hospital | Interior Lighting | NC | 0.045 | 0.061594 | 0.090755 | 0.10887 | 0.10991 | 0.11091 | 0.11076 | 0.1078 | 0.10745 | 0.10612
| Lin LED Fixture_Com, E/O - IntL | Hospital | Interior Lighting | RET | 0.0045 | 0.0046982 | 0.0054898 | 0.0058062 | 0.0058874 | 0.005911 | 0.005817 | 0.0059256 | 0.0061638 | 0.006031
| Lin LED Fixture_Com, E/O - IntL | Hospital | Interior Lighting | REPL | 0.045 | 0.063294 | 0.10088 | 0.12295 | 0.12973 | 0.13137 | 0.12909 | 0.13129 | 0.13761 | 0.1357
| Lin LED Fixture_Com, E/P - IntL | Hospital | Interior Lighting | NC | 0.045 | 0.061594 | 0.090755 | 0.10887 | 0.10991 | 0.11091 | 0.11076 | 0.1078 | 0.10745 | 0.10612
| Lin LED Fixture_Com, E/P - IntL | Hospital | Interior Lighting | RET | 0.0045 | 0.0046982 | 0.0054898 | 0.0058062 | 0.0058874 | 0.005911 | 0.005817 | 0.0059256 | 0.0061638 | 0.006031
| Lin LED Fixture_Com, E/P - IntL | Hospital | Interior Lighting | REPL | 0.045 | 0.063294 | 0.10088 | 0.12295 | 0.12973 | 0.13137 | 0.12909 | 0.13129 | 0.13761 | 0.1357
| LED Tube Repl_Com, E - IntL [No Heat] | Hospital | Interior Lighting | RET | 0.0255 | 0.026185 | 0.030053 | 0.031154 | 0.030916 | 0.032624 | 0.033637 | 0.034608 | 0.034928 | 0.034176
| LED Tube Repl_Com, E - IntL [No Heat] | Hospital | Interior Lighting | REPL | 0.255 | 0.34288 | 0.53167 | 0.62835 | 0.64154 | 0.67845 | 0.69528 | 0.73665 | 0.76874 | 0.76896
| LED Tube Repl_Com, E - IntL [Electric Heat] | Hospital | Interior Lighting | RET | 0.0255 | 0.026185 | 0.030053 | 0.031154 | 0.030916 | 0.032624 | 0.033637 | 0.034608 | 0.034928 | 0.034176
| LED Tube Repl_Com, E - IntL [Electric Heat] | Hospital | Interior Lighting | REPL | 0.255 | 0.34288 | 0.53167 | 0.62835 | 0.64154 | 0.67845 | 0.69528 | 0.73665 | 0.76874 | 0.76896
| LED Tube Repl_Com, E/G - IntL | Hospital | Interior Lighting | RET | 0.0255 | 0.026185 | 0.030053 | 0.031154 | 0.030916 | 0.032624 | 0.033637 | 0.034608 | 0.034928 | 0.034176
| LED Tube Repl_Com, E/G - IntL | Hospital | Interior Lighting | REPL | 0.255 | 0.34288 | 0.53167 | 0.62835 | 0.64154 | 0.67845 | 0.69528 | 0.73665 | 0.76874 | 0.76896
| LED Tube Repl_Com, E/O - IntL | Hospital | Interior Lighting | RET | 0.0255 | 0.026185 | 0.030053 | 0.031154 | 0.030916 | 0.032624 | 0.033637 | 0.034608 | 0.034928 | 0.034176
| LED Tube Repl_Com, E/O - IntL | Hospital | Interior Lighting | REPL | 0.255 | 0.34288 | 0.53167 | 0.62835 | 0.64154 | 0.67845 | 0.69528 | 0.73665 | 0.76874 | 0.76896
| LED Tube Repl_Com, E/P - IntL | Hospital | Interior Lighting | RET | 0.0255 | 0.026185 | 0.030053 | 0.031154 | 0.030916 | 0.032624 | 0.033637 | 0.034608 | 0.034928 | 0.034176
| LED Tube Repl_Com, E/P - IntL | Hospital | Interior Lighting | REPL | 0.255 | 0.34288 | 0.53167 | 0.62835 | 0.64154 | 0.67845 | 0.69528 | 0.73665 | 0.76874 | 0.76896
| Repl pin CFL wLED_Com, E - IntL [No Heat] | Hospital | Interior Lighting | RET | 0.03 | 0.041824 | 0.047343 | 0.04655 | 0.044852 | 0.049034 | 0.049727 | 0.050895 | 0.051365 | 0.050259
| Repl pin CFL wLED_Com, E - IntL [No Heat] | Hospital | Interior Lighting | REPL | 0.3 | 0.57962 | 0.74281 | 0.74093 | 0.702 | 0.7576 | 0.80217 | 0.87537 | 0.92457 | 0.90466
| Repl pin CFL wLED_Com, E - IntL [Electric Heat] | Hospital | Interior Lighting | RET | 0.03 | 0.041824 | 0.047343 | 0.04655 | 0.044852 | 0.049034 | 0.049727 | 0.050895 | 0.051365 | 0.050259
| Repl pin CFL wLED_Com, E - IntL [Electric Heat] | Hospital | Interior Lighting | REPL | 0.3 | 0.57962 | 0.74281 | 0.74093 | 0.702 | 0.7576 | 0.80217 | 0.87537 | 0.92457 | 0.90466
| Repl pin CFL wLED_Com, E/G - IntL | Hospital | Interior Lighting | RET | 0.03 | 0.041824 | 0.047343 | 0.04655 | 0.044852 | 0.049034 | 0.049727 | 0.050895 | 0.051365 | 0.050259
| Repl pin CFL wLED_Com, E/G - IntL | Hospital | Interior Lighting | REPL | 0.3 | 0.57962 | 0.74281 | 0.74093 | 0.702 | 0.7576 | 0.80217 | 0.87537 | 0.92457 | 0.90466
| Repl pin CFL wLED_Com, E/O - IntL | Hospital | Interior Lighting | RET | 0.03 | 0.041824 | 0.047343 | 0.04655 | 0.044852 | 0.049034 | 0.049727 | 0.050895 | 0.051365 | 0.050259
| Repl pin CFL wLED_Com, E/O - IntL | Hospital | Interior Lighting | REPL | 0.3 | 0.57962 | 0.74281 | 0.74093 | 0.702 | 0.7576 | 0.80217 | 0.87537 | 0.92457 | 0.90466
| Repl pin CFL wLED_Com, E/P - IntL | Hospital | Interior Lighting | RET | 0.03 | 0.041824 | 0.047343 | 0.04655 | 0.044852 | 0.049034 | 0.049727 | 0.050895 | 0.051365 | 0.050259
| Repl pin CFL wLED_Com, E/P - IntL | Hospital | Interior Lighting | REPL | 0.3 | 0.57962 | 0.74281 | 0.74093 | 0.702 | 0.7576 | 0.80217 | 0.87537 | 0.92457 | 0.90466
| Refrig Case LED_Com, E - IntL | Hospital | Interior Lighting | NC | 0.3 | 0.60332 | 0.7503 | 0.77654 | 0.74462 | 0.73941 | 0.73839 | 0.71865 | 0.7163 | 0.70748
| Refrig Case LED_Com, E - IntL | Hospital | Interior Lighting | RET | 0.03 | 0.042002 | 0.047843 | 0.047371 | 0.04597 | 0.044941 | 0.043324 | 0.043232 | 0.047892 | 0.050259
| Refrig Case LED_Com, E - IntL | Hospital | Interior Lighting | REPL | 0.3 | 0.57962 | 0.74281 | 0.74093 | 0.702 | 0.65861 | 0.60643 | 0.57486 | 0.63026 | 0.66568
| Refrig Case Ctrls_Com, E - IntL | Hospital | Interior Lighting | RET | 0.03 | 0.04217 | 0.0494 | 0.050293 | 0.05016 | 0.050294 | 0.049727 | 0.050895 | 0.051365 | 0.050259
| Stair Occ Sensor_Com, E - IntL [No Heat] | Hospital | Interior Lighting | NC | 0.3 | 0.5095 | 0.63738 | 0.67605 | 0.65826 | 0.65725 | 0.65635 | 0.6388 | 0.63671 | 0.62888
| Stair Occ Sensor_Com, E - IntL [No Heat] | Hospital | Interior Lighting | RET | 0.02 | 0.028053 | 0.033714 | 0.034858 | 0.035112 | 0.035206 | 0.034809 | 0.035626 | 0.035956 | 0.035181
| Stair Occ Sensor_Com, E - IntL [Electric Heat] | Hospital | Interior Lighting | NC | 0.3 | 0.5095 | 0.63738 | 0.67605 | 0.65826 | 0.65725 | 0.65635 | 0.6388 | 0.63671 | 0.62888
| Stair Occ Sensor_Com, E - IntL [Electric Heat] | Hospital | Interior Lighting | RET | 0.02 | 0.029027 | 0.034423 | 0.035165 | 0.035112 | 0.035206 | 0.034809 | 0.035626 | 0.035956 | 0.035181
| Stair Occ Sensor_Com, E/G - IntL | Hospital | Interior Lighting | NC | 0.3 | 0.5095 | 0.63738 | 0.67605 | 0.65826 | 0.65725 | 0.65635 | 0.6388 | 0.63671 | 0.62888
| Stair Occ Sensor_Com, E/G - IntL | Hospital | Interior Lighting | RET | 0.02 | 0.029027 | 0.034423 | 0.035165 | 0.035112 | 0.035206 | 0.034809 | 0.035626 | 0.035956 | 0.035181
| Stair Occ Sensor_Com, E/O - IntL | Hospital | Interior Lighting | NC | 0.3 | 0.5095 | 0.63738 | 0.67605 | 0.65826 | 0.65725 | 0.65635 | 0.6388 | 0.63671 | 0.62888
| Stair Occ Sensor_Com, E/O - IntL | Hospital | Interior Lighting | RET | 0.02 | 0.029027 | 0.034423 | 0.035165 | 0.035112 | 0.035206 | 0.034809 | 0.035626 | 0.035956 | 0.035181
| Stair Occ Sensor_Com, E/P - IntL | Hospital | Interior Lighting | NC | 0.3 | 0.5095 | 0.63738 | 0.67605 | 0.65826 | 0.65725 | 0.65635 | 0.6388 | 0.63671 | 0.62888
| Stair Occ Sensor_Com, E/P - IntL | Hospital | Interior Lighting | RET | 0.02 | 0.029027 | 0.034423 | 0.035165 | 0.035112 | 0.035206 | 0.034809 | 0.035626 | 0.035956 | 0.035181
| Int Delamping_Com, E - IntL [No Heat] | Hospital | Interior Lighting | RET | 0.02 | 0.028053 | 0.033714 | 0.034858 | 0.035112 | 0.035206 | 0.034809 | 0.035626 | 0.035956 | 0.035181
| Int Delamping_Com, E - IntL [Electric Heat] | Hospital | Interior Lighting | RET | 0.02 | 0.028053 | 0.033714 | 0.034858 | 0.035112 | 0.035206 | 0.034809 | 0.035626 | 0.035956 | 0.035181
| Int Delamping_Com, E/G - IntL | Hospital | Interior Lighting | RET | 0.02 | 0.028053 | 0.033714 | 0.034858 | 0.035112 | 0.035206 | 0.034809 | 0.035626 | 0.035956 | 0.035181
| Int Delamping_Com, E/O - IntL | Hospital | Interior Lighting | RET | 0.02 | 0.028053 | 0.033714 | 0.034858 | 0.035112 | 0.035206 | 0.034809 | 0.035626 | 0.035956 | 0.035181
| Int Delamping_Com, E/P - IntL | Hospital | Interior Lighting | RET | 0.02 | 0.028053 | 0.033714 | 0.034858 | 0.035112 | 0.035206 | 0.034809 | 0.035626 | 0.035956 | 0.035181
| Int Ltg Dsgn_Com, E - IntL [No Heat] | Hospital | Interior Lighting | NC | 0.2 | 0.34106 | 0.46865 | 0.54131 | 0.55337 | 0.56722 | 0.57362 | 0.55895 | 0.55712 | 0.55027
| Int Ltg Dsgn_Com, E - IntL [Electric Heat] | Hospital | Interior Lighting | NC | 0.2 | 0.34106 | 0.46865 | 0.54131 | 0.55337 | 0.56722 | 0.57362 | 0.55895 | 0.55712 | 0.55027
| Int Ltg Dsgn_Com, E/G - IntL | Hospital | Interior Lighting | NC | 0.2 | 0.34106 | 0.46865 | 0.54131 | 0.55337 | 0.56722 | 0.57362 | 0.55895 | 0.55712 | 0.55027
| Int Ltg Dsgn_Com, E/O - IntL | Hospital | Interior Lighting | NC | 0.2 | 0.34106 | 0.46865 | 0.54131 | 0.55337 | 0.56722 | 0.57362 | 0.55895 | 0.55712 | 0.55027
| Int Ltg Dsgn_Com, E/P - IntL | Hospital | Interior Lighting | NC | 0.2 | 0.34106 | 0.46865 | 0.54131 | 0.55337 | 0.56722 | 0.57362 | 0.55895 | 0.55712 | 0.55027
| Room Air Conditioner_Com, E - Cool | Food Service | Cooling | NC | 0.35 | 0.54918 | 0.65532 | 0.6821 | 0.66004 | 0.65725 | 0.65635 | 0.6388 | 0.63671 | 0.62888
| Room Air Conditioner_Com, E - Cool | Food Service | Cooling | RET | 0.002 | 0.0023269 | 0.0037523 | 0.0054738 | 0.0062613 | 0.0062231 | 0.0071944 | 0.0082558 | 0.0091693 | 0.0090466
| Room Air Conditioner_Com, E - Cool | Food Service | Cooling | REPL | 0.35 | 0.56704 | 0.73282 | 0.77425 | 0.78123 | 0.77838 | 0.79564 | 0.81431 | 0.82184 | 0.80414
| Chiller Systems_Com, E - Cool | Food Service | Cooling | NC | 0.2 | 0.40942 | 0.58382 | 0.6566 | 0.65237 | 0.65725 | 0.65635 | 0.6388 | 0.63671 | 0.62888
| Chiller Systems_Com, E - Cool | Food Service | Cooling | RET | 0.01 | 0.023204 | 0.038496 | 0.045464 | 0.047552 | 0.047958 | 0.046831 | 0.047271 | 0.047052 | 0.045405
| Chiller Systems_Com, E - Cool | Food Service | Cooling | REPL | 0.2 | 0.41029 | 0.61125 | 0.66775 | 0.65894 | 0.63016 | 0.58327 | 0.55625 | 0.5203 | 0.46888
| Chiller Tuneup_Com, E - Cool | Food Service | Cooling | RET | 0.02 | 0.034104 | 0.045487 | 0.048908 | 0.049944 | 0.050294 | 0.049727 | 0.050895 | 0.051365 | 0.050259
| Mini Split Ductless AC_Com, E - Cool | Food Service | Cooling | NC | 0 | 0 | 0 | 0 | 0 | 0 | 0 | 0 | 0 | 0
| Mini Split Ductless AC_Com, E - Cool | Food Service | Cooling | RET | 0.002 | 0.0025171 | 0.0043144 | 0.0067169 | 0.0082024 | 0.008698 | 0.0086676 | 0.0088335 | 0.0088777 | 0.00865
| Mini Split Ductless AC_Com, E - Cool | Food Service | Cooling | REPL | 0 | 0 | 0 | 0 | 0 | 0 | 0 | 0 | 0 | 0
| Eff Unitary AC_Com, E - Cool | Food Service | Cooling | NC | 0.35 | 0.54918 | 0.65532 | 0.6821 | 0.66004 | 0.65725 | 0.65635 | 0.6388 | 0.63671 | 0.62888
| Eff Unitary AC_Com, E - Cool | Food Service | Cooling | RET | 0.05 | 0.047535 | 0.048638 | 0.046985 | 0.045657 | 0.044715 | 0.043183 | 0.045717 | 0.047639 | 0.048045
| Eff Unitary AC_Com, E - Cool | Food Service | Cooling | REPL | 0.35 | 0.53548 | 0.67282 | 0.69211 | 0.68028 | 0.65986 | 0.62855 | 0.65964 | 0.68222 | 0.68365
| PTAC_Com, E - Cool | Food Service | Cooling | NC | 0.35 | 0.54918 | 0.65532 | 0.6821 | 0.66004 | 0.65725 | 0.65635 | 0.6388 | 0.63671 | 0.62888
| PTAC_Com, E - Cool | Food Service | Cooling | RET | 0.004 | 0.0050347 | 0.0086307 | 0.013439 | 0.016417 | 0.017415 | 0.017362 | 0.018322 | 0.018491 | 0.018093
| PTAC_Com, E - Cool | Food Service | Cooling | REPL | 0.35 | 0.56443 | 0.72628 | 0.76201 | 0.76213 | 0.75205 | 0.72926 | 0.81431 | 0.82184 | 0.80414
| Unitary Equipment Economizer_Com, E - Cool | Food Service | Cooling | RET | 0.02 | 0.036139 | 0.047284 | 0.049739 | 0.05016 | 0.050294 | 0.049727 | 0.050895 | 0.051365 | 0.050259
| AC Tuneup_Com, E - Cool [ASHP] | Food Service | Cooling | RET | 0.01 | 0.025818 | 0.042301 | 0.048281 | 0.049885 | 0.050294 | 0.049727 | 0.050895 | 0.051365 | 0.050259
| AC Tuneup_Com, E - Heat [ASHP] | Food Service | Space Heating | RET | 0.01 | 0.025818 | 0.042301 | 0.048281 | 0.049885 | 0.050294 | 0.049727 | 0.050895 | 0.051365 | 0.050259
| AC Tuneup_Com, E - Cool [Unitary AC] | Food Service | Cooling | RET | 0.01 | 0.025818 | 0.042301 | 0.048281 | 0.049885 | 0.050294 | 0.049727 | 0.050895 | 0.051365 | 0.050259
| DCV_Com, E - Cool [Building w Elec Heat] | Food Service | Cooling | RET | 0.015 | 0.029391 | 0.042942 | 0.047996 | 0.049657 | 0.050294 | 0.049727 | 0.050895 | 0.051365 | 0.050259
| DCV_Com, E - Cool [Building w Gas Heat] | Food Service | Cooling | RET | 0.015 | 0.029391 | 0.042942 | 0.047996 | 0.049657 | 0.050294 | 0.049727 | 0.050895 | 0.051365 | 0.050259
| DCV_Com, E - Cool [Building w Oil Heat] | Food Service | Cooling | RET | 0.015 | 0.029391 | 0.042942 | 0.047996 | 0.049657 | 0.050294 | 0.049727 | 0.050895 | 0.051365 | 0.050259
| DCV_Com, E - Cool [Building w Propane Heat] | Food Service | Cooling | RET | 0.015 | 0.029391 | 0.042942 | 0.047996 | 0.049657 | 0.050294 | 0.049727 | 0.050895 | 0.051365 | 0.050259
| Controls for Unitary AC_Com, E - Cool | Food Service | Cooling | RET | 0.015 | 0.029391 | 0.042942 | 0.047996 | 0.049657 | 0.050294 | 0.049727 | 0.050895 | 0.051365 | 0.050259
| Optimized Unitary AC Sys_Com, E - Cool [Building w Elec Heat] | Food Service | Cooling | NC | 0.15 | 0.28154 | 0.42121 | 0.51481 | 0.54172 | 0.56238 | 0.57169 | 0.55895 | 0.55712 | 0.55027
| Optimized Unitary AC Sys_Com, E - Heat [Building w Elec Heat] | Food Service | Space Heating | NC | 0.15 | 0.28154 | 0.42121 | 0.51481 | 0.54172 | 0.56238 | 0.57169 | 0.55895 | 0.55712 | 0.55027
| Optimized Unitary AC Sys_Com, E - Cool [Building w Gas Heat] | Food Service | Cooling | NC | 0.15 | 0.28154 | 0.42121 | 0.51481 | 0.54172 | 0.56238 | 0.57169 | 0.55895 | 0.55712 | 0.55027
| Optimized Unitary AC Sys_Com, G - Heat [Building w Gas Heat] | Food Service |  | NC | 0.15 | 0.28432 | 0.42765 | 0.51785 | 0.54977 | 0.55786 | 0.56374 | 0.56533 | 0.56616 | 0.56428
| Optimized Unitary AC Sys_Com, E - Cool [Building w Oil Heat] | Food Service | Cooling | NC | 0.15 | 0.28154 | 0.42121 | 0.51481 | 0.54172 | 0.56238 | 0.57169 | 0.55895 | 0.55712 | 0.55027
| Optimized Unitary AC Sys_Com, O - Heat [Building w Oil Heat] | Food Service |  | NC | 0.15 | 0.28131 | 0.42114 | 0.50831 | 0.53589 | 0.53885 | 0.5388 | 0.53403 | 0.52747 | 0.51864
| Optimized Unitary AC Sys_Com, E - Cool [Building w Propane Heat] | Food Service | Cooling | NC | 0.15 | 0.28154 | 0.42121 | 0.51481 | 0.54172 | 0.56238 | 0.57169 | 0.55895 | 0.55712 | 0.55027
| Optimized Unitary AC Sys_Com, P - Heat [Building w Propane Heat] | Food Service |  | NC | 0.15 | 0.28131 | 0.42114 | 0.50831 | 0.53589 | 0.53885 | 0.5388 | 0.53403 | 0.52747 | 0.51864
| Optimized Chiller Sys_Com, E - Cool | Food Service | Cooling | NC | 0.15 | 0.28154 | 0.42121 | 0.51481 | 0.54172 | 0.56238 | 0.57169 | 0.55895 | 0.55712 | 0.55027
| Cool Roof_Com, E - Cool [Building w Elec Heat] | Food Service | Cooling | NC | 0.1 | 0.15554 | 0.22193 | 0.28549 | 0.32654 | 0.36473 | 0.39023 | 0.39489 | 0.39795 | 0.39305
| Cool Roof_Com, E - Cool [Building w Elec Heat] | Food Service | Cooling | RET | 0 | 0.0019198 | 0.0061834 | 0.013576 | 0.024102 | 0.035153 | 0.042819 | 0.048563 | 0.051365 | 0.050259
| Cool Roof_Com, E - Heat [Building w Elec Heat] | Food Service | Space Heating | NC | 0.1 | 0.15554 | 0.22193 | 0.28549 | 0.32654 | 0.36473 | 0.39023 | 0.39489 | 0.39795 | 0.39305
| Cool Roof_Com, E - Heat [Building w Elec Heat] | Food Service | Space Heating | RET | 0 | 0.0019198 | 0.0061834 | 0.013576 | 0.024102 | 0.035153 | 0.042819 | 0.048563 | 0.051365 | 0.050259
| Cool Roof_Com, E - Cool [Building w Gas Heat] | Food Service | Cooling | NC | 0.1 | 0.15554 | 0.22193 | 0.28549 | 0.32654 | 0.36473 | 0.39023 | 0.39489 | 0.39795 | 0.39305
| Cool Roof_Com, E - Cool [Building w Gas Heat] | Food Service | Cooling | RET | 0 | 0.0019198 | 0.0061834 | 0.013576 | 0.024102 | 0.035153 | 0.042819 | 0.048563 | 0.051365 | 0.050259
| Cool Roof_Com, G - Heat [Building w Gas Heat] | Food Service |  | NC | 0.1 | 0.15708 | 0.22533 | 0.28718 | 0.33139 | 0.3618 | 0.3848 | 0.3994 | 0.4044 | 0.40306
| Cool Roof_Com, G - Heat [Building w Gas Heat] | Food Service |  | RET | 0 | 0.00197 | 0.0060582 | 0.013358 | 0.023788 | 0.034619 | 0.042779 | 0.047585 | 0.050161 | 0.05041
| Cool Roof_Com, E - Cool [Building w Oil Heat] | Food Service | Cooling | NC | 0.1 | 0.15554 | 0.22193 | 0.28549 | 0.32654 | 0.36473 | 0.39023 | 0.39489 | 0.39795 | 0.39305
| Cool Roof_Com, E - Cool [Building w Oil Heat] | Food Service | Cooling | RET | 0 | 0.0019198 | 0.0061834 | 0.013576 | 0.024102 | 0.035153 | 0.042819 | 0.048563 | 0.051365 | 0.050259
| Cool Roof_Com, O - Heat [Building w Oil Heat] | Food Service |  | NC | 0.1 | 0.15541 | 0.22189 | 0.28189 | 0.32303 | 0.34947 | 0.36778 | 0.37728 | 0.37676 | 0.37046
| Cool Roof_Com, O - Heat [Building w Oil Heat] | Food Service |  | RET | 0 | 0.0019491 | 0.0059659 | 0.013112 | 0.023188 | 0.033439 | 0.040886 | 0.04495 | 0.046733 | 0.046332
| Cool Roof_Com, E - Cool [Building w Propane Heat] | Food Service | Cooling | NC | 0.1 | 0.15554 | 0.22193 | 0.28549 | 0.32654 | 0.36473 | 0.39023 | 0.39489 | 0.39795 | 0.39305
| Cool Roof_Com, E - Cool [Building w Propane Heat] | Food Service | Cooling | RET | 0 | 0.0019198 | 0.0061834 | 0.013576 | 0.024102 | 0.035153 | 0.042819 | 0.048563 | 0.051365 | 0.050259
| Cool Roof_Com, P - Heat [Building w Propane Heat] | Food Service |  | NC | 0.1 | 0.15541 | 0.22189 | 0.28189 | 0.32303 | 0.34947 | 0.36778 | 0.37728 | 0.37676 | 0.37046
| Cool Roof_Com, P - Heat [Building w Propane Heat] | Food Service |  | RET | 0 | 0.0019491 | 0.0059659 | 0.013112 | 0.023188 | 0.033439 | 0.040886 | 0.04495 | 0.046733 | 0.046332
| GSHP_Com, E - Cool | Food Service | Cooling | RET | 0.002 | 0.0038855 | 0.0060812 | 0.0079712 | 0.0098337 | 0.011714 | 0.013351 | 0.015399 | 0.017206 | 0.018371
| GSHP_Com, E - Cool | Food Service | Cooling | REPL | 0.02 | 0.037028 | 0.068472 | 0.11081 | 0.16526 | 0.22516 | 0.27463 | 0.31961 | 0.34548 | 0.34792
| GSHP_Com, E - Heat | Food Service | Space Heating | RET | 0.002 | 0.0038855 | 0.0060812 | 0.0079712 | 0.0098337 | 0.011714 | 0.013351 | 0.015399 | 0.017206 | 0.018371
| GSHP_Com, E - Heat | Food Service | Space Heating | REPL | 0.02 | 0.037028 | 0.068472 | 0.11081 | 0.16526 | 0.22516 | 0.27463 | 0.31961 | 0.34548 | 0.34792
| Unitary HP_Com, E - Cool | Food Service | Cooling | NC | 0.35 | 0.54918 | 0.65532 | 0.6821 | 0.66004 | 0.65725 | 0.65635 | 0.6388 | 0.63671 | 0.62888
| Unitary HP_Com, E - Cool | Food Service | Cooling | RET | 0.008 | 0.022718 | 0.039759 | 0.046036 | 0.046943 | 0.046353 | 0.044727 | 0.05054 | 0.051365 | 0.050259
| Unitary HP_Com, E - Cool | Food Service | Cooling | REPL | 0.35 | 0.55175 | 0.68685 | 0.69346 | 0.666 | 0.62941 | 0.58254 | 0.64934 | 0.70896 | 0.74615
| Unitary HP_Com, E - Heat | Food Service | Space Heating | NC | 0.35 | 0.54918 | 0.65532 | 0.6821 | 0.66004 | 0.65725 | 0.65635 | 0.6388 | 0.63671 | 0.62888
| Unitary HP_Com, E - Heat | Food Service | Space Heating | RET | 0.008 | 0.022718 | 0.039759 | 0.046036 | 0.046943 | 0.046353 | 0.044727 | 0.05054 | 0.051365 | 0.050259
| Unitary HP_Com, E - Heat | Food Service | Space Heating | REPL | 0.35 | 0.55175 | 0.68685 | 0.69346 | 0.666 | 0.62941 | 0.58254 | 0.64934 | 0.70896 | 0.74615
| PTHP_Com, E - Cool | Food Service | Cooling | NC | 0.35 | 0.54918 | 0.65532 | 0.6821 | 0.66004 | 0.65725 | 0.65635 | 0.6388 | 0.63671 | 0.62888
| PTHP_Com, E - Cool | Food Service | Cooling | RET | 0.004 | 0.0042067 | 0.0053489 | 0.0066696 | 0.0074858 | 0.0077622 | 0.0077008 | 0.0079902 | 0.0081729 | 0.0080414
| PTHP_Com, E - Cool | Food Service | Cooling | REPL | 0.35 | 0.56491 | 0.72929 | 0.7705 | 0.77798 | 0.77587 | 0.76076 | 0.78869 | 0.80615 | 0.79873
| PTHP_Com, E - Heat | Food Service | Space Heating | NC | 0.35 | 0.54918 | 0.65532 | 0.6821 | 0.66004 | 0.65725 | 0.65635 | 0.6388 | 0.63671 | 0.62888
| PTHP_Com, E - Heat | Food Service | Space Heating | RET | 0.004 | 0.0042067 | 0.0053489 | 0.0066696 | 0.0074858 | 0.0077622 | 0.0077008 | 0.0079902 | 0.0081729 | 0.0080414
| PTHP_Com, E - Heat | Food Service | Space Heating | REPL | 0.35 | 0.56491 | 0.72929 | 0.7705 | 0.77798 | 0.77587 | 0.76076 | 0.78869 | 0.80615 | 0.79873
| Minisplit Ductless HP_Com, E - Cool | Food Service | Cooling | RET | 0.025 | 0.038607 | 0.04567 | 0.045089 | 0.043136 | 0.041287 | 0.038968 | 0.039108 | 0.038723 | 0.037192
| Minisplit Ductless HP_Com, E - Cool | Food Service | Cooling | REPL | 0.175 | 0.26615 | 0.32784 | 0.32921 | 0.315 | 0.29661 | 0.27337 | 0.26773 | 0.25803 | 0.24056
| Minisplit Ductless HP_Com, E - Heat | Food Service | Space Heating | RET | 0.025 | 0.038607 | 0.04567 | 0.045089 | 0.043136 | 0.041287 | 0.038968 | 0.039108 | 0.038723 | 0.037192
| Minisplit Ductless HP_Com, E - Heat | Food Service | Space Heating | REPL | 0.175 | 0.26615 | 0.32784 | 0.32921 | 0.315 | 0.29661 | 0.27337 | 0.26773 | 0.25803 | 0.24056
| Programmable TStat_Com, E - Cool [Building w Elec Heat] | Food Service | Cooling | NC | 0.3 | 0.18767 | 0.090372 | 0 | 0 | 0 | 0 | 0 | 0 | 0
| Programmable TStat_Com, E - Cool [Building w Elec Heat] | Food Service | Cooling | RET | 0.02 | 0.0097332 | 0 | 0 | 0 | 0 | 0 | 0 | 0 | 0
| Programmable TStat_Com, E - Heat [Building w Elec Heat] | Food Service | Space Heating | NC | 0.3 | 0.18767 | 0.090372 | 0 | 0 | 0 | 0 | 0 | 0 | 0
| Programmable TStat_Com, E - Heat [Building w Elec Heat] | Food Service | Space Heating | RET | 0.02 | 0.0097332 | 0 | 0 | 0 | 0 | 0 | 0 | 0 | 0
| Programmable TStat_Com, E - Cool [Building w Gas Heat] | Food Service | Cooling | NC | 0.3 | 0.18767 | 0.090372 | 0 | 0 | 0 | 0 | 0 | 0 | 0
| Programmable TStat_Com, E - Cool [Building w Gas Heat] | Food Service | Cooling | RET | 0.02 | 0.0097332 | 0 | 0 | 0 | 0 | 0 | 0 | 0 | 0
| Programmable TStat_Com, G - Heat [Building w Gas Heat] | Food Service |  | NC | 0.3 | 0.18952 | 0.091754 | 0 | 0 | 0 | 0 | 0 | 0 | 0
| Programmable TStat_Com, G - Heat [Building w Gas Heat] | Food Service |  | RET | 0.02 | 0.0099873 | 0 | 0 | 0 | 0 | 0 | 0 | 0 | 0
| Programmable TStat_Com, E - Cool [Building w Propane Heat] | Food Service | Cooling | NC | 0.3 | 0.18767 | 0.090372 | 0 | 0 | 0 | 0 | 0 | 0 | 0
| Programmable TStat_Com, E - Cool [Building w Propane Heat] | Food Service | Cooling | RET | 0.02 | 0.0097332 | 0 | 0 | 0 | 0 | 0 | 0 | 0 | 0
| Programmable TStat_Com, P - Heat [Building w Propane Heat] | Food Service |  | NC | 0.3 | 0.18751 | 0.090356 | 0 | 0 | 0 | 0 | 0 | 0 | 0
| Programmable TStat_Com, P - Heat [Building w Propane Heat] | Food Service |  | RET | 0.02 | 0.0098815 | 0 | 0 | 0 | 0 | 0 | 0 | 0 | 0
| Programmable TStat_Com, E - Cool [Building w Oil Heat] | Food Service | Cooling | NC | 0.3 | 0.18767 | 0.090372 | 0 | 0 | 0 | 0 | 0 | 0 | 0
| Programmable TStat_Com, E - Cool [Building w Oil Heat] | Food Service | Cooling | RET | 0.02 | 0.0097332 | 0 | 0 | 0 | 0 | 0 | 0 | 0 | 0
| Programmable TStat_Com, O - Heat [Building w Oil Heat] | Food Service |  | NC | 0.3 | 0.18751 | 0.090356 | 0 | 0 | 0 | 0 | 0 | 0 | 0
| Programmable TStat_Com, O - Heat [Building w Oil Heat] | Food Service |  | RET | 0.02 | 0.0098815 | 0 | 0 | 0 | 0 | 0 | 0 | 0 | 0
| Smart TStat_Com, E - Cool [Building w Elec Heat] | Food Service | Cooling | NC | 0.05 | 0.18767 | 0.36149 | 0.43728 | 0.49641 | 0.57509 | 0.65635 | 0.6388 | 0.63671 | 0.62888
| Smart TStat_Com, E - Cool [Building w Elec Heat] | Food Service | Cooling | RET | 0.008 | 0.013966 | 0.027581 | 0.036803 | 0.039407 | 0.040235 | 0.039782 | 0.040716 | 0.041092 | 0.040207
| Smart TStat_Com, E - Heat [Building w Elec Heat] | Food Service | Space Heating | NC | 0.05 | 0.18767 | 0.36149 | 0.43728 | 0.49641 | 0.57509 | 0.65635 | 0.6388 | 0.63671 | 0.62888
| Smart TStat_Com, E - Heat [Building w Elec Heat] | Food Service | Space Heating | RET | 0.008 | 0.013966 | 0.027581 | 0.036803 | 0.039407 | 0.040235 | 0.039782 | 0.040716 | 0.041092 | 0.040207
| Smart TStat_Com, E - Cool [Building w Gas Heat] | Food Service | Cooling | NC | 0.05 | 0.18767 | 0.36149 | 0.43728 | 0.49641 | 0.57509 | 0.65635 | 0.6388 | 0.63671 | 0.62888
| Smart TStat_Com, E - Cool [Building w Gas Heat] | Food Service | Cooling | RET | 0.008 | 0.013966 | 0.027581 | 0.036803 | 0.039407 | 0.040235 | 0.039782 | 0.040716 | 0.041092 | 0.040207
| Smart TStat_Com, G - Heat [Building w Gas Heat] | Food Service |  | NC | 0.05 | 0.18952 | 0.36702 | 0.43986 | 0.50378 | 0.57047 | 0.64722 | 0.6461 | 0.64704 | 0.64489
| Smart TStat_Com, G - Heat [Building w Gas Heat] | Food Service |  | RET | 0.008 | 0.01433 | 0.027023 | 0.036211 | 0.038894 | 0.039624 | 0.039745 | 0.039896 | 0.040129 | 0.040328
| Smart TStat_Com, E - Cool [Building w Propane Heat] | Food Service | Cooling | NC | 0.05 | 0.18767 | 0.36149 | 0.43728 | 0.49641 | 0.57509 | 0.65635 | 0.6388 | 0.63671 | 0.62888
| Smart TStat_Com, E - Cool [Building w Propane Heat] | Food Service | Cooling | RET | 0.008 | 0.013966 | 0.027581 | 0.036803 | 0.039407 | 0.040235 | 0.039782 | 0.040716 | 0.041092 | 0.040207
| Smart TStat_Com, P - Heat [Building w Propane Heat] | Food Service |  | NC | 0.05 | 0.18751 | 0.36142 | 0.43176 | 0.49107 | 0.55104 | 0.61859 | 0.61032 | 0.60282 | 0.59273
| Smart TStat_Com, P - Heat [Building w Propane Heat] | Food Service |  | RET | 0.008 | 0.014179 | 0.026611 | 0.035544 | 0.037913 | 0.038274 | 0.037987 | 0.037686 | 0.037387 | 0.037066
| Smart TStat_Com, E - Cool [Building w Oil Heat] | Food Service | Cooling | NC | 0.05 | 0.18767 | 0.36149 | 0.43728 | 0.49641 | 0.57509 | 0.65635 | 0.6388 | 0.63671 | 0.62888
| Smart TStat_Com, E - Cool [Building w Oil Heat] | Food Service | Cooling | RET | 0.008 | 0.013966 | 0.027581 | 0.036803 | 0.039407 | 0.040235 | 0.039782 | 0.040716 | 0.041092 | 0.040207
| Smart TStat_Com, O - Heat [Building w Oil Heat] | Food Service |  | NC | 0.05 | 0.18751 | 0.36142 | 0.43176 | 0.49107 | 0.55104 | 0.61859 | 0.61032 | 0.60282 | 0.59273
| Smart TStat_Com, O - Heat [Building w Oil Heat] | Food Service |  | RET | 0.008 | 0.014179 | 0.026611 | 0.035544 | 0.037913 | 0.038274 | 0.037987 | 0.037686 | 0.037387 | 0.037066
| Boiler Blowdown Controls_Com, G - Heat | Food Service |  | RET | 0.015 | 0.030159 | 0.042072 | 0.047224 | 0.049011 | 0.04953 | 0.049681 | 0.04987 | 0.050161 | 0.05041
| Boiler Blowdown Controls_Com, O - Heat | Food Service |  | RET | 0.015 | 0.029839 | 0.041431 | 0.046354 | 0.047774 | 0.047842 | 0.047483 | 0.047108 | 0.046733 | 0.046332
| Boiler Blowdown Controls_Com, P - Heat | Food Service |  | RET | 0.015 | 0.029839 | 0.041431 | 0.046354 | 0.047774 | 0.047842 | 0.047483 | 0.047108 | 0.046733 | 0.046332
| Boiler Modifications_Com, G - Heat | Food Service |  | RET | 0.015 | 0.030159 | 0.042072 | 0.047224 | 0.049011 | 0.04953 | 0.049681 | 0.04987 | 0.050161 | 0.05041
| Boiler Modifications_Com, O - Heat | Food Service |  | RET | 0.015 | 0.029839 | 0.041431 | 0.046354 | 0.047774 | 0.047842 | 0.047483 | 0.047108 | 0.046733 | 0.046332
| Boiler Modifications_Com, P - Heat | Food Service |  | RET | 0.015 | 0.029839 | 0.041431 | 0.046354 | 0.047774 | 0.047842 | 0.047483 | 0.047108 | 0.046733 | 0.046332
| Boilers_Com, G - Heat | Food Service |  | NC | 0.35 | 0.5546 | 0.66535 | 0.68613 | 0.66984 | 0.65197 | 0.64722 | 0.6461 | 0.64704 | 0.64489
| Boilers_Com, G - Heat | Food Service |  | RET | 0.015 | 0.032228 | 0.042962 | 0.045226 | 0.044549 | 0.042966 | 0.041519 | 0.040149 | 0.038905 | 0.037665
| Boilers_Com, G - Heat | Food Service |  | REPL | 0.35 | 0.55669 | 0.65762 | 0.66473 | 0.63908 | 0.60152 | 0.56362 | 0.52586 | 0.48881 | 0.4509
| Boilers_Com, O - Heat | Food Service |  | NC | 0.35 | 0.54873 | 0.65521 | 0.67348 | 0.65294 | 0.62976 | 0.61859 | 0.61032 | 0.60282 | 0.59273
| Boilers_Com, O - Heat | Food Service |  | RET | 0.015 | 0.031854 | 0.04217 | 0.044113 | 0.043005 | 0.040959 | 0.039027 | 0.037171 | 0.035401 | 0.033695
| Boilers_Com, O - Heat | Food Service |  | REPL | 0.35 | 0.55079 | 0.6476 | 0.65248 | 0.62295 | 0.58103 | 0.53869 | 0.49674 | 0.4554 | 0.41443
| Boilers_Com, P - Heat | Food Service |  | NC | 0.35 | 0.54873 | 0.65521 | 0.67348 | 0.65294 | 0.62976 | 0.61859 | 0.61032 | 0.60282 | 0.59273
| Boilers_Com, P - Heat | Food Service |  | RET | 0.015 | 0.031871 | 0.042239 | 0.044252 | 0.043215 | 0.04123 | 0.039353 | 0.037547 | 0.035821 | 0.034154
| Boilers_Com, P - Heat | Food Service |  | REPL | 0.35 | 0.55079 | 0.6476 | 0.65248 | 0.62295 | 0.58103 | 0.53869 | 0.49674 | 0.4554 | 0.41443
| Furnace_Com, G - Heat | Food Service |  | NC | 0.35 | 0.5546 | 0.66535 | 0.68613 | 0.66984 | 0.65197 | 0.64722 | 0.6461 | 0.64704 | 0.64489
| Furnace_Com, G - Heat | Food Service |  | RET | 0.015 | 0.03229 | 0.043226 | 0.045768 | 0.045371 | 0.044045 | 0.04284 | 0.041698 | 0.04067 | 0.039632
| Furnace_Com, G - Heat | Food Service |  | REPL | 0.35 | 0.55669 | 0.65762 | 0.66473 | 0.63908 | 0.60152 | 0.56362 | 0.52586 | 0.48881 | 0.4509
| Furnace_Com, O - Heat | Food Service |  | NC | 0.35 | 0.54873 | 0.65521 | 0.67348 | 0.65294 | 0.62976 | 0.61859 | 0.61032 | 0.60282 | 0.59273
| Furnace_Com, O - Heat | Food Service |  | RET | 0.015 | 0.031806 | 0.041964 | 0.043692 | 0.042378 | 0.04015 | 0.038055 | 0.036055 | 0.034159 | 0.032341
| Furnace_Com, O - Heat | Food Service |  | REPL | 0.35 | 0.55079 | 0.6476 | 0.65248 | 0.62295 | 0.58103 | 0.53869 | 0.49674 | 0.4554 | 0.41443
| Furnace_Com, P - Heat | Food Service |  | NC | 0.35 | 0.54873 | 0.65521 | 0.67348 | 0.65294 | 0.62976 | 0.61859 | 0.61032 | 0.60282 | 0.59273
| Furnace_Com, P - Heat | Food Service |  | RET | 0.015 | 0.031877 | 0.042265 | 0.044306 | 0.043295 | 0.041334 | 0.039478 | 0.037691 | 0.035983 | 0.03433
| Furnace_Com, P - Heat | Food Service |  | REPL | 0.35 | 0.55079 | 0.6476 | 0.65248 | 0.62295 | 0.58103 | 0.53869 | 0.49674 | 0.4554 | 0.41443
| Unit Heater_Com, G - Heat | Food Service |  | NC | 0.35 | 0.5546 | 0.66535 | 0.68613 | 0.66984 | 0.65197 | 0.64722 | 0.6461 | 0.64704 | 0.64489
| Unit Heater_Com, G - Heat | Food Service |  | RET | 0.015 | 0.0322 | 0.04284 | 0.044977 | 0.044173 | 0.042475 | 0.04092 | 0.03945 | 0.040167 | 0.040835
| Unit Heater_Com, G - Heat | Food Service |  | REPL | 0.35 | 0.55669 | 0.65762 | 0.66473 | 0.63908 | 0.60152 | 0.56362 | 0.52586 | 0.52169 | 0.517
| Unit Heater_Com, P - Heat | Food Service |  | NC | 0.35 | 0.54873 | 0.65521 | 0.67348 | 0.65294 | 0.62976 | 0.61859 | 0.61032 | 0.60282 | 0.59273
| Unit Heater_Com, P - Heat | Food Service |  | RET | 0.015 | 0.031757 | 0.041759 | 0.043278 | 0.041762 | 0.03936 | 0.037111 | 0.034977 | 0.032964 | 0.031047
| Unit Heater_Com, P - Heat | Food Service |  | REPL | 0.35 | 0.55079 | 0.6476 | 0.65248 | 0.62295 | 0.58103 | 0.53869 | 0.49674 | 0.4554 | 0.41443
| Destratification Fans_Com, G - Heat | Food Service |  | NC | 0.05 | 0.089872 | 0.1458 | 0.20925 | 0.26807 | 0.3171 | 0.3561 | 0.38225 | 0.39889 | 0.40306
| Destratification Fans_Com, G - Heat | Food Service |  | RET | 0 | 0.001182 | 0.0036328 | 0.0079953 | 0.014181 | 0.020489 | 0.025053 | 0.028551 | 0.030097 | 0.030246
| Destratification Fans_Com, G - Heat | Food Service |  | REPL | 0.05 | 0.094609 | 0.15797 | 0.23296 | 0.30749 | 0.36683 | 0.40494 | 0.47207 | 0.49477 | 0.5041
| Destratification Fans_Com, O - Heat | Food Service |  | NC | 0.05 | 0.08892 | 0.14357 | 0.2054 | 0.2613 | 0.3063 | 0.34035 | 0.36108 | 0.37163 | 0.37046
| Destratification Fans_Com, O - Heat | Food Service |  | RET | 0 | 0.0011695 | 0.0035774 | 0.007848 | 0.013823 | 0.019791 | 0.023945 | 0.02697 | 0.02804 | 0.027799
| Destratification Fans_Com, O - Heat | Food Service |  | REPL | 0.05 | 0.093607 | 0.15556 | 0.22866 | 0.29973 | 0.35433 | 0.38702 | 0.44593 | 0.46096 | 0.46332
| Destratification Fans_Com, P - Heat | Food Service |  | NC | 0.05 | 0.08892 | 0.14357 | 0.2054 | 0.2613 | 0.3063 | 0.34035 | 0.36108 | 0.37163 | 0.37046
| Destratification Fans_Com, P - Heat | Food Service |  | RET | 0 | 0.0011695 | 0.0035774 | 0.007848 | 0.013823 | 0.019791 | 0.023945 | 0.02697 | 0.02804 | 0.027799
| Destratification Fans_Com, P - Heat | Food Service |  | REPL | 0.05 | 0.093607 | 0.15556 | 0.22866 | 0.29973 | 0.35433 | 0.38702 | 0.44593 | 0.46096 | 0.46332
| Forced Air Heating Maintenance_Com, G - Heat | Food Service |  | RET | 0.01 | 0.019143 | 0.025814 | 0.028544 | 0.029474 | 0.029718 | 0.029809 | 0.029922 | 0.030097 | 0.030246
| Forced Air Heating Maintenance_Com, O - Heat | Food Service |  | RET | 0.01 | 0.01894 | 0.02542 | 0.028018 | 0.02873 | 0.028705 | 0.02849 | 0.028265 | 0.02804 | 0.027799
| Forced Air Heating Maintenance_Com, P - Heat | Food Service |  | RET | 0.01 | 0.01894 | 0.02542 | 0.028018 | 0.02873 | 0.028705 | 0.02849 | 0.028265 | 0.02804 | 0.027799
| Infrared Heater_Com, G - Heat | Food Service |  | NC | 0.05 | 0.17265 | 0.37924 | 0.55522 | 0.62535 | 0.64099 | 0.64707 | 0.6461 | 0.64704 | 0.64489
| Infrared Heater_Com, G - Heat | Food Service |  | RET | 0.01 | 0.026469 | 0.041314 | 0.047185 | 0.048703 | 0.048783 | 0.048721 | 0.048694 | 0.050161 | 0.05041
| Infrared Heater_Com, G - Heat | Food Service |  | REPL | 0.05 | 0.17532 | 0.38069 | 0.54736 | 0.60794 | 0.60335 | 0.57567 | 0.5381 | 0.64489 | 0.75225
| Steam Trap Maintenance_Com, G - Heat | Food Service |  | RET | 0.025 | 0.041268 | 0.047932 | 0.04941 | 0.049508 | 0.04953 | 0.049681 | 0.04987 | 0.050161 | 0.05041
| Steam Trap Maintenance_Com, O - Heat | Food Service |  | RET | 0.025 | 0.040831 | 0.047201 | 0.0485 | 0.048258 | 0.047842 | 0.047483 | 0.047108 | 0.046733 | 0.046332
| Windows_Com, E - Cool [Building w Elec Heat] | Food Service | Cooling | NC | 0.25 | 0.39246 | 0.50425 | 0.55944 | 0.56098 | 0.57032 | 0.5743 | 0.55895 | 0.55712 | 0.55027
| Windows_Com, E - Heat [Building w Elec Heat] | Food Service | Space Heating | NC | 0.25 | 0.39246 | 0.50425 | 0.55944 | 0.56098 | 0.57032 | 0.5743 | 0.55895 | 0.55712 | 0.55027
| Windows_Com, E - Cool [Building w Gas Heat] | Food Service | Cooling | NC | 0.25 | 0.39246 | 0.50425 | 0.55944 | 0.56098 | 0.57032 | 0.5743 | 0.55895 | 0.55712 | 0.55027
| Windows_Com, G - Heat [Building w Gas Heat] | Food Service |  | NC | 0.25 | 0.39634 | 0.51196 | 0.56274 | 0.56931 | 0.56574 | 0.56632 | 0.56533 | 0.56616 | 0.56428
| Windows_Com, E - Cool [Building w Oil Heat] | Food Service | Cooling | NC | 0.25 | 0.39246 | 0.50425 | 0.55944 | 0.56098 | 0.57032 | 0.5743 | 0.55895 | 0.55712 | 0.55027
| Windows_Com, O - Heat [Building w Oil Heat] | Food Service |  | NC | 0.25 | 0.39214 | 0.50416 | 0.55237 | 0.55494 | 0.54646 | 0.54127 | 0.53403 | 0.52747 | 0.51864
| Windows_Com, E - Cool [Building w Propane Heat] | Food Service | Cooling | NC | 0.25 | 0.39246 | 0.50425 | 0.55944 | 0.56098 | 0.57032 | 0.5743 | 0.55895 | 0.55712 | 0.55027
| Windows_Com, P - Heat [Building w Propane Heat] | Food Service |  | NC | 0.25 | 0.39214 | 0.50416 | 0.55237 | 0.55494 | 0.54646 | 0.54127 | 0.53403 | 0.52747 | 0.51864
| Window Film_Com, E - Cool [Building w Elec Heat] | Food Service | Cooling | RET | 0.01 | 0.025818 | 0.042301 | 0.048281 | 0.049885 | 0.050294 | 0.049727 | 0.050895 | 0.051365 | 0.050259
| Window Film_Com, E - Heat [Building w Elec Heat] | Food Service | Space Heating | RET | 0.01 | 0.025818 | 0.042301 | 0.048281 | 0.049885 | 0.050294 | 0.049727 | 0.050895 | 0.051365 | 0.050259
| Window Film_Com, E - Cool [Building w Gas Heat] | Food Service | Cooling | RET | 0.01 | 0.025818 | 0.042301 | 0.048281 | 0.049885 | 0.050294 | 0.049727 | 0.050895 | 0.051365 | 0.050259
| Window Film_Com, G - Heat [Building w Gas Heat] | Food Service |  | RET | 0.01 | 0.026492 | 0.041445 | 0.047505 | 0.049237 | 0.04953 | 0.049681 | 0.04987 | 0.050161 | 0.05041
| Window Film_Com, E - Cool [Building w Oil Heat] | Food Service | Cooling | RET | 0.01 | 0.025818 | 0.042301 | 0.048281 | 0.049885 | 0.050294 | 0.049727 | 0.050895 | 0.051365 | 0.050259
| Window Film_Com, O - Heat [Building w Oil Heat] | Food Service |  | RET | 0.01 | 0.026211 | 0.040813 | 0.046629 | 0.047994 | 0.047842 | 0.047483 | 0.047108 | 0.046733 | 0.046332
| Window Film_Com, E - Cool [Building w Propane Heat] | Food Service | Cooling | RET | 0.01 | 0.025818 | 0.042301 | 0.048281 | 0.049885 | 0.050294 | 0.049727 | 0.050895 | 0.051365 | 0.050259
| Window Film_Com, P - Heat [Building w Propane Heat] | Food Service |  | RET | 0.01 | 0.026211 | 0.040813 | 0.046629 | 0.047994 | 0.047842 | 0.047483 | 0.047108 | 0.046733 | 0.046332
| Motors and Fans_Com, E - Vent | Food Service | Ventilation | NC | 0.4 | 0.58374 | 0.66971 | 0.68679 | 0.66141 | 0.65725 | 0.65635 | 0.6388 | 0.63671 | 0.62888
| Motors and Fans_Com, E - Vent | Food Service | Ventilation | RET | 0.03 | 0.040918 | 0.045877 | 0.044466 | 0.042158 | 0.040179 | 0.03776 | 0.036846 | 0.03546 | 0.033091
| Motors and Fans_Com, E - Vent | Food Service | Ventilation | REPL | 0.4 | 0.56111 | 0.66358 | 0.65597 | 0.62423 | 0.58611 | 0.53972 | 0.51348 | 0.47897 | 0.43023
| ECM Furnace Motors_Com, E - Vent | Food Service | Ventilation | RET | 0.025 | 0.039504 | 0.04852 | 0.050067 | 0.05016 | 0.050294 | 0.049727 | 0.050895 | 0.051365 | 0.050259
| VFD on HVAC System_Com, E - Vent | Food Service | Ventilation | RET | 0.025 | 0.039504 | 0.04852 | 0.050067 | 0.05016 | 0.050294 | 0.049727 | 0.050895 | 0.051365 | 0.050259
| Kitchen DCV_Com, E - Vent [Building w Elec Heat] | Food Service | Ventilation | NC | 0.1 | 0.21183 | 0.35485 | 0.47241 | 0.52165 | 0.55375 | 0.56819 | 0.55895 | 0.55712 | 0.55027
| Kitchen DCV_Com, E - Vent [Building w Elec Heat] | Food Service | Ventilation | RET | 0.005 | 0.014921 | 0.030643 | 0.040713 | 0.043802 | 0.043591 | 0.041507 | 0.041297 | 0.04054 | 0.038604
| Kitchen DCV_Com, E - Vent [Building w Elec Heat] | Food Service | Ventilation | REPL | 0.1 | 0.21524 | 0.37992 | 0.49384 | 0.54329 | 0.54875 | 0.52304 | 0.51654 | 0.49655 | 0.46162
| Kitchen DCV_Com, E - Heat [Building w Elec Heat] | Food Service | Space Heating | NC | 0.1 | 0.21183 | 0.35485 | 0.47241 | 0.52165 | 0.55375 | 0.56819 | 0.55895 | 0.55712 | 0.55027
| Kitchen DCV_Com, E - Heat [Building w Elec Heat] | Food Service | Space Heating | RET | 0.005 | 0.014921 | 0.030643 | 0.040713 | 0.043802 | 0.043591 | 0.041507 | 0.041297 | 0.04054 | 0.038604
| Kitchen DCV_Com, E - Heat [Building w Elec Heat] | Food Service | Space Heating | REPL | 0.1 | 0.21524 | 0.37992 | 0.49384 | 0.54329 | 0.54875 | 0.52304 | 0.51654 | 0.49655 | 0.46162
| Kitchen DCV_Com, E - Vent [Building w Gas Heat] | Food Service | Ventilation | NC | 0.1 | 0.21183 | 0.35485 | 0.47241 | 0.52165 | 0.55375 | 0.56819 | 0.55895 | 0.55712 | 0.55027
| Kitchen DCV_Com, E - Vent [Building w Gas Heat] | Food Service | Ventilation | RET | 0.005 | 0.014921 | 0.030643 | 0.040713 | 0.043802 | 0.043591 | 0.041507 | 0.041297 | 0.04054 | 0.038604
| Kitchen DCV_Com, E - Vent [Building w Gas Heat] | Food Service | Ventilation | REPL | 0.1 | 0.21524 | 0.37992 | 0.49384 | 0.54329 | 0.54875 | 0.52304 | 0.51654 | 0.49655 | 0.46162
| Kitchen DCV_Com, G - Heat [Building w Gas Heat] | Food Service |  | NC | 0.1 | 0.21392 | 0.36027 | 0.4752 | 0.5294 | 0.5493 | 0.56029 | 0.56533 | 0.56616 | 0.56428
| Kitchen DCV_Com, G - Heat [Building w Gas Heat] | Food Service |  | RET | 0.005 | 0.015311 | 0.030022 | 0.040058 | 0.043232 | 0.042929 | 0.041468 | 0.040466 | 0.03959 | 0.03872
| Kitchen DCV_Com, G - Heat [Building w Gas Heat] | Food Service |  | REPL | 0.1 | 0.22086 | 0.37223 | 0.48589 | 0.53622 | 0.54041 | 0.52256 | 0.50614 | 0.48491 | 0.46301
| Kitchen DCV_Com, E - Vent [Building w Oil Heat] | Food Service | Ventilation | NC | 0.1 | 0.21183 | 0.35485 | 0.47241 | 0.52165 | 0.55375 | 0.56819 | 0.55895 | 0.55712 | 0.55027
| Kitchen DCV_Com, E - Vent [Building w Oil Heat] | Food Service | Ventilation | RET | 0.005 | 0.014921 | 0.030643 | 0.040713 | 0.043802 | 0.043591 | 0.041507 | 0.041297 | 0.04054 | 0.038604
| Kitchen DCV_Com, E - Vent [Building w Oil Heat] | Food Service | Ventilation | REPL | 0.1 | 0.21524 | 0.37992 | 0.49384 | 0.54329 | 0.54875 | 0.52304 | 0.51654 | 0.49655 | 0.46162
| Kitchen DCV_Com, O - Heat [Building w Oil Heat] | Food Service |  | NC | 0.1 | 0.21165 | 0.35478 | 0.46645 | 0.51604 | 0.53058 | 0.5355 | 0.53403 | 0.52747 | 0.51864
| Kitchen DCV_Com, O - Heat [Building w Oil Heat] | Food Service |  | RET | 0.005 | 0.015149 | 0.029565 | 0.03932 | 0.042141 | 0.041466 | 0.039634 | 0.038225 | 0.036884 | 0.035588
| Kitchen DCV_Com, O - Heat [Building w Oil Heat] | Food Service |  | REPL | 0.1 | 0.21852 | 0.36655 | 0.47694 | 0.52269 | 0.522 | 0.49944 | 0.47811 | 0.45177 | 0.42555
| Kitchen DCV_Com, E - Vent [Building w Propane Heat] | Food Service | Ventilation | NC | 0.1 | 0.21183 | 0.35485 | 0.47241 | 0.52165 | 0.55375 | 0.56819 | 0.55895 | 0.55712 | 0.55027
| Kitchen DCV_Com, E - Vent [Building w Propane Heat] | Food Service | Ventilation | RET | 0.005 | 0.014921 | 0.030643 | 0.040713 | 0.043802 | 0.043591 | 0.041507 | 0.041297 | 0.04054 | 0.038604
| Kitchen DCV_Com, E - Vent [Building w Propane Heat] | Food Service | Ventilation | REPL | 0.1 | 0.21524 | 0.37992 | 0.49384 | 0.54329 | 0.54875 | 0.52304 | 0.51654 | 0.49655 | 0.46162
| Kitchen DCV_Com, P - Heat [Building w Propane Heat] | Food Service |  | NC | 0.1 | 0.21165 | 0.35478 | 0.46645 | 0.51604 | 0.53058 | 0.5355 | 0.53403 | 0.52747 | 0.51864
| Kitchen DCV_Com, P - Heat [Building w Propane Heat] | Food Service |  | RET | 0.005 | 0.015149 | 0.029565 | 0.03932 | 0.042141 | 0.041466 | 0.039634 | 0.038225 | 0.036884 | 0.035588
| Kitchen DCV_Com, P - Heat [Building w Propane Heat] | Food Service |  | REPL | 0.1 | 0.21852 | 0.36655 | 0.47694 | 0.52269 | 0.522 | 0.49944 | 0.47811 | 0.45177 | 0.42555
| Duct Sealing Regulated_Com, E - Vent [Building w Elec Heat] | Food Service | Ventilation | RET | 0.01 | 0.023268 | 0.038858 | 0.046378 | 0.049129 | 0.050225 | 0.049727 | 0.050895 | 0.051365 | 0.050259
| Duct Sealing Regulated_Com, E - Heat [Building w Elec Heat] | Food Service | Space Heating | RET | 0.01 | 0.023268 | 0.038858 | 0.046378 | 0.049129 | 0.050225 | 0.049727 | 0.050895 | 0.051365 | 0.050259
| Duct Sealing Regulated_Com, E - Cool [Building w Elec Heat] | Food Service | Cooling | RET | 0.01 | 0.023268 | 0.038858 | 0.046378 | 0.049129 | 0.050225 | 0.049727 | 0.050895 | 0.051365 | 0.050259
| Duct Sealing Regulated_Com, E - Vent [Building w Gas Heat] | Food Service | Ventilation | RET | 0.01 | 0.023268 | 0.038858 | 0.046378 | 0.049129 | 0.050225 | 0.049727 | 0.050895 | 0.051365 | 0.050259
| Duct Sealing Regulated_Com, G - Heat [Building w Gas Heat] | Food Service |  | RET | 0.01 | 0.023876 | 0.038071 | 0.045632 | 0.04849 | 0.049462 | 0.049681 | 0.04987 | 0.050161 | 0.05041
| Duct Sealing Regulated_Com, E - Cool [Building w Gas Heat] | Food Service | Cooling | RET | 0.01 | 0.023268 | 0.038858 | 0.046378 | 0.049129 | 0.050225 | 0.049727 | 0.050895 | 0.051365 | 0.050259
| Duct Sealing Non Regulated_Com, E - Vent [Building w Oil Heat] | Food Service | Ventilation | RET | 0.01 | 0.023268 | 0.038858 | 0.046378 | 0.049129 | 0.050225 | 0.049727 | 0.050895 | 0.051365 | 0.050259
| Duct Sealing Non Regulated_Com, O - Heat [Building w Oil Heat] | Food Service |  | RET | 0.01 | 0.023623 | 0.037491 | 0.044791 | 0.047267 | 0.047776 | 0.047483 | 0.047108 | 0.046733 | 0.046332
| Duct Sealing Non Regulated_Com, E - Cool [Building w Oil Heat] | Food Service | Cooling | RET | 0.01 | 0.023268 | 0.038858 | 0.046378 | 0.049129 | 0.050225 | 0.049727 | 0.050895 | 0.051365 | 0.050259
| Duct Sealing Non Regulated_Com, E - Vent [Building w Propane Heat] | Food Service | Ventilation | RET | 0.01 | 0.023268 | 0.038858 | 0.046378 | 0.049129 | 0.050225 | 0.049727 | 0.050895 | 0.051365 | 0.050259
| Duct Sealing Non Regulated_Com, P - Heat [Building w Propane Heat] | Food Service |  | RET | 0.01 | 0.023623 | 0.037491 | 0.044791 | 0.047267 | 0.047776 | 0.047483 | 0.047108 | 0.046733 | 0.046332
| Duct Sealing Non Regulated_Com, E - Cool [Building w Propane Heat] | Food Service | Cooling | RET | 0.01 | 0.023268 | 0.038858 | 0.046378 | 0.049129 | 0.050225 | 0.049727 | 0.050895 | 0.051365 | 0.050259
| Power Strip_Com, E - Plug [Tier 1] | Food Service | Plug Loads | NC | 0.25 | 0.18767 | 0.13556 | 0.13118 | 0.1241 | 0.12323 | 0.12306 | 0.11977 | 0.12059 | 0.12031
| Power Strip_Com, E - Plug [Tier 1] | Food Service | Plug Loads | RET | 0.01 | 0.0086755 | 0.0080083 | 0.0068769 | 0.0059177 | 0.0049939 | 0.0039782 | 0.0030537 | 0.0020546 | 0.0010052
| Power Strip_Com, E - Plug [Tier 1] | Food Service | Plug Loads | REPL | 0.25 | 0.19096 | 0.14881 | 0.14612 | 0.14679 | 0.14876 | 0.1488 | 0.15268 | 0.1541 | 0.15078
| Power Strip_Com, E - Plug [Tier 2] | Food Service | Plug Loads | NC | 0 | 0.046917 | 0.13556 | 0.21864 | 0.28957 | 0.3697 | 0.36919 | 0.35932 | 0.36177 | 0.36092
| Power Strip_Com, E - Plug [Tier 2] | Food Service | Plug Loads | RET | 0 | 0.00097332 | 0.0020373 | 0.0030165 | 0.0040128 | 0.0050294 | 0.0059673 | 0.0071252 | 0.0082184 | 0.0090466
| Power Strip_Com, E - Plug [Tier 2] | Food Service | Plug Loads | REPL | 0 | 0.048617 | 0.15248 | 0.25059 | 0.35112 | 0.45265 | 0.44755 | 0.45805 | 0.46229 | 0.45233
| Computer Power Management_Com, E - Plug | Food Service | Plug Loads | RET | 0.005 | 0.017311 | 0.035982 | 0.04605 | 0.049286 | 0.050294 | 0.049727 | 0.050895 | 0.051365 | 0.050259
| Vending Machine Controls_Com, E - Plug [Non-Refrigerated] | Food Service | Plug Loads | RET | 0.005 | 0.017311 | 0.035982 | 0.04605 | 0.049286 | 0.050294 | 0.049727 | 0.050895 | 0.051365 | 0.050259
| Vending Machine Controls_Com, E - Plug [Refrigerated] | Food Service | Plug Loads | RET | 0.005 | 0.017311 | 0.035982 | 0.04605 | 0.049286 | 0.050294 | 0.049727 | 0.050895 | 0.051365 | 0.050259
| Ovens_Com, E - Cook | Food Service | Cooking | NC | 0.4 | 0.67039 | 0.77229 | 0.78198 | 0.74462 | 0.73941 | 0.73839 | 0.71865 | 0.7163 | 0.70748
| Ovens_Com, E - Cook | Food Service | Cooking | REPL | 0.4 | 0.69538 | 0.87133 | 0.90165 | 0.90288 | 0.90529 | 0.89509 | 0.9161 | 0.92457 | 0.90466
| Ovens_Com, G - Cook | Food Service |  | NC | 0.4 | 0.67701 | 0.78411 | 0.7866 | 0.75567 | 0.73347 | 0.72813 | 0.72686 | 0.72792 | 0.7255
| Ovens_Com, G - Cook | Food Service |  | REPL | 0.4 | 0.71354 | 0.85369 | 0.88714 | 0.89114 | 0.89153 | 0.89426 | 0.89765 | 0.9029 | 0.90738
| Ovens_Com, P - Cook | Food Service |  | NC | 0.4 | 0.66984 | 0.77216 | 0.7721 | 0.7366 | 0.70848 | 0.69592 | 0.68661 | 0.67817 | 0.66682
| Ovens_Com, P - Cook | Food Service |  | REPL | 0.4 | 0.70598 | 0.84068 | 0.8708 | 0.86865 | 0.86116 | 0.8547 | 0.84794 | 0.8412 | 0.83398
| Fryers_Com, E - Cook | Food Service | Cooking | NC | 0.4 | 0.67039 | 0.77229 | 0.78198 | 0.74462 | 0.73941 | 0.73839 | 0.71865 | 0.7163 | 0.70748
| Fryers_Com, E - Cook | Food Service | Cooking | REPL | 0.4 | 0.69538 | 0.87133 | 0.90165 | 0.90288 | 0.90529 | 0.89509 | 0.9161 | 0.92457 | 0.90466
| Fryers_Com, G - Cook | Food Service |  | NC | 0.4 | 0.67701 | 0.78411 | 0.7866 | 0.75567 | 0.73347 | 0.72813 | 0.72686 | 0.72792 | 0.7255
| Fryers_Com, G - Cook | Food Service |  | REPL | 0.4 | 0.71354 | 0.85369 | 0.88714 | 0.89114 | 0.89153 | 0.89426 | 0.89765 | 0.9029 | 0.90738
| Fryers_Com, P - Cook | Food Service |  | NC | 0.4 | 0.66984 | 0.77216 | 0.7721 | 0.7366 | 0.70848 | 0.69592 | 0.68661 | 0.67817 | 0.66682
| Fryers_Com, P - Cook | Food Service |  | REPL | 0.4 | 0.70598 | 0.84068 | 0.8708 | 0.86865 | 0.86116 | 0.8547 | 0.84794 | 0.8412 | 0.83398
| Griddles_Com, E - Cook | Food Service | Cooking | NC | 0.4 | 0.67039 | 0.77229 | 0.78198 | 0.74462 | 0.73941 | 0.73839 | 0.71865 | 0.7163 | 0.70748
| Griddles_Com, E - Cook | Food Service | Cooking | REPL | 0.4 | 0.69538 | 0.87133 | 0.90165 | 0.90288 | 0.90529 | 0.89509 | 0.9161 | 0.92457 | 0.90466
| Griddles_Com, G - Cook | Food Service |  | NC | 0.4 | 0.67701 | 0.78411 | 0.7866 | 0.75567 | 0.73347 | 0.72813 | 0.72686 | 0.72792 | 0.7255
| Griddles_Com, G - Cook | Food Service |  | REPL | 0.4 | 0.71354 | 0.85369 | 0.88714 | 0.89114 | 0.89153 | 0.89426 | 0.89765 | 0.9029 | 0.90738
| Griddles_Com, P - Cook | Food Service |  | NC | 0.4 | 0.66984 | 0.77216 | 0.7721 | 0.7366 | 0.70848 | 0.69592 | 0.68661 | 0.67817 | 0.66682
| Griddles_Com, P - Cook | Food Service |  | REPL | 0.4 | 0.70598 | 0.84068 | 0.8708 | 0.86865 | 0.86116 | 0.8547 | 0.84794 | 0.8412 | 0.83398
| Hot Food Holding Cabinet_Com, E - Cook | Food Service | Cooking | NC | 0.4 | 0.67039 | 0.77229 | 0.78198 | 0.74462 | 0.73941 | 0.73839 | 0.71865 | 0.7163 | 0.70748
| Hot Food Holding Cabinet_Com, E - Cook | Food Service | Cooking | REPL | 0.4 | 0.69538 | 0.87133 | 0.90165 | 0.90288 | 0.90529 | 0.89509 | 0.9161 | 0.92457 | 0.90466
| Steamers_Com, E - Cook | Food Service | Cooking | NC | 0.4 | 0.67039 | 0.77229 | 0.78198 | 0.74462 | 0.73941 | 0.73839 | 0.71865 | 0.7163 | 0.70748
| Steamers_Com, E - Cook | Food Service | Cooking | REPL | 0.4 | 0.69538 | 0.87133 | 0.90165 | 0.90288 | 0.90529 | 0.89509 | 0.9161 | 0.92457 | 0.90466
| Steamers_Com, G - Cook | Food Service |  | NC | 0.4 | 0.67701 | 0.78411 | 0.7866 | 0.75567 | 0.73347 | 0.72813 | 0.72686 | 0.72792 | 0.7255
| Steamers_Com, G - Cook | Food Service |  | REPL | 0.4 | 0.71354 | 0.85369 | 0.88714 | 0.89114 | 0.89153 | 0.89426 | 0.89765 | 0.9029 | 0.90738
| ES Refrigerator and Freezer_Com, E - Refr | Food Service | Refrigeration | NC | 0.2 | 0.40942 | 0.58382 | 0.6566 | 0.65237 | 0.65725 | 0.65635 | 0.6388 | 0.63671 | 0.62888
| ES Refrigerator and Freezer_Com, E - Refr | Food Service | Refrigeration | REPL | 0.2 | 0.42469 | 0.65869 | 0.75709 | 0.79102 | 0.80471 | 0.79564 | 0.81431 | 0.82184 | 0.80414
| Anti Sweat Heat Control_Com, E - Refr | Food Service | Refrigeration | NC | 0.2 | 0.34106 | 0.46865 | 0.54131 | 0.55337 | 0.56722 | 0.57362 | 0.55895 | 0.55712 | 0.55027
| Anti Sweat Heat Control_Com, E - Refr | Food Service | Refrigeration | RET | 0.01 | 0.025818 | 0.042301 | 0.048281 | 0.049885 | 0.050294 | 0.049727 | 0.050895 | 0.051365 | 0.050259
| Case Night Covers_Com, E - Refr | Food Service | Refrigeration | RET | 0.005 | 0.021367 | 0.040297 | 0.04782 | 0.04982 | 0.050294 | 0.049727 | 0.050895 | 0.051365 | 0.050259
| Loading Dock Pit Seals_Com, E - Refr | Food Service | Refrigeration | NC | 0.05 | 0.12904 | 0.25541 | 0.39367 | 0.47885 | 0.53402 | 0.55994 | 0.55575 | 0.55712 | 0.55027
| Loading Dock Pit Seals_Com, E - Refr | Food Service | Refrigeration | RET | 0.01 | 0.025818 | 0.042301 | 0.048281 | 0.049885 | 0.050294 | 0.049727 | 0.050895 | 0.051365 | 0.050259
| ECM Comp Cond Fan Motor_Com, E - Refr | Food Service | Refrigeration | NC | 0.15 | 0.28154 | 0.42121 | 0.51481 | 0.54172 | 0.56238 | 0.57169 | 0.55895 | 0.55712 | 0.55027
| ECM Comp Cond Fan Motor_Com, E - Refr | Food Service | Refrigeration | RET | 0.01 | 0.025728 | 0.041766 | 0.046983 | 0.047736 | 0.047295 | 0.04595 | 0.050895 | 0.051365 | 0.050259
| ECM Comp Cond Fan Motor_Com, E - Refr | Food Service | Refrigeration | REPL | 0.15 | 0.28138 | 0.43815 | 0.51886 | 0.5415 | 0.5332 | 0.502 | 0.58383 | 0.65754 | 0.70362
| Evap Fan Motor Replacement_Com, E - Refr | Food Service | Refrigeration | NC | 0.15 | 0.28154 | 0.42121 | 0.51481 | 0.54172 | 0.56238 | 0.57169 | 0.55895 | 0.55712 | 0.55027
| Evap Fan Motor Replacement_Com, E - Refr | Food Service | Refrigeration | RET | 0.01 | 0.025569 | 0.04082 | 0.044724 | 0.044073 | 0.042301 | 0.039805 | 0.039161 | 0.038008 | 0.035777
| Evap Fan Motor Replacement_Com, E - Refr | Food Service | Refrigeration | REPL | 0.15 | 0.28138 | 0.43815 | 0.51886 | 0.5415 | 0.5332 | 0.502 | 0.48596 | 0.45999 | 0.42028
| Evap Fan Speed Controls_Com, E - Refr | Food Service | Refrigeration | NC | 0.15 | 0.28154 | 0.42121 | 0.51481 | 0.54172 | 0.56238 | 0.57169 | 0.55895 | 0.55712 | 0.55027
| Evap Fan Speed Controls_Com, E - Refr | Food Service | Refrigeration | RET | 0.01 | 0.025818 | 0.042301 | 0.048281 | 0.049885 | 0.050294 | 0.049727 | 0.050895 | 0.051365 | 0.050259
| LowHeat NoHeat Doors_Com, E - Refr | Food Service | Refrigeration | NC | 0.15 | 0.28154 | 0.42121 | 0.51481 | 0.54172 | 0.56238 | 0.57169 | 0.55895 | 0.55712 | 0.55027
| LowHeat NoHeat Doors_Com, E - Refr | Food Service | Refrigeration | RET | 0.01 | 0.025818 | 0.042301 | 0.048281 | 0.049885 | 0.050294 | 0.049727 | 0.050895 | 0.051365 | 0.050259
| Refrigerated Vending Machine_Com, E - Refr | Food Service | Refrigeration | NC | 0.15 | 0.28154 | 0.42121 | 0.51481 | 0.54172 | 0.56238 | 0.57169 | 0.55895 | 0.55712 | 0.55027
| Refrigerated Vending Machine_Com, E - Refr | Food Service | Refrigeration | REPL | 0.15 | 0.29204 | 0.47522 | 0.59359 | 0.65686 | 0.68855 | 0.69301 | 0.71252 | 0.71911 | 0.70362
| Walk In Refrigeration_Com, E - Refr | Food Service | Refrigeration | NC | 0.15 | 0.28154 | 0.42121 | 0.51481 | 0.54172 | 0.56238 | 0.57169 | 0.55895 | 0.55712 | 0.55027
| Refrigeration Tune Up_Com, E - Refr | Food Service | Refrigeration | RET | 0.01 | 0.025818 | 0.042301 | 0.048281 | 0.049885 | 0.050294 | 0.049727 | 0.050895 | 0.051365 | 0.050259
| ES Ice Machine_Com, E - Refr | Food Service | Refrigeration | NC | 0.35 | 0.47676 | 0.55412 | 0.58264 | 0.57031 | 0.57406 | 0.5743 | 0.55895 | 0.55712 | 0.55027
| ES Ice Machine_Com, E - Refr | Food Service | Refrigeration | REPL | 0.35 | 0.49454 | 0.62517 | 0.67181 | 0.69153 | 0.70285 | 0.69618 | 0.71252 | 0.71911 | 0.70362
| Walk In Cooler Retroft_Com, E - Refr | Food Service | Refrigeration | RET | 0.01 | 0.025818 | 0.042301 | 0.048281 | 0.049885 | 0.050294 | 0.049727 | 0.050895 | 0.051365 | 0.050259
| HE Built Up Refrig_Com, E - Refr | Food Service | Refrigeration | NC | 0.05 | 0.12904 | 0.25541 | 0.39367 | 0.47885 | 0.53402 | 0.55994 | 0.55575 | 0.55712 | 0.55027
| HE Built Up Refrig_Com, E - Refr | Food Service | Refrigeration | RET | 0.01 | 0.023268 | 0.038858 | 0.046378 | 0.049129 | 0.050225 | 0.049727 | 0.050895 | 0.051365 | 0.050259
| Door Gasket Replacement_Com, E - Refr | Food Service | Refrigeration | RET | 0.01 | 0.028327 | 0.044251 | 0.048997 | 0.050108 | 0.050294 | 0.049727 | 0.050895 | 0.051365 | 0.050259
| EnergyStar Dehumidifier_Com, E - Appl | Food Service | Appliances | NC | 0.4 | 0.67039 | 0.77229 | 0.78198 | 0.74462 | 0.73941 | 0.73839 | 0.71865 | 0.7163 | 0.70748
| EnergyStar Dehumidifier_Com, E - Appl | Food Service | Appliances | REPL | 0.4 | 0.69538 | 0.87133 | 0.90165 | 0.90288 | 0.90529 | 0.89509 | 0.9161 | 0.92457 | 0.90466
| Clothes Washer Elec WH_Com, E - Appl [unit w/ elec dry - Washer] | Food Service | Appliances | NC | 0.4 | 0.67039 | 0.77229 | 0.78198 | 0.74462 | 0.73941 | 0.73839 | 0.72591 | 0.73085 | 0.72914
| Clothes Washer Elec WH_Com, E - Appl [unit w/ elec dry - Washer] | Food Service | Appliances | REPL | 0.4 | 0.69538 | 0.87133 | 0.90165 | 0.90288 | 0.90529 | 0.89509 | 0.9161 | 0.92457 | 0.90466
| Clothes Washer Elec WH_Com, E - Appl [unit w/ elec dry - Dryer] | Food Service | Appliances | NC | 0.4 | 0.67039 | 0.77229 | 0.78198 | 0.74462 | 0.73941 | 0.73839 | 0.72591 | 0.73085 | 0.72914
| Clothes Washer Elec WH_Com, E - Appl [unit w/ elec dry - Dryer] | Food Service | Appliances | REPL | 0.4 | 0.69538 | 0.87133 | 0.90165 | 0.90288 | 0.90529 | 0.89509 | 0.9161 | 0.92457 | 0.90466
| Clothes Washer Elec WH_Com, E - HWat [unit w/ elec dry - Water Heater] | Food Service | Water Heating | NC | 0.4 | 0.67039 | 0.77229 | 0.78198 | 0.74462 | 0.73941 | 0.73839 | 0.72591 | 0.73085 | 0.72914
| Clothes Washer Elec WH_Com, E - HWat [unit w/ elec dry - Water Heater] | Food Service | Water Heating | REPL | 0.4 | 0.69538 | 0.87133 | 0.90165 | 0.90288 | 0.90529 | 0.89509 | 0.9161 | 0.92457 | 0.90466
| Clothes Washer Elec WH_Com, E - Appl [unit w/ gas dry - Washer] | Food Service | Appliances | NC | 0.4 | 0.67039 | 0.77229 | 0.78198 | 0.74462 | 0.73941 | 0.73839 | 0.72591 | 0.73085 | 0.72914
| Clothes Washer Elec WH_Com, E - Appl [unit w/ gas dry - Washer] | Food Service | Appliances | REPL | 0.4 | 0.69538 | 0.87133 | 0.90165 | 0.90288 | 0.90529 | 0.89509 | 0.9161 | 0.92457 | 0.90466
| Clothes Washer Elec WH_Com, G - Oth [unit w/ gas dry - Dryer] | Food Service |  | NC | 0.4 | 0.67701 | 0.78411 | 0.7866 | 0.75567 | 0.73347 | 0.72813 | 0.7342 | 0.7427 | 0.74771
| Clothes Washer Elec WH_Com, G - Oth [unit w/ gas dry - Dryer] | Food Service |  | REPL | 0.4 | 0.71354 | 0.85369 | 0.88714 | 0.89114 | 0.89153 | 0.89426 | 0.89765 | 0.9029 | 0.90738
| Clothes Washer Elec WH_Com, E - HWat [unit w/ gas dry - Water Heater] | Food Service | Water Heating | NC | 0.4 | 0.67039 | 0.77229 | 0.78198 | 0.74462 | 0.73941 | 0.73839 | 0.72591 | 0.73085 | 0.72914
| Clothes Washer Elec WH_Com, E - HWat [unit w/ gas dry - Water Heater] | Food Service | Water Heating | REPL | 0.4 | 0.69538 | 0.87133 | 0.90165 | 0.90288 | 0.90529 | 0.89509 | 0.9161 | 0.92457 | 0.90466
| Clothes Washer Elec WH_Com, E - Appl [unit w/ propane dry - Washer] | Food Service | Appliances | NC | 0.4 | 0.67039 | 0.77229 | 0.78198 | 0.74462 | 0.73941 | 0.73839 | 0.72591 | 0.73085 | 0.72914
| Clothes Washer Elec WH_Com, E - Appl [unit w/ propane dry - Washer] | Food Service | Appliances | REPL | 0.4 | 0.69538 | 0.87133 | 0.90165 | 0.90288 | 0.90529 | 0.89509 | 0.9161 | 0.92457 | 0.90466
| Clothes Washer Elec WH_Com, P - Oth [unit w/ propane dry - Dryer] | Food Service |  | NC | 0.4 | 0.66984 | 0.77216 | 0.7721 | 0.7366 | 0.70848 | 0.69592 | 0.69354 | 0.69194 | 0.68723
| Clothes Washer Elec WH_Com, P - Oth [unit w/ propane dry - Dryer] | Food Service |  | REPL | 0.4 | 0.70598 | 0.84068 | 0.8708 | 0.86865 | 0.86116 | 0.8547 | 0.84794 | 0.8412 | 0.83398
| Clothes Washer Elec WH_Com, E - HWat [unit w/ propane dry - Water Heater] | Food Service | Water Heating | NC | 0.4 | 0.67039 | 0.77229 | 0.78198 | 0.74462 | 0.73941 | 0.73839 | 0.72591 | 0.73085 | 0.72914
| Clothes Washer Elec WH_Com, E - HWat [unit w/ propane dry - Water Heater] | Food Service | Water Heating | REPL | 0.4 | 0.69538 | 0.87133 | 0.90165 | 0.90288 | 0.90529 | 0.89509 | 0.9161 | 0.92457 | 0.90466
| Clothes Washer Gas WH_Com, E - Appl [unit w/ elec dry - Washer] | Food Service | Appliances | NC | 0.4 | 0.67039 | 0.77229 | 0.78198 | 0.74462 | 0.73941 | 0.73839 | 0.72591 | 0.73085 | 0.72914
| Clothes Washer Gas WH_Com, E - Appl [unit w/ elec dry - Washer] | Food Service | Appliances | REPL | 0.4 | 0.69538 | 0.87133 | 0.90165 | 0.90288 | 0.90529 | 0.89509 | 0.9161 | 0.92457 | 0.90466
| Clothes Washer Gas WH_Com, E - Appl [unit w/ elec dry - Dryer] | Food Service | Appliances | NC | 0.4 | 0.67039 | 0.77229 | 0.78198 | 0.74462 | 0.73941 | 0.73839 | 0.72591 | 0.73085 | 0.72914
| Clothes Washer Gas WH_Com, E - Appl [unit w/ elec dry - Dryer] | Food Service | Appliances | REPL | 0.4 | 0.69538 | 0.87133 | 0.90165 | 0.90288 | 0.90529 | 0.89509 | 0.9161 | 0.92457 | 0.90466
| Clothes Washer Gas WH_Com, G - HWat [unit w/ elec dry - Water Heater] | Food Service |  | NC | 0.4 | 0.67701 | 0.78411 | 0.7866 | 0.75567 | 0.73347 | 0.72813 | 0.7342 | 0.7427 | 0.74771
| Clothes Washer Gas WH_Com, G - HWat [unit w/ elec dry - Water Heater] | Food Service |  | REPL | 0.4 | 0.71354 | 0.85369 | 0.88714 | 0.89114 | 0.89153 | 0.89426 | 0.89765 | 0.9029 | 0.90738
| Clothes Washer Gas WH_Com, E - Appl [unit w/ gas dry - Washer] | Food Service | Appliances | NC | 0.4 | 0.67039 | 0.77229 | 0.78198 | 0.74462 | 0.73941 | 0.73839 | 0.72591 | 0.73085 | 0.72914
| Clothes Washer Gas WH_Com, E - Appl [unit w/ gas dry - Washer] | Food Service | Appliances | REPL | 0.4 | 0.69538 | 0.87133 | 0.90165 | 0.90288 | 0.90529 | 0.89509 | 0.9161 | 0.92457 | 0.90466
| Clothes Washer Gas WH_Com, G - Oth [unit w/ gas dry - Dryer] | Food Service |  | NC | 0.4 | 0.67701 | 0.78411 | 0.7866 | 0.75567 | 0.73347 | 0.72813 | 0.7342 | 0.7427 | 0.74771
| Clothes Washer Gas WH_Com, G - Oth [unit w/ gas dry - Dryer] | Food Service |  | REPL | 0.4 | 0.71354 | 0.85369 | 0.88714 | 0.89114 | 0.89153 | 0.89426 | 0.89765 | 0.9029 | 0.90738
| Clothes Washer Gas WH_Com, G - HWat [unit w/ gas dry - Water Heater] | Food Service |  | NC | 0.4 | 0.67701 | 0.78411 | 0.7866 | 0.75567 | 0.73347 | 0.72813 | 0.7342 | 0.7427 | 0.74771
| Clothes Washer Gas WH_Com, G - HWat [unit w/ gas dry - Water Heater] | Food Service |  | REPL | 0.4 | 0.71354 | 0.85369 | 0.88714 | 0.89114 | 0.89153 | 0.89426 | 0.89765 | 0.9029 | 0.90738
| Clothes Washer Gas WH_Com, E - Appl [unit w/ propane dry - Washer] | Food Service | Appliances | NC | 0.4 | 0.67039 | 0.77229 | 0.78198 | 0.74462 | 0.73941 | 0.73839 | 0.72591 | 0.73085 | 0.72914
| Clothes Washer Gas WH_Com, E - Appl [unit w/ propane dry - Washer] | Food Service | Appliances | REPL | 0.4 | 0.69538 | 0.87133 | 0.90165 | 0.90288 | 0.90529 | 0.89509 | 0.9161 | 0.92457 | 0.90466
| Clothes Washer Gas WH_Com, P - Oth [unit w/ propane dry - Dryer] | Food Service |  | NC | 0.4 | 0.66984 | 0.77216 | 0.7721 | 0.7366 | 0.70848 | 0.69592 | 0.69354 | 0.69194 | 0.68723
| Clothes Washer Gas WH_Com, P - Oth [unit w/ propane dry - Dryer] | Food Service |  | REPL | 0.4 | 0.70598 | 0.84068 | 0.8708 | 0.86865 | 0.86116 | 0.8547 | 0.84794 | 0.8412 | 0.83398
| Clothes Washer Gas WH_Com, G - HWat [unit w/ propane dry - Water Heater] | Food Service |  | NC | 0.4 | 0.67701 | 0.78411 | 0.7866 | 0.75567 | 0.73347 | 0.72813 | 0.7342 | 0.7427 | 0.74771
| Clothes Washer Gas WH_Com, G - HWat [unit w/ propane dry - Water Heater] | Food Service |  | REPL | 0.4 | 0.71354 | 0.85369 | 0.88714 | 0.89114 | 0.89153 | 0.89426 | 0.89765 | 0.9029 | 0.90738
| Clothes Washer Oil WH_Com, E - Appl [unit w/ elec dry - Washer] | Food Service | Appliances | NC | 0.4 | 0.67039 | 0.77229 | 0.78198 | 0.74462 | 0.73941 | 0.73839 | 0.72591 | 0.73085 | 0.72914
| Clothes Washer Oil WH_Com, E - Appl [unit w/ elec dry - Washer] | Food Service | Appliances | REPL | 0.4 | 0.69538 | 0.87133 | 0.90165 | 0.90288 | 0.90529 | 0.89509 | 0.9161 | 0.92457 | 0.90466
| Clothes Washer Oil WH_Com, E - Appl [unit w/ elec dry - Dryer] | Food Service | Appliances | NC | 0.4 | 0.67039 | 0.77229 | 0.78198 | 0.74462 | 0.73941 | 0.73839 | 0.72591 | 0.73085 | 0.72914
| Clothes Washer Oil WH_Com, E - Appl [unit w/ elec dry - Dryer] | Food Service | Appliances | REPL | 0.4 | 0.69538 | 0.87133 | 0.90165 | 0.90288 | 0.90529 | 0.89509 | 0.9161 | 0.92457 | 0.90466
| Clothes Washer Oil WH_Com, O - HWat [unit w/ elec dry - Water Heater] | Food Service |  | NC | 0.4 | 0.66984 | 0.77216 | 0.7721 | 0.7366 | 0.70848 | 0.69592 | 0.69354 | 0.69194 | 0.68723
| Clothes Washer Oil WH_Com, O - HWat [unit w/ elec dry - Water Heater] | Food Service |  | REPL | 0.4 | 0.70598 | 0.84068 | 0.8708 | 0.86865 | 0.86116 | 0.8547 | 0.84794 | 0.8412 | 0.83398
| Clothes Washer Oil WH_Com, E - Appl [unit w/ gas dry - Washer] | Food Service | Appliances | NC | 0.4 | 0.67039 | 0.77229 | 0.78198 | 0.74462 | 0.73941 | 0.73839 | 0.72591 | 0.73085 | 0.72914
| Clothes Washer Oil WH_Com, E - Appl [unit w/ gas dry - Washer] | Food Service | Appliances | REPL | 0.4 | 0.69538 | 0.87133 | 0.90165 | 0.90288 | 0.90529 | 0.89509 | 0.9161 | 0.92457 | 0.90466
| Clothes Washer Oil WH_Com, G - Oth [unit w/ gas dry - Dryer] | Food Service |  | NC | 0.4 | 0.67701 | 0.78411 | 0.7866 | 0.75567 | 0.73347 | 0.72813 | 0.7342 | 0.7427 | 0.74771
| Clothes Washer Oil WH_Com, G - Oth [unit w/ gas dry - Dryer] | Food Service |  | REPL | 0.4 | 0.71354 | 0.85369 | 0.88714 | 0.89114 | 0.89153 | 0.89426 | 0.89765 | 0.9029 | 0.90738
| Clothes Washer Oil WH_Com, O - HWat [unit w/ gas dry - Water Heater] | Food Service |  | NC | 0.4 | 0.66984 | 0.77216 | 0.7721 | 0.7366 | 0.70848 | 0.69592 | 0.69354 | 0.69194 | 0.68723
| Clothes Washer Oil WH_Com, O - HWat [unit w/ gas dry - Water Heater] | Food Service |  | REPL | 0.4 | 0.70598 | 0.84068 | 0.8708 | 0.86865 | 0.86116 | 0.8547 | 0.84794 | 0.8412 | 0.83398
| Clothes Washer Oil WH_Com, E - Appl [unit w/ propane dry - Washer] | Food Service | Appliances | NC | 0.4 | 0.67039 | 0.77229 | 0.78198 | 0.74462 | 0.73941 | 0.73839 | 0.72591 | 0.73085 | 0.72914
| Clothes Washer Oil WH_Com, E - Appl [unit w/ propane dry - Washer] | Food Service | Appliances | REPL | 0.4 | 0.69538 | 0.87133 | 0.90165 | 0.90288 | 0.90529 | 0.89509 | 0.9161 | 0.92457 | 0.90466
| Clothes Washer Oil WH_Com, P - Oth [unit w/ propane dry - Dryer] | Food Service |  | NC | 0.4 | 0.66984 | 0.77216 | 0.7721 | 0.7366 | 0.70848 | 0.69592 | 0.69354 | 0.69194 | 0.68723
| Clothes Washer Oil WH_Com, P - Oth [unit w/ propane dry - Dryer] | Food Service |  | REPL | 0.4 | 0.70598 | 0.84068 | 0.8708 | 0.86865 | 0.86116 | 0.8547 | 0.84794 | 0.8412 | 0.83398
| Clothes Washer Oil WH_Com, O - HWat [unit w/ propane dry - Water Heater] | Food Service |  | NC | 0.4 | 0.66984 | 0.77216 | 0.7721 | 0.7366 | 0.70848 | 0.69592 | 0.69354 | 0.69194 | 0.68723
| Clothes Washer Oil WH_Com, O - HWat [unit w/ propane dry - Water Heater] | Food Service |  | REPL | 0.4 | 0.70598 | 0.84068 | 0.8708 | 0.86865 | 0.86116 | 0.8547 | 0.84794 | 0.8412 | 0.83398
| Clothes Washer Propane WH_Com, E - Appl [unit w/ elec dry - Washer] | Food Service | Appliances | NC | 0.4 | 0.67039 | 0.77229 | 0.78198 | 0.74462 | 0.73941 | 0.73839 | 0.72591 | 0.73085 | 0.72914
| Clothes Washer Propane WH_Com, E - Appl [unit w/ elec dry - Washer] | Food Service | Appliances | REPL | 0.4 | 0.69538 | 0.87133 | 0.90165 | 0.90288 | 0.90529 | 0.89509 | 0.9161 | 0.92457 | 0.90466
| Clothes Washer Propane WH_Com, E - Appl [unit w/ elec dry - Dryer] | Food Service | Appliances | NC | 0.4 | 0.67039 | 0.77229 | 0.78198 | 0.74462 | 0.73941 | 0.73839 | 0.72591 | 0.73085 | 0.72914
| Clothes Washer Propane WH_Com, E - Appl [unit w/ elec dry - Dryer] | Food Service | Appliances | REPL | 0.4 | 0.69538 | 0.87133 | 0.90165 | 0.90288 | 0.90529 | 0.89509 | 0.9161 | 0.92457 | 0.90466
| Clothes Washer Propane WH_Com, P - HWat [unit w/ elec dry - Water Heater] | Food Service |  | NC | 0.4 | 0.66984 | 0.77216 | 0.7721 | 0.7366 | 0.70848 | 0.69592 | 0.69354 | 0.69194 | 0.68723
| Clothes Washer Propane WH_Com, P - HWat [unit w/ elec dry - Water Heater] | Food Service |  | REPL | 0.4 | 0.70598 | 0.84068 | 0.8708 | 0.86865 | 0.86116 | 0.8547 | 0.84794 | 0.8412 | 0.83398
| Clothes Washer Propane WH_Com, E - Appl [unit w/ gas dry - Washer] | Food Service | Appliances | NC | 0.4 | 0.67039 | 0.77229 | 0.78198 | 0.74462 | 0.73941 | 0.73839 | 0.72591 | 0.73085 | 0.72914
| Clothes Washer Propane WH_Com, E - Appl [unit w/ gas dry - Washer] | Food Service | Appliances | REPL | 0.4 | 0.69538 | 0.87133 | 0.90165 | 0.90288 | 0.90529 | 0.89509 | 0.9161 | 0.92457 | 0.90466
| Clothes Washer Propane WH_Com, G - Oth [unit w/ gas dry - Dryer] | Food Service |  | NC | 0.4 | 0.67701 | 0.78411 | 0.7866 | 0.75567 | 0.73347 | 0.72813 | 0.7342 | 0.7427 | 0.74771
| Clothes Washer Propane WH_Com, G - Oth [unit w/ gas dry - Dryer] | Food Service |  | REPL | 0.4 | 0.71354 | 0.85369 | 0.88714 | 0.89114 | 0.89153 | 0.89426 | 0.89765 | 0.9029 | 0.90738
| Clothes Washer Propane WH_Com, P - HWat [unit w/ gas dry - Water Heater] | Food Service |  | NC | 0.4 | 0.66984 | 0.77216 | 0.7721 | 0.7366 | 0.70848 | 0.69592 | 0.69354 | 0.69194 | 0.68723
| Clothes Washer Propane WH_Com, P - HWat [unit w/ gas dry - Water Heater] | Food Service |  | REPL | 0.4 | 0.70598 | 0.84068 | 0.8708 | 0.86865 | 0.86116 | 0.8547 | 0.84794 | 0.8412 | 0.83398
| Clothes Washer Propane WH_Com, E - Appl [unit w/ propane dry - Washer] | Food Service | Appliances | NC | 0.4 | 0.67039 | 0.77229 | 0.78198 | 0.74462 | 0.73941 | 0.73839 | 0.72591 | 0.73085 | 0.72914
| Clothes Washer Propane WH_Com, E - Appl [unit w/ propane dry - Washer] | Food Service | Appliances | REPL | 0.4 | 0.69538 | 0.87133 | 0.90165 | 0.90288 | 0.90529 | 0.89509 | 0.9161 | 0.92457 | 0.90466
| Clothes Washer Propane WH_Com, P - Oth [unit w/ propane dry - Dryer] | Food Service |  | NC | 0.4 | 0.66984 | 0.77216 | 0.7721 | 0.7366 | 0.70848 | 0.69592 | 0.69354 | 0.69194 | 0.68723
| Clothes Washer Propane WH_Com, P - Oth [unit w/ propane dry - Dryer] | Food Service |  | REPL | 0.4 | 0.70598 | 0.84068 | 0.8708 | 0.86865 | 0.86116 | 0.8547 | 0.84794 | 0.8412 | 0.83398
| Clothes Washer Propane WH_Com, P - HWat [unit w/ propane dry - Water Heater] | Food Service |  | NC | 0.4 | 0.66984 | 0.77216 | 0.7721 | 0.7366 | 0.70848 | 0.69592 | 0.69354 | 0.69194 | 0.68723
| Clothes Washer Propane WH_Com, P - HWat [unit w/ propane dry - Water Heater] | Food Service |  | REPL | 0.4 | 0.70598 | 0.84068 | 0.8708 | 0.86865 | 0.86116 | 0.8547 | 0.84794 | 0.8412 | 0.83398
| Dishwasher_Com, E - Appl [Building w elec WH] | Food Service | Appliances | NC | 0.4 | 0.67039 | 0.77229 | 0.78198 | 0.74462 | 0.73941 | 0.73839 | 0.71865 | 0.7163 | 0.70748
| Dishwasher_Com, E - Appl [Building w elec WH] | Food Service | Appliances | REPL | 0.4 | 0.69538 | 0.87133 | 0.90165 | 0.90288 | 0.90529 | 0.89509 | 0.9161 | 0.92457 | 0.90466
| Dishwasher_Com, E - HWat [Building w elec WH] | Food Service | Water Heating | NC | 0.4 | 0.67039 | 0.77229 | 0.78198 | 0.74462 | 0.73941 | 0.73839 | 0.71865 | 0.7163 | 0.70748
| Dishwasher_Com, E - HWat [Building w elec WH] | Food Service | Water Heating | REPL | 0.4 | 0.69538 | 0.87133 | 0.90165 | 0.90288 | 0.90529 | 0.89509 | 0.9161 | 0.92457 | 0.90466
| Dishwasher_Com, E - Appl [Building w gas WH] | Food Service | Appliances | NC | 0.4 | 0.67039 | 0.77229 | 0.78198 | 0.74462 | 0.73941 | 0.73839 | 0.71865 | 0.7163 | 0.70748
| Dishwasher_Com, E - Appl [Building w gas WH] | Food Service | Appliances | REPL | 0.4 | 0.69538 | 0.87133 | 0.90165 | 0.90288 | 0.90529 | 0.89509 | 0.9161 | 0.92457 | 0.90466
| Dishwasher_Com, G - HWat [Building w gas WH] | Food Service |  | NC | 0.4 | 0.67701 | 0.78411 | 0.7866 | 0.75567 | 0.73347 | 0.72813 | 0.72686 | 0.72792 | 0.7255
| Dishwasher_Com, G - HWat [Building w gas WH] | Food Service |  | REPL | 0.4 | 0.71354 | 0.85369 | 0.88714 | 0.89114 | 0.89153 | 0.89426 | 0.89765 | 0.9029 | 0.90738
| Dishwasher_Com, E - Appl [Building w oil WH] | Food Service | Appliances | NC | 0.4 | 0.67039 | 0.77229 | 0.78198 | 0.74462 | 0.73941 | 0.73839 | 0.71865 | 0.7163 | 0.70748
| Dishwasher_Com, E - Appl [Building w oil WH] | Food Service | Appliances | REPL | 0.4 | 0.69538 | 0.87133 | 0.90165 | 0.90288 | 0.90529 | 0.89509 | 0.9161 | 0.92457 | 0.90466
| Dishwasher_Com, O - HWat [Building w oil WH] | Food Service |  | NC | 0.4 | 0.66984 | 0.77216 | 0.7721 | 0.7366 | 0.70848 | 0.69592 | 0.68661 | 0.67817 | 0.66682
| Dishwasher_Com, O - HWat [Building w oil WH] | Food Service |  | REPL | 0.4 | 0.70598 | 0.84068 | 0.8708 | 0.86865 | 0.86116 | 0.8547 | 0.84794 | 0.8412 | 0.83398
| Dishwasher_Com, E - Appl [Building w propane WH] | Food Service | Appliances | NC | 0.4 | 0.67039 | 0.77229 | 0.78198 | 0.74462 | 0.73941 | 0.73839 | 0.71865 | 0.7163 | 0.70748
| Dishwasher_Com, E - Appl [Building w propane WH] | Food Service | Appliances | REPL | 0.4 | 0.69538 | 0.87133 | 0.90165 | 0.90288 | 0.90529 | 0.89509 | 0.9161 | 0.92457 | 0.90466
| Dishwasher_Com, P - HWat [Building w propane WH] | Food Service |  | NC | 0.4 | 0.66984 | 0.77216 | 0.7721 | 0.7366 | 0.70848 | 0.69592 | 0.68661 | 0.67817 | 0.66682
| Dishwasher_Com, P - HWat [Building w propane WH] | Food Service |  | REPL | 0.4 | 0.70598 | 0.84068 | 0.8708 | 0.86865 | 0.86116 | 0.8547 | 0.84794 | 0.8412 | 0.83398
| Faucet Aerator_Com, E - HWat | Food Service | Water Heating | RET | 0.03 | 0.042641 | 0.049659 | 0.050396 | 0.05016 | 0.050294 | 0.049727 | 0.050895 | 0.051365 | 0.050259
| Faucet Aerator_Com, G - HWat | Food Service |  | RET | 0.03 | 0.043755 | 0.048654 | 0.049586 | 0.049508 | 0.04953 | 0.049681 | 0.04987 | 0.050161 | 0.05041
| Faucet Aerator_Com, O - HWat | Food Service |  | RET | 0.03 | 0.043291 | 0.047913 | 0.048672 | 0.048258 | 0.047842 | 0.047483 | 0.047108 | 0.046733 | 0.046332
| Faucet Aerator_Com, P - HWat | Food Service |  | RET | 0.03 | 0.043291 | 0.047913 | 0.048672 | 0.048258 | 0.047842 | 0.047483 | 0.047108 | 0.046733 | 0.046332
| Pre Rinse Sprayers_Com, E - HWat | Food Service | Water Heating | RET | 0.03 | 0.042641 | 0.049659 | 0.050396 | 0.05016 | 0.050294 | 0.049727 | 0.050895 | 0.051365 | 0.050259
| Pre Rinse Sprayers_Com, G - HWat | Food Service |  | RET | 0.03 | 0.043755 | 0.048654 | 0.049586 | 0.049508 | 0.04953 | 0.049681 | 0.04987 | 0.050161 | 0.05041
| Pre Rinse Sprayers_Com, O - HWat | Food Service |  | RET | 0.03 | 0.043291 | 0.047913 | 0.048672 | 0.048258 | 0.047842 | 0.047483 | 0.047108 | 0.046733 | 0.046332
| Pre Rinse Sprayers_Com, P - HWat | Food Service |  | RET | 0.03 | 0.043291 | 0.047913 | 0.048672 | 0.048258 | 0.047842 | 0.047483 | 0.047108 | 0.046733 | 0.046332
| Heat Pump Water Heater_Com, E - HWat | Food Service | Water Heating | NC | 0.2 | 0.40942 | 0.58382 | 0.6566 | 0.65237 | 0.65725 | 0.65635 | 0.6388 | 0.63671 | 0.62888
| Heat Pump Water Heater_Com, E - HWat | Food Service | Water Heating | RET | 0.01 | 0.025567 | 0.040813 | 0.044708 | 0.044048 | 0.04277 | 0.040734 | 0.040177 | 0.039096 | 0.036901
| Heat Pump Water Heater_Com, E - HWat | Food Service | Water Heating | REPL | 0.2 | 0.40917 | 0.6073 | 0.66178 | 0.6521 | 0.6312 | 0.59226 | 0.57359 | 0.54602 | 0.50209
| FF Storage Water Heater_Com, G - HWat | Food Service |  | NC | 0.3 | 0.51453 | 0.64713 | 0.68005 | 0.66803 | 0.65197 | 0.64722 | 0.6461 | 0.64704 | 0.64489
| FF Storage Water Heater_Com, G - HWat | Food Service |  | RET | 0.01 | 0.026311 | 0.040416 | 0.045013 | 0.045128 | 0.043855 | 0.042487 | 0.044704 | 0.046963 | 0.049135
| FF Storage Water Heater_Com, G - HWat | Food Service |  | REPL | 0.3 | 0.52248 | 0.64959 | 0.67042 | 0.64943 | 0.61368 | 0.57581 | 0.5943 | 0.61418 | 0.63372
| FF Storage Water Heater_Com, O - HWat | Food Service |  | NC | 0.3 | 0.50908 | 0.63727 | 0.66751 | 0.65117 | 0.62976 | 0.61859 | 0.61032 | 0.60282 | 0.59273
| FF Storage Water Heater_Com, O - HWat | Food Service |  | RET | 0.01 | 0.026032 | 0.0398 | 0.044183 | 0.043989 | 0.042361 | 0.040607 | 0.042229 | 0.043754 | 0.045161
| FF Storage Water Heater_Com, O - HWat | Food Service |  | REPL | 0.3 | 0.51695 | 0.63969 | 0.65806 | 0.63305 | 0.59277 | 0.55034 | 0.56139 | 0.57221 | 0.58246
| FF Storage Water Heater_Com, P - HWat | Food Service |  | NC | 0.3 | 0.50908 | 0.63727 | 0.66751 | 0.65117 | 0.62976 | 0.61859 | 0.61032 | 0.60282 | 0.59273
| FF Storage Water Heater_Com, P - HWat | Food Service |  | RET | 0.01 | 0.026032 | 0.0398 | 0.044183 | 0.043989 | 0.042361 | 0.040607 | 0.042229 | 0.043754 | 0.045161
| FF Storage Water Heater_Com, P - HWat | Food Service |  | REPL | 0.3 | 0.51695 | 0.63969 | 0.65806 | 0.63305 | 0.59277 | 0.55034 | 0.56139 | 0.57221 | 0.58246
| FF Instantaneous Water Heater_Com, G - HWat | Food Service |  | NC | 0.3 | 0.44162 | 0.54009 | 0.576 | 0.57474 | 0.56788 | 0.56632 | 0.56533 | 0.56616 | 0.56428
| FF Instantaneous Water Heater_Com, G - HWat | Food Service |  | RET | 0.01 | 0.023713 | 0.037194 | 0.043419 | 0.04469 | 0.044061 | 0.042747 | 0.041444 | 0.040262 | 0.03908
| FF Instantaneous Water Heater_Com, G - HWat | Food Service |  | REPL | 0.3 | 0.44967 | 0.54567 | 0.57297 | 0.5646 | 0.54053 | 0.50989 | 0.47691 | 0.44459 | 0.41151
| FF Instantaneous Water Heater_Com, O - HWat | Food Service |  | NC | 0.3 | 0.43694 | 0.53186 | 0.56539 | 0.56024 | 0.54853 | 0.54127 | 0.53403 | 0.52747 | 0.51864
| FF Instantaneous Water Heater_Com, O - HWat | Food Service |  | RET | 0.01 | 0.023462 | 0.036627 | 0.042619 | 0.043562 | 0.042559 | 0.040856 | 0.039149 | 0.037511 | 0.035919
| FF Instantaneous Water Heater_Com, O - HWat | Food Service |  | REPL | 0.3 | 0.44491 | 0.53735 | 0.56241 | 0.55035 | 0.52211 | 0.48733 | 0.4505 | 0.41421 | 0.37822
| FF Instantaneous Water Heater_Com, P - HWat | Food Service |  | NC | 0.3 | 0.43694 | 0.53186 | 0.56539 | 0.56024 | 0.54853 | 0.54127 | 0.53403 | 0.52747 | 0.51864
| FF Instantaneous Water Heater_Com, P - HWat | Food Service |  | RET | 0.01 | 0.023462 | 0.036627 | 0.042619 | 0.043562 | 0.042559 | 0.040856 | 0.039149 | 0.037511 | 0.035919
| FF Instantaneous Water Heater_Com, P - HWat | Food Service |  | REPL | 0.3 | 0.44491 | 0.53735 | 0.56241 | 0.55035 | 0.52211 | 0.48733 | 0.4505 | 0.41421 | 0.37822
| Clothes Dryer_Com, E - Appl | Food Service | Appliances | NC | 0.4 | 0.67039 | 0.77229 | 0.78198 | 0.74462 | 0.73941 | 0.73839 | 0.71865 | 0.7163 | 0.70748
| Clothes Dryer_Com, E - Appl | Food Service | Appliances | RET | 0 | 0.011162 | 0.031052 | 0.042755 | 0.04503 | 0.044111 | 0.041538 | 0.041078 | 0.040078 | 0.037929
| Clothes Dryer_Com, E - Appl | Food Service | Appliances | REPL | 0.4 | 0.68741 | 0.83451 | 0.82373 | 0.78079 | 0.73761 | 0.68455 | 0.66538 | 0.63597 | 0.58747
| Clothes Dryer_Com, G - Oth | Food Service |  | NC | 0.4 | 0.67701 | 0.78411 | 0.7866 | 0.75567 | 0.73347 | 0.72813 | 0.72686 | 0.72792 | 0.7255
| Clothes Dryer_Com, G - Oth | Food Service |  | RET | 0 | 0.011453 | 0.030423 | 0.042067 | 0.044444 | 0.04344 | 0.0415 | 0.040251 | 0.039139 | 0.038043
| Clothes Dryer_Com, G - Oth | Food Service |  | REPL | 0.4 | 0.70536 | 0.81761 | 0.81048 | 0.77064 | 0.7264 | 0.68391 | 0.65198 | 0.62106 | 0.58924
| Clothes Dryer_Com, P - Oth | Food Service |  | NC | 0.4 | 0.66984 | 0.77216 | 0.7721 | 0.7366 | 0.70848 | 0.69592 | 0.68661 | 0.67817 | 0.66682
| Clothes Dryer_Com, P - Oth | Food Service |  | RET | 0 | 0.011332 | 0.02996 | 0.041292 | 0.043322 | 0.04196 | 0.039664 | 0.038022 | 0.036464 | 0.034966
| Clothes Dryer_Com, P - Oth | Food Service |  | REPL | 0.4 | 0.69789 | 0.80515 | 0.79554 | 0.75119 | 0.70165 | 0.65366 | 0.61587 | 0.57862 | 0.54158
| Pnemautic to DDC_Com, E - TotE [Building w Elec Heat] | Food Service | Total Electric | RET | 0 | 0.0019198 | 0.0061834 | 0.013576 | 0.024102 | 0.035153 | 0.042819 | 0.048563 | 0.051365 | 0.050259
| Pnemautic to DDC_Com, E - TotE [Building w Gas Heat] | Food Service | Total Electric | RET | 0 | 0.0019198 | 0.0061834 | 0.013576 | 0.024102 | 0.035153 | 0.042819 | 0.048563 | 0.051365 | 0.050259
| Pnemautic to DDC_Com, G - TotF [Building w Gas Heat] | Food Service |  | RET | 0 | 0.00197 | 0.0060582 | 0.013358 | 0.023788 | 0.034619 | 0.042779 | 0.047585 | 0.050161 | 0.05041
| Pnemautic to DDC_Com, E - TotE [Building w Oil Heat] | Food Service | Total Electric | RET | 0 | 0.0019198 | 0.0061834 | 0.013576 | 0.024102 | 0.035153 | 0.042819 | 0.048563 | 0.051365 | 0.050259
| Pnemautic to DDC_Com, O - TotF [Building w Oil Heat] | Food Service |  | RET | 0 | 0.0019491 | 0.0059659 | 0.013112 | 0.023188 | 0.033439 | 0.040886 | 0.04495 | 0.046733 | 0.046332
| Pnemautic to DDC_Com, E - TotE [Building w Propane Heat] | Food Service | Total Electric | RET | 0 | 0.0019198 | 0.0061834 | 0.013576 | 0.024102 | 0.035153 | 0.042819 | 0.048563 | 0.051365 | 0.050259
| Pnemautic to DDC_Com, P - TotF [Building w Propane Heat] | Food Service |  | RET | 0 | 0.0019491 | 0.0059659 | 0.013112 | 0.023188 | 0.033439 | 0.040886 | 0.04495 | 0.046733 | 0.046332
| RCx_Com, E - TotE [Building w Elec Heat] | Food Service | Total Electric | RET | 0.01 | 0.0146 | 0.020392 | 0.02521 | 0.030096 | 0.030176 | 0.029836 | 0.030537 | 0.030819 | 0.030155
| RCx_Com, E - TotE [Building w Gas Heat] | Food Service | Total Electric | RET | 0.01 | 0.0146 | 0.020392 | 0.02521 | 0.030096 | 0.030176 | 0.029836 | 0.030537 | 0.030819 | 0.030155
| RCx_Com, G - TotF [Building w Gas Heat] | Food Service |  | RET | 0.01 | 0.014981 | 0.019979 | 0.024804 | 0.029705 | 0.029718 | 0.029809 | 0.029922 | 0.030097 | 0.030246
| RCx_Com, E - TotE [Building w Oil Heat] | Food Service | Total Electric | RET | 0.01 | 0.0146 | 0.020392 | 0.02521 | 0.030096 | 0.030176 | 0.029836 | 0.030537 | 0.030819 | 0.030155
| RCx_Com, O - TotF [Building w Oil Heat] | Food Service |  | RET | 0.01 | 0.014822 | 0.019675 | 0.024347 | 0.028955 | 0.028705 | 0.02849 | 0.028265 | 0.02804 | 0.027799
| RCx_Com, E - TotE [Building w Propane Heat] | Food Service | Total Electric | RET | 0.01 | 0.0146 | 0.020392 | 0.02521 | 0.030096 | 0.030176 | 0.029836 | 0.030537 | 0.030819 | 0.030155
| RCx_Com, P - TotF [Building w Propane Heat] | Food Service |  | RET | 0.01 | 0.014822 | 0.019675 | 0.024347 | 0.028955 | 0.028705 | 0.02849 | 0.028265 | 0.02804 | 0.027799
| Commissioning_Com, E - TotE [Building w Elec Heat] | Food Service | Total Electric | NC | 0.15 | 0.19987 | 0.2482 | 0.28438 | 0.29862 | 0.31524 | 0.32591 | 0.3194 | 0.32157 | 0.32082
| Commissioning_Com, E - TotE [Building w Gas Heat] | Food Service | Total Electric | NC | 0.15 | 0.19987 | 0.2482 | 0.28438 | 0.29862 | 0.31524 | 0.32591 | 0.3194 | 0.32157 | 0.32082
| Commissioning_Com, G - TotF [Building w Gas Heat] | Food Service |  | NC | 0.15 | 0.20185 | 0.25199 | 0.28606 | 0.30306 | 0.31271 | 0.32138 | 0.32305 | 0.32679 | 0.32899
| Commissioning_Com, E - TotE [Building w Oil Heat] | Food Service | Total Electric | NC | 0.15 | 0.19987 | 0.2482 | 0.28438 | 0.29862 | 0.31524 | 0.32591 | 0.3194 | 0.32157 | 0.32082
| Commissioning_Com, O - TotF [Building w Oil Heat] | Food Service |  | NC | 0.15 | 0.19971 | 0.24815 | 0.28079 | 0.29541 | 0.30205 | 0.30716 | 0.30516 | 0.30445 | 0.30238
| Commissioning_Com, E - TotE [Building w Propane Heat] | Food Service | Total Electric | NC | 0.15 | 0.19987 | 0.2482 | 0.28438 | 0.29862 | 0.31524 | 0.32591 | 0.3194 | 0.32157 | 0.32082
| Commissioning_Com, P - TotF [Building w Propane Heat] | Food Service |  | NC | 0.15 | 0.19971 | 0.24815 | 0.28079 | 0.29541 | 0.30205 | 0.30716 | 0.30516 | 0.30445 | 0.30238
| Integrated Building Design_Com, E - TotE [Building w Elec Heat] | Food Service | Total Electric | NC | 0.07 | 0.10789 | 0.15658 | 0.20737 | 0.24441 | 0.27968 | 0.30429 | 0.31118 | 0.31836 | 0.31444
| Integrated Building Design_Com, E - TotE [Building w Gas Heat] | Food Service | Total Electric | NC | 0.07 | 0.10789 | 0.15658 | 0.20737 | 0.24441 | 0.27968 | 0.30429 | 0.31118 | 0.31836 | 0.31444
| Integrated Building Design_Com, G - TotF [Building w Gas Heat] | Food Service |  | NC | 0.07 | 0.10896 | 0.15897 | 0.20859 | 0.24804 | 0.27744 | 0.30006 | 0.31474 | 0.32352 | 0.32245
| Integrated Building Design_Com, E - TotE [Building w Oil Heat] | Food Service | Total Electric | NC | 0.07 | 0.10789 | 0.15658 | 0.20737 | 0.24441 | 0.27968 | 0.30429 | 0.31118 | 0.31836 | 0.31444
| Integrated Building Design_Com, O - TotF [Building w Oil Heat] | Food Service |  | NC | 0.07 | 0.1078 | 0.15655 | 0.20475 | 0.24178 | 0.26798 | 0.28679 | 0.29731 | 0.30141 | 0.29636
| Integrated Building Design_Com, E - TotE [Building w Propane Heat] | Food Service | Total Electric | NC | 0.07 | 0.10789 | 0.15658 | 0.20737 | 0.24441 | 0.27968 | 0.30429 | 0.31118 | 0.31836 | 0.31444
| Integrated Building Design_Com, P - TotF [Building w Propane Heat] | Food Service |  | NC | 0.07 | 0.1078 | 0.15655 | 0.20475 | 0.24178 | 0.26798 | 0.28679 | 0.29731 | 0.30141 | 0.29636
| Deep Energy Retrofit_Com, E - TotE [Building w Elec Heat] | Food Service | Total Electric | RET | 0.005 | 0.010819 | 0.021339 | 0.032616 | 0.04169 | 0.047317 | 0.049462 | 0.050895 | 0.051365 | 0.050259
| Deep Energy Retrofit_Com, E - TotE [Building w Gas Heat] | Food Service | Total Electric | RET | 0.005 | 0.010819 | 0.021339 | 0.032616 | 0.04169 | 0.047317 | 0.049462 | 0.050895 | 0.051365 | 0.050259
| Deep Energy Retrofit_Com, G - TotF [Building w Gas Heat] | Food Service |  | RET | 0.005 | 0.011102 | 0.020907 | 0.032091 | 0.041148 | 0.046598 | 0.049416 | 0.04987 | 0.050161 | 0.05041
| Deep Energy Retrofit_Com, E - TotE [Building w Oil Heat] | Food Service | Total Electric | RET | 0.005 | 0.010819 | 0.021339 | 0.032616 | 0.04169 | 0.047317 | 0.049462 | 0.050895 | 0.051365 | 0.050259
| Deep Energy Retrofit_Com, O - TotF [Building w Oil Heat] | Food Service |  | RET | 0.005 | 0.010984 | 0.020589 | 0.0315 | 0.04011 | 0.04501 | 0.04723 | 0.047108 | 0.046733 | 0.046332
| Deep Energy Retrofit_Com, E - TotE [Building w Propane Heat] | Food Service | Total Electric | RET | 0.005 | 0.010819 | 0.021339 | 0.032616 | 0.04169 | 0.047317 | 0.049462 | 0.050895 | 0.051365 | 0.050259
| Deep Energy Retrofit_Com, P - TotF [Building w Propane Heat] | Food Service |  | RET | 0.005 | 0.010984 | 0.020589 | 0.0315 | 0.04011 | 0.04501 | 0.04723 | 0.047108 | 0.046733 | 0.046332
| EMS_Com, E - TotE [Building w Elec Heat] | Food Service | Total Electric | NC | 0.07 | 0.072964 | 0.085756 | 0.11043 | 0.13897 | 0.16834 | 0.18669 | 0.19042 | 0.1935 | 0.19259
| EMS_Com, E - TotE [Building w Elec Heat] | Food Service | Total Electric | RET | 0.0035 | 0.0049651 | 0.0094204 | 0.016506 | 0.023041 | 0.026521 | 0.027456 | 0.028501 | 0.028765 | 0.028145
| EMS_Com, E - TotE [Building w Gas Heat] | Food Service | Total Electric | NC | 0.07 | 0.072964 | 0.085756 | 0.11043 | 0.13897 | 0.16834 | 0.18669 | 0.19042 | 0.1935 | 0.19259
| EMS_Com, E - TotE [Building w Gas Heat] | Food Service | Total Electric | RET | 0.0035 | 0.0049651 | 0.0094204 | 0.016506 | 0.023041 | 0.026521 | 0.027456 | 0.028501 | 0.028765 | 0.028145
| EMS_Com, G - TotF [Building w Gas Heat] | Food Service |  | NC | 0.07 | 0.073684 | 0.087068 | 0.11108 | 0.14104 | 0.16699 | 0.1841 | 0.1926 | 0.19664 | 0.1975
| EMS_Com, G - TotF [Building w Gas Heat] | Food Service |  | RET | 0.0035 | 0.0050947 | 0.0092297 | 0.016241 | 0.022741 | 0.026118 | 0.02743 | 0.027927 | 0.02809 | 0.02823
| EMS_Com, E - TotE [Building w Oil Heat] | Food Service | Total Electric | NC | 0.07 | 0.072964 | 0.085756 | 0.11043 | 0.13897 | 0.16834 | 0.18669 | 0.19042 | 0.1935 | 0.19259
| EMS_Com, E - TotE [Building w Oil Heat] | Food Service | Total Electric | RET | 0.0035 | 0.0049651 | 0.0094204 | 0.016506 | 0.023041 | 0.026521 | 0.027456 | 0.028501 | 0.028765 | 0.028145
| EMS_Com, O - TotF [Building w Oil Heat] | Food Service |  | NC | 0.07 | 0.072904 | 0.085741 | 0.10903 | 0.13748 | 0.1613 | 0.17596 | 0.18193 | 0.1832 | 0.18152
| EMS_Com, O - TotF [Building w Oil Heat] | Food Service |  | RET | 0.0035 | 0.0050407 | 0.009089 | 0.015941 | 0.022167 | 0.025228 | 0.026217 | 0.02638 | 0.026171 | 0.025946
| EMS_Com, E - TotE [Building w Propane Heat] | Food Service | Total Electric | NC | 0.07 | 0.072964 | 0.085756 | 0.11043 | 0.13897 | 0.16834 | 0.18669 | 0.19042 | 0.1935 | 0.19259
| EMS_Com, E - TotE [Building w Propane Heat] | Food Service | Total Electric | RET | 0.0035 | 0.0049651 | 0.0094204 | 0.016506 | 0.023041 | 0.026521 | 0.027456 | 0.028501 | 0.028765 | 0.028145
| EMS_Com, P - TotF [Building w Propane Heat] | Food Service |  | NC | 0.07 | 0.072904 | 0.085741 | 0.10903 | 0.13748 | 0.1613 | 0.17596 | 0.18193 | 0.1832 | 0.18152
| EMS_Com, P - TotF [Building w Propane Heat] | Food Service |  | RET | 0.0035 | 0.0050407 | 0.009089 | 0.015941 | 0.022167 | 0.025228 | 0.026217 | 0.02638 | 0.026171 | 0.025946
| VFDs on HVAC Pumps_Com, E - Oth | Food Service | Other | RET | 0.005 | 0.017311 | 0.035982 | 0.04605 | 0.049286 | 0.050294 | 0.049727 | 0.050895 | 0.051365 | 0.050259
| ECM Circulators_Com, E - Oth | Food Service | Other | RET | 0.01 | 0.025818 | 0.042301 | 0.048281 | 0.049885 | 0.050294 | 0.049727 | 0.050895 | 0.051365 | 0.050259
| Motors_Com, E - Oth | Food Service | Other | NC | 0.3 | 0.5095 | 0.63738 | 0.67605 | 0.65826 | 0.65725 | 0.65635 | 0.6388 | 0.63671 | 0.62888
| Motors_Com, E - Oth | Food Service | Other | RET | 0.005 | 0.017225 | 0.035173 | 0.043442 | 0.044393 | 0.043098 | 0.040503 | 0.039515 | 0.03802 | 0.035472
| Motors_Com, E - Oth | Food Service | Other | REPL | 0.3 | 0.51645 | 0.67735 | 0.69864 | 0.67615 | 0.64146 | 0.59444 | 0.56949 | 0.53549 | 0.48554
| Ext Area Ltg_Com, E - ExtL | Food Service | Exterior Lighting | NC | 0.16 | 0.26816 | 0.30892 | 0.31279 | 0.29785 | 0.29576 | 0.29536 | 0.28746 | 0.28652 | 0.28299
| Ext Area Ltg_Com, E - ExtL | Food Service | Exterior Lighting | RET | 0.02 | 0.036839 | 0.046535 | 0.047385 | 0.046386 | 0.050294 | 0.049727 | 0.050895 | 0.051365 | 0.050259
| Ext Area Ltg_Com, E - ExtL | Food Service | Exterior Lighting | REPL | 0.16 | 0.26196 | 0.31185 | 0.30483 | 0.28719 | 0.32472 | 0.35741 | 0.36644 | 0.36983 | 0.36186
| Street Ltg_Com, E - ExtL | Food Service | Exterior Lighting | NC | 0.246 | 0.35859 | 0.4362 | 0.46955 | 0.46439 | 0.46943 | 0.47093 | 0.45834 | 0.45684 | 0.45122
| Street Ltg_Com, E - ExtL | Food Service | Exterior Lighting | RET | 0.02 | 0.033763 | 0.044243 | 0.04651 | 0.046343 | 0.050294 | 0.049727 | 0.050895 | 0.051365 | 0.050259
| Street Ltg_Com, E - ExtL | Food Service | Exterior Lighting | REPL | 0.246 | 0.35149 | 0.44309 | 0.4612 | 0.45164 | 0.51933 | 0.57087 | 0.58427 | 0.58967 | 0.57697
| Ext Ltg Ctrls_Com, E - ExtL | Food Service | Exterior Lighting | RET | 0.02 | 0.036139 | 0.047284 | 0.049739 | 0.05016 | 0.050294 | 0.049727 | 0.050895 | 0.051365 | 0.050259
| Ext Ltg Dsgn_Com, E - ExtL | Food Service | Exterior Lighting | NC | 0.013 | 0.027537 | 0.04613 | 0.061414 | 0.067815 | 0.071987 | 0.073864 | 0.072663 | 0.072426 | 0.071535
| Ext Ltg Dsgn_Com, E - ExtL | Food Service | Exterior Lighting | REPL | 0.013 | 0.028564 | 0.052045 | 0.070812 | 0.082228 | 0.088137 | 0.08954 | 0.092628 | 0.093485 | 0.091471
| Int Ltg Ctrls_Com, E - IntL [No Heat] | Food Service | Interior Lighting | RET | 0.03 | 0.04217 | 0.0494 | 0.050293 | 0.05016 | 0.050294 | 0.049727 | 0.050895 | 0.051365 | 0.050259
| Int Ltg Ctrls_Com, E - IntL [Electric Heat] | Food Service | Interior Lighting | RET | 0.03 | 0.04217 | 0.0494 | 0.050293 | 0.05016 | 0.050294 | 0.049727 | 0.050895 | 0.051365 | 0.050259
| Int Ltg Ctrls_Com, E/G - IntL | Food Service | Interior Lighting | RET | 0.03 | 0.04217 | 0.0494 | 0.050293 | 0.05016 | 0.050294 | 0.049727 | 0.050895 | 0.051365 | 0.050259
| Int Ltg Ctrls_Com, E/O - IntL | Food Service | Interior Lighting | RET | 0.03 | 0.04217 | 0.0494 | 0.050293 | 0.05016 | 0.050294 | 0.049727 | 0.050895 | 0.051365 | 0.050259
| Int Ltg Ctrls_Com, E/P - IntL | Food Service | Interior Lighting | RET | 0.03 | 0.04217 | 0.0494 | 0.050293 | 0.05016 | 0.050294 | 0.049727 | 0.050895 | 0.051365 | 0.050259
| Exit Sign RetFit_Com, E - IntL [No Heat] | Food Service | Interior Lighting | RET | 0.03 | 0.04217 | 0.0494 | 0.050293 | 0.05016 | 0.050294 | 0.049727 | 0.050895 | 0.051365 | 0.050259
| Exit Sign RetFit_Com, E - IntL [Electric Heat] | Food Service | Interior Lighting | RET | 0.03 | 0.04217 | 0.0494 | 0.050293 | 0.05016 | 0.050294 | 0.049727 | 0.050895 | 0.051365 | 0.050259
| Exit Sign RetFit_Com, E/G - IntL | Food Service | Interior Lighting | RET | 0.03 | 0.04217 | 0.0494 | 0.050293 | 0.05016 | 0.050294 | 0.049727 | 0.050895 | 0.051365 | 0.050259
| Exit Sign RetFit_Com, E/O - IntL | Food Service | Interior Lighting | RET | 0.03 | 0.04217 | 0.0494 | 0.050293 | 0.05016 | 0.050294 | 0.049727 | 0.050895 | 0.051365 | 0.050259
| Exit Sign RetFit_Com, E/P - IntL | Food Service | Interior Lighting | RET | 0.03 | 0.04217 | 0.0494 | 0.050293 | 0.05016 | 0.050294 | 0.049727 | 0.050895 | 0.051365 | 0.050259
| LED HiLo Bay_Com, E - IntL [No Heat] | Food Service | Interior Lighting | NC | 0.3 | 0.60332 | 0.7503 | 0.77654 | 0.74462 | 0.73941 | 0.73839 | 0.71865 | 0.7163 | 0.70748
| LED HiLo Bay_Com, E - IntL [No Heat] | Food Service | Interior Lighting | RET | 0.02 | 0.038408 | 0.058727 | 0.065024 | 0.070445 | 0.066829 | 0.062516 | 0.068104 | 0.071742 | 0.07123
| LED HiLo Bay_Com, E - IntL [No Heat] | Food Service | Interior Lighting | REPL | 0.3 | 0.58827 | 0.74494 | 0.72526 | 0.6591 | 0.58844 | 0.5102 | 0.43973 | 0.35134 | 0.30514
| LED HiLo Bay_Com, E - IntL [Electric Heat] | Food Service | Interior Lighting | NC | 0.3 | 0.60332 | 0.7503 | 0.77654 | 0.74462 | 0.73941 | 0.73839 | 0.71865 | 0.7163 | 0.70748
| LED HiLo Bay_Com, E - IntL [Electric Heat] | Food Service | Interior Lighting | RET | 0.02 | 0.038408 | 0.058727 | 0.065024 | 0.070445 | 0.066829 | 0.062516 | 0.068104 | 0.071742 | 0.07123
| LED HiLo Bay_Com, E - IntL [Electric Heat] | Food Service | Interior Lighting | REPL | 0.3 | 0.58827 | 0.74494 | 0.72526 | 0.6591 | 0.58844 | 0.5102 | 0.43973 | 0.35134 | 0.30514
| LED HiLo Bay_Com, E/G - IntL | Food Service | Interior Lighting | NC | 0.3 | 0.60332 | 0.7503 | 0.77654 | 0.74462 | 0.73941 | 0.73839 | 0.71865 | 0.7163 | 0.70748
| LED HiLo Bay_Com, E/G - IntL | Food Service | Interior Lighting | RET | 0.02 | 0.038408 | 0.058727 | 0.065024 | 0.070445 | 0.066829 | 0.062516 | 0.068104 | 0.071742 | 0.07123
| LED HiLo Bay_Com, E/G - IntL | Food Service | Interior Lighting | REPL | 0.3 | 0.58827 | 0.74494 | 0.72526 | 0.6591 | 0.58844 | 0.5102 | 0.43973 | 0.35134 | 0.30514
| LED HiLo Bay_Com, E/O - IntL | Food Service | Interior Lighting | NC | 0.3 | 0.60332 | 0.7503 | 0.77654 | 0.74462 | 0.73941 | 0.73839 | 0.71865 | 0.7163 | 0.70748
| LED HiLo Bay_Com, E/O - IntL | Food Service | Interior Lighting | RET | 0.02 | 0.038408 | 0.058727 | 0.065024 | 0.070445 | 0.066829 | 0.062516 | 0.068104 | 0.071742 | 0.07123
| LED HiLo Bay_Com, E/O - IntL | Food Service | Interior Lighting | REPL | 0.3 | 0.58827 | 0.74494 | 0.72526 | 0.6591 | 0.58844 | 0.5102 | 0.43973 | 0.35134 | 0.30514
| LED HiLo Bay_Com, E/P - IntL | Food Service | Interior Lighting | NC | 0.3 | 0.60332 | 0.7503 | 0.77654 | 0.74462 | 0.73941 | 0.73839 | 0.71865 | 0.7163 | 0.70748
| LED HiLo Bay_Com, E/P - IntL | Food Service | Interior Lighting | RET | 0.02 | 0.038408 | 0.058727 | 0.065024 | 0.070445 | 0.066829 | 0.062516 | 0.068104 | 0.071742 | 0.07123
| LED HiLo Bay_Com, E/P - IntL | Food Service | Interior Lighting | REPL | 0.3 | 0.58827 | 0.74494 | 0.72526 | 0.6591 | 0.58844 | 0.5102 | 0.43973 | 0.35134 | 0.30514
| Repl Scre_Com, E - IntL [No Heat] | Food Service | Interior Lighting | NC | 0.3 | 0.60332 | 0 | 0 | 0 | 0 | 0 | 0 | 0 | 0
| Repl Scre_Com, E - IntL [No Heat] | Food Service | Interior Lighting | RET | 0.1 | 0.11541 | 0 | 0 | 0 | 0 | 0 | 0 | 0 | 0
| Repl Scre_Com, E - IntL [No Heat] | Food Service | Interior Lighting | REPL | 0.3 | 0.62581 | 0 | 0 | 0 | 0 | 0 | 0 | 0 | 0
| Repl Scre_Com, E - IntL [Electric Heat] | Food Service | Interior Lighting | NC | 0.3 | 0.60332 | 0 | 0 | 0 | 0 | 0 | 0 | 0 | 0
| Repl Scre_Com, E - IntL [Electric Heat] | Food Service | Interior Lighting | RET | 0.1 | 0.11541 | 0 | 0 | 0 | 0 | 0 | 0 | 0 | 0
| Repl Scre_Com, E - IntL [Electric Heat] | Food Service | Interior Lighting | REPL | 0.3 | 0.62581 | 0 | 0 | 0 | 0 | 0 | 0 | 0 | 0
| Repl Scre_Com, E/G - IntL | Food Service | Interior Lighting | NC | 0.3 | 0.60332 | 0 | 0 | 0 | 0 | 0 | 0 | 0 | 0
| Repl Scre_Com, E/G - IntL | Food Service | Interior Lighting | RET | 0.1 | 0.11541 | 0 | 0 | 0 | 0 | 0 | 0 | 0 | 0
| Repl Scre_Com, E/G - IntL | Food Service | Interior Lighting | REPL | 0.3 | 0.62581 | 0 | 0 | 0 | 0 | 0 | 0 | 0 | 0
| Repl Scre_Com, E/O - IntL | Food Service | Interior Lighting | NC | 0.3 | 0.60332 | 0 | 0 | 0 | 0 | 0 | 0 | 0 | 0
| Repl Scre_Com, E/O - IntL | Food Service | Interior Lighting | RET | 0.1 | 0.11541 | 0 | 0 | 0 | 0 | 0 | 0 | 0 | 0
| Repl Scre_Com, E/O - IntL | Food Service | Interior Lighting | REPL | 0.3 | 0.62581 | 0 | 0 | 0 | 0 | 0 | 0 | 0 | 0
| Repl Scre_Com, E/P - IntL | Food Service | Interior Lighting | NC | 0.3 | 0.60332 | 0 | 0 | 0 | 0 | 0 | 0 | 0 | 0
| Repl Scre_Com, E/P - IntL | Food Service | Interior Lighting | RET | 0.1 | 0.11541 | 0 | 0 | 0 | 0 | 0 | 0 | 0 | 0
| Repl Scre_Com, E/P - IntL | Food Service | Interior Lighting | REPL | 0.3 | 0.62581 | 0 | 0 | 0 | 0 | 0 | 0 | 0 | 0
| Lin LED Fixture_Com, E - IntL [No Heat] | Food Service | Interior Lighting | NC | 0.045 | 0.061594 | 0.090755 | 0.10887 | 0.10991 | 0.11091 | 0.11076 | 0.1078 | 0.10745 | 0.10612
| Lin LED Fixture_Com, E - IntL [No Heat] | Food Service | Interior Lighting | RET | 0.0045 | 0.0046982 | 0.0054898 | 0.0058062 | 0.0058874 | 0.005911 | 0.005817 | 0.0059256 | 0.0061638 | 0.006031
| Lin LED Fixture_Com, E - IntL [No Heat] | Food Service | Interior Lighting | REPL | 0.045 | 0.063294 | 0.10088 | 0.12295 | 0.12973 | 0.13137 | 0.12909 | 0.13129 | 0.13761 | 0.1357
| Lin LED Fixture_Com, E - IntL [Electric Heat] | Food Service | Interior Lighting | NC | 0.045 | 0.061594 | 0.090755 | 0.10887 | 0.10991 | 0.11091 | 0.11076 | 0.1078 | 0.10745 | 0.10612
| Lin LED Fixture_Com, E - IntL [Electric Heat] | Food Service | Interior Lighting | RET | 0.0045 | 0.0046982 | 0.0054898 | 0.0058062 | 0.0058874 | 0.005911 | 0.005817 | 0.0059256 | 0.0061638 | 0.006031
| Lin LED Fixture_Com, E - IntL [Electric Heat] | Food Service | Interior Lighting | REPL | 0.045 | 0.063294 | 0.10088 | 0.12295 | 0.12973 | 0.13137 | 0.12909 | 0.13129 | 0.13761 | 0.1357
| Lin LED Fixture_Com, E/G - IntL | Food Service | Interior Lighting | NC | 0.045 | 0.061594 | 0.090755 | 0.10887 | 0.10991 | 0.11091 | 0.11076 | 0.1078 | 0.10745 | 0.10612
| Lin LED Fixture_Com, E/G - IntL | Food Service | Interior Lighting | RET | 0.0045 | 0.0046982 | 0.0054898 | 0.0058062 | 0.0058874 | 0.005911 | 0.005817 | 0.0059256 | 0.0061638 | 0.006031
| Lin LED Fixture_Com, E/G - IntL | Food Service | Interior Lighting | REPL | 0.045 | 0.063294 | 0.10088 | 0.12295 | 0.12973 | 0.13137 | 0.12909 | 0.13129 | 0.13761 | 0.1357
| Lin LED Fixture_Com, E/O - IntL | Food Service | Interior Lighting | NC | 0.045 | 0.061594 | 0.090755 | 0.10887 | 0.10991 | 0.11091 | 0.11076 | 0.1078 | 0.10745 | 0.10612
| Lin LED Fixture_Com, E/O - IntL | Food Service | Interior Lighting | RET | 0.0045 | 0.0046982 | 0.0054898 | 0.0058062 | 0.0058874 | 0.005911 | 0.005817 | 0.0059256 | 0.0061638 | 0.006031
| Lin LED Fixture_Com, E/O - IntL | Food Service | Interior Lighting | REPL | 0.045 | 0.063294 | 0.10088 | 0.12295 | 0.12973 | 0.13137 | 0.12909 | 0.13129 | 0.13761 | 0.1357
| Lin LED Fixture_Com, E/P - IntL | Food Service | Interior Lighting | NC | 0.045 | 0.061594 | 0.090755 | 0.10887 | 0.10991 | 0.11091 | 0.11076 | 0.1078 | 0.10745 | 0.10612
| Lin LED Fixture_Com, E/P - IntL | Food Service | Interior Lighting | RET | 0.0045 | 0.0046982 | 0.0054898 | 0.0058062 | 0.0058874 | 0.005911 | 0.005817 | 0.0059256 | 0.0061638 | 0.006031
| Lin LED Fixture_Com, E/P - IntL | Food Service | Interior Lighting | REPL | 0.045 | 0.063294 | 0.10088 | 0.12295 | 0.12973 | 0.13137 | 0.12909 | 0.13129 | 0.13761 | 0.1357
| LED Tube Repl_Com, E - IntL [No Heat] | Food Service | Interior Lighting | RET | 0.0255 | 0.026185 | 0.030053 | 0.031154 | 0.030916 | 0.032624 | 0.033637 | 0.034608 | 0.034928 | 0.034176
| LED Tube Repl_Com, E - IntL [No Heat] | Food Service | Interior Lighting | REPL | 0.255 | 0.34288 | 0.53167 | 0.62835 | 0.64154 | 0.67845 | 0.69528 | 0.73665 | 0.76874 | 0.76896
| LED Tube Repl_Com, E - IntL [Electric Heat] | Food Service | Interior Lighting | RET | 0.0255 | 0.026185 | 0.030053 | 0.031154 | 0.030916 | 0.032624 | 0.033637 | 0.034608 | 0.034928 | 0.034176
| LED Tube Repl_Com, E - IntL [Electric Heat] | Food Service | Interior Lighting | REPL | 0.255 | 0.34288 | 0.53167 | 0.62835 | 0.64154 | 0.67845 | 0.69528 | 0.73665 | 0.76874 | 0.76896
| LED Tube Repl_Com, E/G - IntL | Food Service | Interior Lighting | RET | 0.0255 | 0.026185 | 0.030053 | 0.031154 | 0.030916 | 0.032624 | 0.033637 | 0.034608 | 0.034928 | 0.034176
| LED Tube Repl_Com, E/G - IntL | Food Service | Interior Lighting | REPL | 0.255 | 0.34288 | 0.53167 | 0.62835 | 0.64154 | 0.67845 | 0.69528 | 0.73665 | 0.76874 | 0.76896
| LED Tube Repl_Com, E/O - IntL | Food Service | Interior Lighting | RET | 0.0255 | 0.026185 | 0.030053 | 0.031154 | 0.030916 | 0.032624 | 0.033637 | 0.034608 | 0.034928 | 0.034176
| LED Tube Repl_Com, E/O - IntL | Food Service | Interior Lighting | REPL | 0.255 | 0.34288 | 0.53167 | 0.62835 | 0.64154 | 0.67845 | 0.69528 | 0.73665 | 0.76874 | 0.76896
| LED Tube Repl_Com, E/P - IntL | Food Service | Interior Lighting | RET | 0.0255 | 0.026185 | 0.030053 | 0.031154 | 0.030916 | 0.032624 | 0.033637 | 0.034608 | 0.034928 | 0.034176
| LED Tube Repl_Com, E/P - IntL | Food Service | Interior Lighting | REPL | 0.255 | 0.34288 | 0.53167 | 0.62835 | 0.64154 | 0.67845 | 0.69528 | 0.73665 | 0.76874 | 0.76896
| Repl pin CFL wLED_Com, E - IntL [No Heat] | Food Service | Interior Lighting | RET | 0.03 | 0.041824 | 0.047343 | 0.04655 | 0.044852 | 0.049034 | 0.049727 | 0.050895 | 0.051365 | 0.050259
| Repl pin CFL wLED_Com, E - IntL [No Heat] | Food Service | Interior Lighting | REPL | 0.3 | 0.57962 | 0.74281 | 0.74093 | 0.702 | 0.7576 | 0.80217 | 0.87537 | 0.92457 | 0.90466
| Repl pin CFL wLED_Com, E - IntL [Electric Heat] | Food Service | Interior Lighting | RET | 0.03 | 0.041824 | 0.047343 | 0.04655 | 0.044852 | 0.049034 | 0.049727 | 0.050895 | 0.051365 | 0.050259
| Repl pin CFL wLED_Com, E - IntL [Electric Heat] | Food Service | Interior Lighting | REPL | 0.3 | 0.57962 | 0.74281 | 0.74093 | 0.702 | 0.7576 | 0.80217 | 0.87537 | 0.92457 | 0.90466
| Repl pin CFL wLED_Com, E/G - IntL | Food Service | Interior Lighting | RET | 0.03 | 0.041824 | 0.047343 | 0.04655 | 0.044852 | 0.049034 | 0.049727 | 0.050895 | 0.051365 | 0.050259
| Repl pin CFL wLED_Com, E/G - IntL | Food Service | Interior Lighting | REPL | 0.3 | 0.57962 | 0.74281 | 0.74093 | 0.702 | 0.7576 | 0.80217 | 0.87537 | 0.92457 | 0.90466
| Repl pin CFL wLED_Com, E/O - IntL | Food Service | Interior Lighting | RET | 0.03 | 0.041824 | 0.047343 | 0.04655 | 0.044852 | 0.049034 | 0.049727 | 0.050895 | 0.051365 | 0.050259
| Repl pin CFL wLED_Com, E/O - IntL | Food Service | Interior Lighting | REPL | 0.3 | 0.57962 | 0.74281 | 0.74093 | 0.702 | 0.7576 | 0.80217 | 0.87537 | 0.92457 | 0.90466
| Repl pin CFL wLED_Com, E/P - IntL | Food Service | Interior Lighting | RET | 0.03 | 0.041824 | 0.047343 | 0.04655 | 0.044852 | 0.049034 | 0.049727 | 0.050895 | 0.051365 | 0.050259
| Repl pin CFL wLED_Com, E/P - IntL | Food Service | Interior Lighting | REPL | 0.3 | 0.57962 | 0.74281 | 0.74093 | 0.702 | 0.7576 | 0.80217 | 0.87537 | 0.92457 | 0.90466
| Refrig Case LED_Com, E - IntL | Food Service | Interior Lighting | NC | 0.3 | 0.60332 | 0.7503 | 0.77654 | 0.74462 | 0.73941 | 0.73839 | 0.71865 | 0.7163 | 0.70748
| Refrig Case LED_Com, E - IntL | Food Service | Interior Lighting | RET | 0.03 | 0.042002 | 0.047843 | 0.047371 | 0.04597 | 0.044941 | 0.043324 | 0.043232 | 0.047892 | 0.050259
| Refrig Case LED_Com, E - IntL | Food Service | Interior Lighting | REPL | 0.3 | 0.57962 | 0.74281 | 0.74093 | 0.702 | 0.65861 | 0.60643 | 0.57486 | 0.63026 | 0.66568
| Refrig Case Ctrls_Com, E - IntL | Food Service | Interior Lighting | RET | 0.03 | 0.04217 | 0.0494 | 0.050293 | 0.05016 | 0.050294 | 0.049727 | 0.050895 | 0.051365 | 0.050259
| Stair Occ Sensor_Com, E - IntL [No Heat] | Food Service | Interior Lighting | NC | 0.3 | 0.5095 | 0.63738 | 0.67605 | 0.65826 | 0.65725 | 0.65635 | 0.6388 | 0.63671 | 0.62888
| Stair Occ Sensor_Com, E - IntL [No Heat] | Food Service | Interior Lighting | RET | 0.02 | 0.028053 | 0.033714 | 0.034858 | 0.035112 | 0.035206 | 0.034809 | 0.035626 | 0.035956 | 0.035181
| Stair Occ Sensor_Com, E - IntL [Electric Heat] | Food Service | Interior Lighting | NC | 0.3 | 0.5095 | 0.63738 | 0.67605 | 0.65826 | 0.65725 | 0.65635 | 0.6388 | 0.63671 | 0.62888
| Stair Occ Sensor_Com, E - IntL [Electric Heat] | Food Service | Interior Lighting | RET | 0.02 | 0.029027 | 0.034423 | 0.035165 | 0.035112 | 0.035206 | 0.034809 | 0.035626 | 0.035956 | 0.035181
| Stair Occ Sensor_Com, E/G - IntL | Food Service | Interior Lighting | NC | 0.3 | 0.5095 | 0.63738 | 0.67605 | 0.65826 | 0.65725 | 0.65635 | 0.6388 | 0.63671 | 0.62888
| Stair Occ Sensor_Com, E/G - IntL | Food Service | Interior Lighting | RET | 0.02 | 0.029027 | 0.034423 | 0.035165 | 0.035112 | 0.035206 | 0.034809 | 0.035626 | 0.035956 | 0.035181
| Stair Occ Sensor_Com, E/O - IntL | Food Service | Interior Lighting | NC | 0.3 | 0.5095 | 0.63738 | 0.67605 | 0.65826 | 0.65725 | 0.65635 | 0.6388 | 0.63671 | 0.62888
| Stair Occ Sensor_Com, E/O - IntL | Food Service | Interior Lighting | RET | 0.02 | 0.029027 | 0.034423 | 0.035165 | 0.035112 | 0.035206 | 0.034809 | 0.035626 | 0.035956 | 0.035181
| Stair Occ Sensor_Com, E/P - IntL | Food Service | Interior Lighting | NC | 0.3 | 0.5095 | 0.63738 | 0.67605 | 0.65826 | 0.65725 | 0.65635 | 0.6388 | 0.63671 | 0.62888
| Stair Occ Sensor_Com, E/P - IntL | Food Service | Interior Lighting | RET | 0.02 | 0.029027 | 0.034423 | 0.035165 | 0.035112 | 0.035206 | 0.034809 | 0.035626 | 0.035956 | 0.035181
| Int Delamping_Com, E - IntL [No Heat] | Food Service | Interior Lighting | RET | 0.02 | 0.028053 | 0.033714 | 0.034858 | 0.035112 | 0.035206 | 0.034809 | 0.035626 | 0.035956 | 0.035181
| Int Delamping_Com, E - IntL [Electric Heat] | Food Service | Interior Lighting | RET | 0.02 | 0.028053 | 0.033714 | 0.034858 | 0.035112 | 0.035206 | 0.034809 | 0.035626 | 0.035956 | 0.035181
| Int Delamping_Com, E/G - IntL | Food Service | Interior Lighting | RET | 0.02 | 0.028053 | 0.033714 | 0.034858 | 0.035112 | 0.035206 | 0.034809 | 0.035626 | 0.035956 | 0.035181
| Int Delamping_Com, E/O - IntL | Food Service | Interior Lighting | RET | 0.02 | 0.028053 | 0.033714 | 0.034858 | 0.035112 | 0.035206 | 0.034809 | 0.035626 | 0.035956 | 0.035181
| Int Delamping_Com, E/P - IntL | Food Service | Interior Lighting | RET | 0.02 | 0.028053 | 0.033714 | 0.034858 | 0.035112 | 0.035206 | 0.034809 | 0.035626 | 0.035956 | 0.035181
| Int Ltg Dsgn_Com, E - IntL [No Heat] | Food Service | Interior Lighting | NC | 0.2 | 0.34106 | 0.46865 | 0.54131 | 0.55337 | 0.56722 | 0.57362 | 0.55895 | 0.55712 | 0.55027
| Int Ltg Dsgn_Com, E - IntL [Electric Heat] | Food Service | Interior Lighting | NC | 0.2 | 0.34106 | 0.46865 | 0.54131 | 0.55337 | 0.56722 | 0.57362 | 0.55895 | 0.55712 | 0.55027
| Int Ltg Dsgn_Com, E/G - IntL | Food Service | Interior Lighting | NC | 0.2 | 0.34106 | 0.46865 | 0.54131 | 0.55337 | 0.56722 | 0.57362 | 0.55895 | 0.55712 | 0.55027
| Int Ltg Dsgn_Com, E/O - IntL | Food Service | Interior Lighting | NC | 0.2 | 0.34106 | 0.46865 | 0.54131 | 0.55337 | 0.56722 | 0.57362 | 0.55895 | 0.55712 | 0.55027
| Int Ltg Dsgn_Com, E/P - IntL | Food Service | Interior Lighting | NC | 0.2 | 0.34106 | 0.46865 | 0.54131 | 0.55337 | 0.56722 | 0.57362 | 0.55895 | 0.55712 | 0.55027
| Room Air Conditioner_Com, E - Cool | Health Service | Cooling | NC | 0.35 | 0.54918 | 0.65532 | 0.6821 | 0.66004 | 0.65725 | 0.65635 | 0.6388 | 0.63671 | 0.62888
| Room Air Conditioner_Com, E - Cool | Health Service | Cooling | RET | 0.002 | 0.0023269 | 0.0037523 | 0.0054738 | 0.0062613 | 0.0062231 | 0.0071944 | 0.0082558 | 0.0091693 | 0.0090466
| Room Air Conditioner_Com, E - Cool | Health Service | Cooling | REPL | 0.35 | 0.56704 | 0.73282 | 0.77425 | 0.78123 | 0.77838 | 0.79564 | 0.81431 | 0.82184 | 0.80414
| Chiller Systems_Com, E - Cool | Health Service | Cooling | NC | 0.2 | 0.40942 | 0.58382 | 0.6566 | 0.65237 | 0.65725 | 0.65635 | 0.6388 | 0.63671 | 0.62888
| Chiller Systems_Com, E - Cool | Health Service | Cooling | RET | 0.01 | 0.023204 | 0.038496 | 0.045464 | 0.047552 | 0.047958 | 0.046831 | 0.047271 | 0.047052 | 0.045405
| Chiller Systems_Com, E - Cool | Health Service | Cooling | REPL | 0.2 | 0.41029 | 0.61125 | 0.66775 | 0.65894 | 0.63016 | 0.58327 | 0.55625 | 0.5203 | 0.46888
| Chiller Tuneup_Com, E - Cool | Health Service | Cooling | RET | 0.02 | 0.034104 | 0.045487 | 0.048908 | 0.049944 | 0.050294 | 0.049727 | 0.050895 | 0.051365 | 0.050259
| Computer Room Air Conditioner_Com, E - Cool | Health Service | Cooling | NC | 0.25 | 0.46346 | 0.61438 | 0.66797 | 0.65584 | 0.65725 | 0.65635 | 0.6388 | 0.63671 | 0.62888
| Computer Room Air Conditioner_Com, E - Cool | Health Service | Cooling | REPL | 0.25 | 0.48074 | 0.69316 | 0.77019 | 0.79523 | 0.80471 | 0.79564 | 0.81431 | 0.82184 | 0.80414
| Mini Split Ductless AC_Com, E - Cool | Health Service | Cooling | NC | 0 | 0 | 0 | 0 | 0 | 0 | 0 | 0 | 0 | 0
| Mini Split Ductless AC_Com, E - Cool | Health Service | Cooling | RET | 0.002 | 0.0025171 | 0.0043144 | 0.0067169 | 0.0082024 | 0.008698 | 0.0086676 | 0.0088335 | 0.0088777 | 0.00865
| Mini Split Ductless AC_Com, E - Cool | Health Service | Cooling | REPL | 0 | 0 | 0 | 0 | 0 | 0 | 0 | 0 | 0 | 0
| Eff Unitary AC_Com, E - Cool | Health Service | Cooling | NC | 0.35 | 0.54918 | 0.65532 | 0.6821 | 0.66004 | 0.65725 | 0.65635 | 0.6388 | 0.63671 | 0.62888
| Eff Unitary AC_Com, E - Cool | Health Service | Cooling | RET | 0.05 | 0.047535 | 0.048638 | 0.046985 | 0.045657 | 0.044715 | 0.043183 | 0.045717 | 0.047639 | 0.048045
| Eff Unitary AC_Com, E - Cool | Health Service | Cooling | REPL | 0.35 | 0.53548 | 0.67282 | 0.69211 | 0.68028 | 0.65986 | 0.62855 | 0.65964 | 0.68222 | 0.68365
| PTAC_Com, E - Cool | Health Service | Cooling | NC | 0.35 | 0.54918 | 0.65532 | 0.6821 | 0.66004 | 0.65725 | 0.65635 | 0.6388 | 0.63671 | 0.62888
| PTAC_Com, E - Cool | Health Service | Cooling | RET | 0.004 | 0.0050347 | 0.0086307 | 0.013439 | 0.016417 | 0.017415 | 0.017362 | 0.018322 | 0.018491 | 0.018093
| PTAC_Com, E - Cool | Health Service | Cooling | REPL | 0.35 | 0.56443 | 0.72628 | 0.76201 | 0.76213 | 0.75205 | 0.72926 | 0.81431 | 0.82184 | 0.80414
| Unitary Equipment Economizer_Com, E - Cool | Health Service | Cooling | RET | 0.02 | 0.036139 | 0.047284 | 0.049739 | 0.05016 | 0.050294 | 0.049727 | 0.050895 | 0.051365 | 0.050259
| AC Tuneup_Com, E - Cool [ASHP] | Health Service | Cooling | RET | 0.01 | 0.025818 | 0.042301 | 0.048281 | 0.049885 | 0.050294 | 0.049727 | 0.050895 | 0.051365 | 0.050259
| AC Tuneup_Com, E - Heat [ASHP] | Health Service | Space Heating | RET | 0.01 | 0.025818 | 0.042301 | 0.048281 | 0.049885 | 0.050294 | 0.049727 | 0.050895 | 0.051365 | 0.050259
| AC Tuneup_Com, E - Cool [Unitary AC] | Health Service | Cooling | RET | 0.01 | 0.025818 | 0.042301 | 0.048281 | 0.049885 | 0.050294 | 0.049727 | 0.050895 | 0.051365 | 0.050259
| DCV_Com, E - Cool [Building w Elec Heat] | Health Service | Cooling | RET | 0.015 | 0.029391 | 0.042942 | 0.047996 | 0.049657 | 0.050294 | 0.049727 | 0.050895 | 0.051365 | 0.050259
| DCV_Com, E - Heat [Building w Elec Heat] | Health Service | Space Heating | RET | 0.015 | 0.029391 | 0.042942 | 0.047996 | 0.049657 | 0.050294 | 0.049727 | 0.050895 | 0.051365 | 0.050259
| DCV_Com, E - Vent [Building w Elec Heat] | Health Service | Ventilation | RET | 0.015 | 0.029391 | 0.042942 | 0.047996 | 0.049657 | 0.050294 | 0.049727 | 0.050895 | 0.051365 | 0.050259
| DCV_Com, E - Cool [Building w Gas Heat] | Health Service | Cooling | RET | 0.015 | 0.029391 | 0.042942 | 0.047996 | 0.049657 | 0.050294 | 0.049727 | 0.050895 | 0.051365 | 0.050259
| DCV_Com, G - Heat [Building w Gas Heat] | Health Service |  | RET | 0.015 | 0.030159 | 0.042072 | 0.047224 | 0.049011 | 0.04953 | 0.049681 | 0.04987 | 0.050161 | 0.05041
| DCV_Com, E - Vent [Building w Gas Heat] | Health Service | Ventilation | RET | 0.015 | 0.029391 | 0.042942 | 0.047996 | 0.049657 | 0.050294 | 0.049727 | 0.050895 | 0.051365 | 0.050259
| DCV_Com, E - Cool [Building w Oil Heat] | Health Service | Cooling | RET | 0.015 | 0.029391 | 0.042942 | 0.047996 | 0.049657 | 0.050294 | 0.049727 | 0.050895 | 0.051365 | 0.050259
| DCV_Com, O - Heat [Building w Oil Heat] | Health Service |  | RET | 0.015 | 0.029839 | 0.041431 | 0.046354 | 0.047774 | 0.047842 | 0.047483 | 0.047108 | 0.046733 | 0.046332
| DCV_Com, E - Vent [Building w Oil Heat] | Health Service | Ventilation | RET | 0.015 | 0.029391 | 0.042942 | 0.047996 | 0.049657 | 0.050294 | 0.049727 | 0.050895 | 0.051365 | 0.050259
| DCV_Com, E - Cool [Building w Propane Heat] | Health Service | Cooling | RET | 0.015 | 0.029391 | 0.042942 | 0.047996 | 0.049657 | 0.050294 | 0.049727 | 0.050895 | 0.051365 | 0.050259
| DCV_Com, P - Heat [Building w Propane Heat] | Health Service |  | RET | 0.015 | 0.029839 | 0.041431 | 0.046354 | 0.047774 | 0.047842 | 0.047483 | 0.047108 | 0.046733 | 0.046332
| DCV_Com, E - Vent [Building w Propane Heat] | Health Service | Ventilation | RET | 0.015 | 0.029391 | 0.042942 | 0.047996 | 0.049657 | 0.050294 | 0.049727 | 0.050895 | 0.051365 | 0.050259
| Controls for Unitary AC_Com, E - Cool | Health Service | Cooling | RET | 0.015 | 0.029391 | 0.042942 | 0.047996 | 0.049657 | 0.050294 | 0.049727 | 0.050895 | 0.051365 | 0.050259
| Optimized Unitary AC Sys_Com, E - Cool [Building w Elec Heat] | Health Service | Cooling | NC | 0.15 | 0.28154 | 0.42121 | 0.51481 | 0.54172 | 0.56238 | 0.57169 | 0.55895 | 0.55712 | 0.55027
| Optimized Unitary AC Sys_Com, E - Heat [Building w Elec Heat] | Health Service | Space Heating | NC | 0.15 | 0.28154 | 0.42121 | 0.51481 | 0.54172 | 0.56238 | 0.57169 | 0.55895 | 0.55712 | 0.55027
| Optimized Unitary AC Sys_Com, E - Cool [Building w Gas Heat] | Health Service | Cooling | NC | 0.15 | 0.28154 | 0.42121 | 0.51481 | 0.54172 | 0.56238 | 0.57169 | 0.55895 | 0.55712 | 0.55027
| Optimized Unitary AC Sys_Com, G - Heat [Building w Gas Heat] | Health Service |  | NC | 0.15 | 0.28432 | 0.42765 | 0.51785 | 0.54977 | 0.55786 | 0.56374 | 0.56533 | 0.56616 | 0.56428
| Optimized Unitary AC Sys_Com, E - Cool [Building w Oil Heat] | Health Service | Cooling | NC | 0.15 | 0.28154 | 0.42121 | 0.51481 | 0.54172 | 0.56238 | 0.57169 | 0.55895 | 0.55712 | 0.55027
| Optimized Unitary AC Sys_Com, O - Heat [Building w Oil Heat] | Health Service |  | NC | 0.15 | 0.28131 | 0.42114 | 0.50831 | 0.53589 | 0.53885 | 0.5388 | 0.53403 | 0.52747 | 0.51864
| Optimized Unitary AC Sys_Com, E - Cool [Building w Propane Heat] | Health Service | Cooling | NC | 0.15 | 0.28154 | 0.42121 | 0.51481 | 0.54172 | 0.56238 | 0.57169 | 0.55895 | 0.55712 | 0.55027
| Optimized Unitary AC Sys_Com, P - Heat [Building w Propane Heat] | Health Service |  | NC | 0.15 | 0.28131 | 0.42114 | 0.50831 | 0.53589 | 0.53885 | 0.5388 | 0.53403 | 0.52747 | 0.51864
| Optimized Chiller Sys_Com, E - Cool | Health Service | Cooling | NC | 0.15 | 0.28154 | 0.42121 | 0.51481 | 0.54172 | 0.56238 | 0.57169 | 0.55895 | 0.55712 | 0.55027
| Cool Roof_Com, E - Cool [Building w Elec Heat] | Health Service | Cooling | NC | 0.1 | 0.15554 | 0.22193 | 0.28549 | 0.32654 | 0.36473 | 0.39023 | 0.39489 | 0.39795 | 0.39305
| Cool Roof_Com, E - Cool [Building w Elec Heat] | Health Service | Cooling | RET | 0 | 0.0019198 | 0.0061834 | 0.013576 | 0.024102 | 0.035153 | 0.042819 | 0.048563 | 0.051365 | 0.050259
| Cool Roof_Com, E - Heat [Building w Elec Heat] | Health Service | Space Heating | NC | 0.1 | 0.15554 | 0.22193 | 0.28549 | 0.32654 | 0.36473 | 0.39023 | 0.39489 | 0.39795 | 0.39305
| Cool Roof_Com, E - Heat [Building w Elec Heat] | Health Service | Space Heating | RET | 0 | 0.0019198 | 0.0061834 | 0.013576 | 0.024102 | 0.035153 | 0.042819 | 0.048563 | 0.051365 | 0.050259
| Cool Roof_Com, E - Cool [Building w Gas Heat] | Health Service | Cooling | NC | 0.1 | 0.15554 | 0.22193 | 0.28549 | 0.32654 | 0.36473 | 0.39023 | 0.39489 | 0.39795 | 0.39305
| Cool Roof_Com, E - Cool [Building w Gas Heat] | Health Service | Cooling | RET | 0 | 0.0019198 | 0.0061834 | 0.013576 | 0.024102 | 0.035153 | 0.042819 | 0.048563 | 0.051365 | 0.050259
| Cool Roof_Com, G - Heat [Building w Gas Heat] | Health Service |  | NC | 0.1 | 0.15708 | 0.22533 | 0.28718 | 0.33139 | 0.3618 | 0.3848 | 0.3994 | 0.4044 | 0.40306
| Cool Roof_Com, G - Heat [Building w Gas Heat] | Health Service |  | RET | 0 | 0.00197 | 0.0060582 | 0.013358 | 0.023788 | 0.034619 | 0.042779 | 0.047585 | 0.050161 | 0.05041
| Cool Roof_Com, E - Cool [Building w Oil Heat] | Health Service | Cooling | NC | 0.1 | 0.15554 | 0.22193 | 0.28549 | 0.32654 | 0.36473 | 0.39023 | 0.39489 | 0.39795 | 0.39305
| Cool Roof_Com, E - Cool [Building w Oil Heat] | Health Service | Cooling | RET | 0 | 0.0019198 | 0.0061834 | 0.013576 | 0.024102 | 0.035153 | 0.042819 | 0.048563 | 0.051365 | 0.050259
| Cool Roof_Com, O - Heat [Building w Oil Heat] | Health Service |  | NC | 0.1 | 0.15541 | 0.22189 | 0.28189 | 0.32303 | 0.34947 | 0.36778 | 0.37728 | 0.37676 | 0.37046
| Cool Roof_Com, O - Heat [Building w Oil Heat] | Health Service |  | RET | 0 | 0.0019491 | 0.0059659 | 0.013112 | 0.023188 | 0.033439 | 0.040886 | 0.04495 | 0.046733 | 0.046332
| Cool Roof_Com, E - Cool [Building w Propane Heat] | Health Service | Cooling | NC | 0.1 | 0.15554 | 0.22193 | 0.28549 | 0.32654 | 0.36473 | 0.39023 | 0.39489 | 0.39795 | 0.39305
| Cool Roof_Com, E - Cool [Building w Propane Heat] | Health Service | Cooling | RET | 0 | 0.0019198 | 0.0061834 | 0.013576 | 0.024102 | 0.035153 | 0.042819 | 0.048563 | 0.051365 | 0.050259
| Cool Roof_Com, P - Heat [Building w Propane Heat] | Health Service |  | NC | 0.1 | 0.15541 | 0.22189 | 0.28189 | 0.32303 | 0.34947 | 0.36778 | 0.37728 | 0.37676 | 0.37046
| Cool Roof_Com, P - Heat [Building w Propane Heat] | Health Service |  | RET | 0 | 0.0019491 | 0.0059659 | 0.013112 | 0.023188 | 0.033439 | 0.040886 | 0.04495 | 0.046733 | 0.046332
| GSHP_Com, E - Cool | Health Service | Cooling | RET | 0.002 | 0.0038855 | 0.0060812 | 0.0079712 | 0.0098337 | 0.011714 | 0.013351 | 0.015399 | 0.017206 | 0.018371
| GSHP_Com, E - Cool | Health Service | Cooling | REPL | 0.02 | 0.037028 | 0.068472 | 0.11081 | 0.16526 | 0.22516 | 0.27463 | 0.31961 | 0.34548 | 0.34792
| GSHP_Com, E - Heat | Health Service | Space Heating | RET | 0.002 | 0.0038855 | 0.0060812 | 0.0079712 | 0.0098337 | 0.011714 | 0.013351 | 0.015399 | 0.017206 | 0.018371
| GSHP_Com, E - Heat | Health Service | Space Heating | REPL | 0.02 | 0.037028 | 0.068472 | 0.11081 | 0.16526 | 0.22516 | 0.27463 | 0.31961 | 0.34548 | 0.34792
| Unitary HP_Com, E - Cool | Health Service | Cooling | NC | 0.35 | 0.54918 | 0.65532 | 0.6821 | 0.66004 | 0.65725 | 0.65635 | 0.6388 | 0.63671 | 0.62888
| Unitary HP_Com, E - Cool | Health Service | Cooling | RET | 0.008 | 0.022718 | 0.039759 | 0.046036 | 0.046943 | 0.046353 | 0.044727 | 0.05054 | 0.051365 | 0.050259
| Unitary HP_Com, E - Cool | Health Service | Cooling | REPL | 0.35 | 0.55175 | 0.68685 | 0.69346 | 0.666 | 0.62941 | 0.58254 | 0.64934 | 0.70896 | 0.74615
| Unitary HP_Com, E - Heat | Health Service | Space Heating | NC | 0.35 | 0.54918 | 0.65532 | 0.6821 | 0.66004 | 0.65725 | 0.65635 | 0.6388 | 0.63671 | 0.62888
| Unitary HP_Com, E - Heat | Health Service | Space Heating | RET | 0.008 | 0.022718 | 0.039759 | 0.046036 | 0.046943 | 0.046353 | 0.044727 | 0.05054 | 0.051365 | 0.050259
| Unitary HP_Com, E - Heat | Health Service | Space Heating | REPL | 0.35 | 0.55175 | 0.68685 | 0.69346 | 0.666 | 0.62941 | 0.58254 | 0.64934 | 0.70896 | 0.74615
| PTHP_Com, E - Cool | Health Service | Cooling | NC | 0.35 | 0.54918 | 0.65532 | 0.6821 | 0.66004 | 0.65725 | 0.65635 | 0.6388 | 0.63671 | 0.62888
| PTHP_Com, E - Cool | Health Service | Cooling | RET | 0.004 | 0.0042067 | 0.0053489 | 0.0066696 | 0.0074858 | 0.0077622 | 0.0077008 | 0.0079902 | 0.0081729 | 0.0080414
| PTHP_Com, E - Cool | Health Service | Cooling | REPL | 0.35 | 0.56491 | 0.72929 | 0.7705 | 0.77798 | 0.77587 | 0.76076 | 0.78869 | 0.80615 | 0.79873
| PTHP_Com, E - Heat | Health Service | Space Heating | NC | 0.35 | 0.54918 | 0.65532 | 0.6821 | 0.66004 | 0.65725 | 0.65635 | 0.6388 | 0.63671 | 0.62888
| PTHP_Com, E - Heat | Health Service | Space Heating | RET | 0.004 | 0.0042067 | 0.0053489 | 0.0066696 | 0.0074858 | 0.0077622 | 0.0077008 | 0.0079902 | 0.0081729 | 0.0080414
| PTHP_Com, E - Heat | Health Service | Space Heating | REPL | 0.35 | 0.56491 | 0.72929 | 0.7705 | 0.77798 | 0.77587 | 0.76076 | 0.78869 | 0.80615 | 0.79873
| Minisplit Ductless HP_Com, E - Cool | Health Service | Cooling | RET | 0.025 | 0.038607 | 0.04567 | 0.045089 | 0.043136 | 0.041287 | 0.038968 | 0.039108 | 0.038723 | 0.037192
| Minisplit Ductless HP_Com, E - Cool | Health Service | Cooling | REPL | 0.175 | 0.26615 | 0.32784 | 0.32921 | 0.315 | 0.29661 | 0.27337 | 0.26773 | 0.25803 | 0.24056
| Minisplit Ductless HP_Com, E - Heat | Health Service | Space Heating | RET | 0.025 | 0.038607 | 0.04567 | 0.045089 | 0.043136 | 0.041287 | 0.038968 | 0.039108 | 0.038723 | 0.037192
| Minisplit Ductless HP_Com, E - Heat | Health Service | Space Heating | REPL | 0.175 | 0.26615 | 0.32784 | 0.32921 | 0.315 | 0.29661 | 0.27337 | 0.26773 | 0.25803 | 0.24056
| Programmable TStat_Com, E - Cool [Building w Elec Heat] | Health Service | Cooling | NC | 0.3 | 0.18767 | 0.090372 | 0 | 0 | 0 | 0 | 0 | 0 | 0
| Programmable TStat_Com, E - Cool [Building w Elec Heat] | Health Service | Cooling | RET | 0.02 | 0.0097332 | 0 | 0 | 0 | 0 | 0 | 0 | 0 | 0
| Programmable TStat_Com, E - Heat [Building w Elec Heat] | Health Service | Space Heating | NC | 0.3 | 0.18767 | 0.090372 | 0 | 0 | 0 | 0 | 0 | 0 | 0
| Programmable TStat_Com, E - Heat [Building w Elec Heat] | Health Service | Space Heating | RET | 0.02 | 0.0097332 | 0 | 0 | 0 | 0 | 0 | 0 | 0 | 0
| Programmable TStat_Com, E - Cool [Building w Gas Heat] | Health Service | Cooling | NC | 0.3 | 0.18767 | 0.090372 | 0 | 0 | 0 | 0 | 0 | 0 | 0
| Programmable TStat_Com, E - Cool [Building w Gas Heat] | Health Service | Cooling | RET | 0.02 | 0.0097332 | 0 | 0 | 0 | 0 | 0 | 0 | 0 | 0
| Programmable TStat_Com, G - Heat [Building w Gas Heat] | Health Service |  | NC | 0.3 | 0.18952 | 0.091754 | 0 | 0 | 0 | 0 | 0 | 0 | 0
| Programmable TStat_Com, G - Heat [Building w Gas Heat] | Health Service |  | RET | 0.02 | 0.0099873 | 0 | 0 | 0 | 0 | 0 | 0 | 0 | 0
| Programmable TStat_Com, E - Cool [Building w Propane Heat] | Health Service | Cooling | NC | 0.3 | 0.18767 | 0.090372 | 0 | 0 | 0 | 0 | 0 | 0 | 0
| Programmable TStat_Com, E - Cool [Building w Propane Heat] | Health Service | Cooling | RET | 0.02 | 0.0097332 | 0 | 0 | 0 | 0 | 0 | 0 | 0 | 0
| Programmable TStat_Com, P - Heat [Building w Propane Heat] | Health Service |  | NC | 0.3 | 0.18751 | 0.090356 | 0 | 0 | 0 | 0 | 0 | 0 | 0
| Programmable TStat_Com, P - Heat [Building w Propane Heat] | Health Service |  | RET | 0.02 | 0.0098815 | 0 | 0 | 0 | 0 | 0 | 0 | 0 | 0
| Programmable TStat_Com, E - Cool [Building w Oil Heat] | Health Service | Cooling | NC | 0.3 | 0.18767 | 0.090372 | 0 | 0 | 0 | 0 | 0 | 0 | 0
| Programmable TStat_Com, E - Cool [Building w Oil Heat] | Health Service | Cooling | RET | 0.02 | 0.0097332 | 0 | 0 | 0 | 0 | 0 | 0 | 0 | 0
| Programmable TStat_Com, O - Heat [Building w Oil Heat] | Health Service |  | NC | 0.3 | 0.18751 | 0.090356 | 0 | 0 | 0 | 0 | 0 | 0 | 0
| Programmable TStat_Com, O - Heat [Building w Oil Heat] | Health Service |  | RET | 0.02 | 0.0098815 | 0 | 0 | 0 | 0 | 0 | 0 | 0 | 0
| Smart TStat_Com, E - Cool [Building w Elec Heat] | Health Service | Cooling | NC | 0.05 | 0.18767 | 0.36149 | 0.43728 | 0.49641 | 0.57509 | 0.65635 | 0.6388 | 0.63671 | 0.62888
| Smart TStat_Com, E - Cool [Building w Elec Heat] | Health Service | Cooling | RET | 0.008 | 0.013966 | 0.027581 | 0.036803 | 0.039407 | 0.040235 | 0.039782 | 0.040716 | 0.041092 | 0.040207
| Smart TStat_Com, E - Heat [Building w Elec Heat] | Health Service | Space Heating | NC | 0.05 | 0.18767 | 0.36149 | 0.43728 | 0.49641 | 0.57509 | 0.65635 | 0.6388 | 0.63671 | 0.62888
| Smart TStat_Com, E - Heat [Building w Elec Heat] | Health Service | Space Heating | RET | 0.008 | 0.013966 | 0.027581 | 0.036803 | 0.039407 | 0.040235 | 0.039782 | 0.040716 | 0.041092 | 0.040207
| Smart TStat_Com, E - Cool [Building w Gas Heat] | Health Service | Cooling | NC | 0.05 | 0.18767 | 0.36149 | 0.43728 | 0.49641 | 0.57509 | 0.65635 | 0.6388 | 0.63671 | 0.62888
| Smart TStat_Com, E - Cool [Building w Gas Heat] | Health Service | Cooling | RET | 0.008 | 0.013966 | 0.027581 | 0.036803 | 0.039407 | 0.040235 | 0.039782 | 0.040716 | 0.041092 | 0.040207
| Smart TStat_Com, G - Heat [Building w Gas Heat] | Health Service |  | NC | 0.05 | 0.18952 | 0.36702 | 0.43986 | 0.50378 | 0.57047 | 0.64722 | 0.6461 | 0.64704 | 0.64489
| Smart TStat_Com, G - Heat [Building w Gas Heat] | Health Service |  | RET | 0.008 | 0.01433 | 0.027023 | 0.036211 | 0.038894 | 0.039624 | 0.039745 | 0.039896 | 0.040129 | 0.040328
| Smart TStat_Com, E - Cool [Building w Propane Heat] | Health Service | Cooling | NC | 0.05 | 0.18767 | 0.36149 | 0.43728 | 0.49641 | 0.57509 | 0.65635 | 0.6388 | 0.63671 | 0.62888
| Smart TStat_Com, E - Cool [Building w Propane Heat] | Health Service | Cooling | RET | 0.008 | 0.013966 | 0.027581 | 0.036803 | 0.039407 | 0.040235 | 0.039782 | 0.040716 | 0.041092 | 0.040207
| Smart TStat_Com, P - Heat [Building w Propane Heat] | Health Service |  | NC | 0.05 | 0.18751 | 0.36142 | 0.43176 | 0.49107 | 0.55104 | 0.61859 | 0.61032 | 0.60282 | 0.59273
| Smart TStat_Com, P - Heat [Building w Propane Heat] | Health Service |  | RET | 0.008 | 0.014179 | 0.026611 | 0.035544 | 0.037913 | 0.038274 | 0.037987 | 0.037686 | 0.037387 | 0.037066
| Smart TStat_Com, E - Cool [Building w Oil Heat] | Health Service | Cooling | NC | 0.05 | 0.18767 | 0.36149 | 0.43728 | 0.49641 | 0.57509 | 0.65635 | 0.6388 | 0.63671 | 0.62888
| Smart TStat_Com, E - Cool [Building w Oil Heat] | Health Service | Cooling | RET | 0.008 | 0.013966 | 0.027581 | 0.036803 | 0.039407 | 0.040235 | 0.039782 | 0.040716 | 0.041092 | 0.040207
| Smart TStat_Com, O - Heat [Building w Oil Heat] | Health Service |  | NC | 0.05 | 0.18751 | 0.36142 | 0.43176 | 0.49107 | 0.55104 | 0.61859 | 0.61032 | 0.60282 | 0.59273
| Smart TStat_Com, O - Heat [Building w Oil Heat] | Health Service |  | RET | 0.008 | 0.014179 | 0.026611 | 0.035544 | 0.037913 | 0.038274 | 0.037987 | 0.037686 | 0.037387 | 0.037066
| Boiler Blowdown Controls_Com, G - Heat | Health Service |  | RET | 0.015 | 0.030159 | 0.042072 | 0.047224 | 0.049011 | 0.04953 | 0.049681 | 0.04987 | 0.050161 | 0.05041
| Boiler Blowdown Controls_Com, O - Heat | Health Service |  | RET | 0.015 | 0.029839 | 0.041431 | 0.046354 | 0.047774 | 0.047842 | 0.047483 | 0.047108 | 0.046733 | 0.046332
| Boiler Blowdown Controls_Com, P - Heat | Health Service |  | RET | 0.015 | 0.029839 | 0.041431 | 0.046354 | 0.047774 | 0.047842 | 0.047483 | 0.047108 | 0.046733 | 0.046332
| Boiler Modifications_Com, G - Heat | Health Service |  | RET | 0.015 | 0.030159 | 0.042072 | 0.047224 | 0.049011 | 0.04953 | 0.049681 | 0.04987 | 0.050161 | 0.05041
| Boiler Modifications_Com, O - Heat | Health Service |  | RET | 0.015 | 0.029839 | 0.041431 | 0.046354 | 0.047774 | 0.047842 | 0.047483 | 0.047108 | 0.046733 | 0.046332
| Boiler Modifications_Com, P - Heat | Health Service |  | RET | 0.015 | 0.029839 | 0.041431 | 0.046354 | 0.047774 | 0.047842 | 0.047483 | 0.047108 | 0.046733 | 0.046332
| Boilers_Com, G - Heat | Health Service |  | NC | 0.35 | 0.5546 | 0.66535 | 0.68613 | 0.66984 | 0.65197 | 0.64722 | 0.6461 | 0.64704 | 0.64489
| Boilers_Com, G - Heat | Health Service |  | RET | 0.015 | 0.032228 | 0.042962 | 0.045226 | 0.044549 | 0.042966 | 0.041519 | 0.040149 | 0.038905 | 0.037665
| Boilers_Com, G - Heat | Health Service |  | REPL | 0.35 | 0.55669 | 0.65762 | 0.66473 | 0.63908 | 0.60152 | 0.56362 | 0.52586 | 0.48881 | 0.4509
| Boilers_Com, O - Heat | Health Service |  | NC | 0.35 | 0.54873 | 0.65521 | 0.67348 | 0.65294 | 0.62976 | 0.61859 | 0.61032 | 0.60282 | 0.59273
| Boilers_Com, O - Heat | Health Service |  | RET | 0.015 | 0.031854 | 0.04217 | 0.044113 | 0.043005 | 0.040959 | 0.039027 | 0.037171 | 0.035401 | 0.033695
| Boilers_Com, O - Heat | Health Service |  | REPL | 0.35 | 0.55079 | 0.6476 | 0.65248 | 0.62295 | 0.58103 | 0.53869 | 0.49674 | 0.4554 | 0.41443
| Boilers_Com, P - Heat | Health Service |  | NC | 0.35 | 0.54873 | 0.65521 | 0.67348 | 0.65294 | 0.62976 | 0.61859 | 0.61032 | 0.60282 | 0.59273
| Boilers_Com, P - Heat | Health Service |  | RET | 0.015 | 0.031871 | 0.042239 | 0.044252 | 0.043215 | 0.04123 | 0.039353 | 0.037547 | 0.035821 | 0.034154
| Boilers_Com, P - Heat | Health Service |  | REPL | 0.35 | 0.55079 | 0.6476 | 0.65248 | 0.62295 | 0.58103 | 0.53869 | 0.49674 | 0.4554 | 0.41443
| Furnace_Com, G - Heat | Health Service |  | NC | 0.35 | 0.5546 | 0.66535 | 0.68613 | 0.66984 | 0.65197 | 0.64722 | 0.6461 | 0.64704 | 0.64489
| Furnace_Com, G - Heat | Health Service |  | RET | 0.015 | 0.03229 | 0.043226 | 0.045768 | 0.045371 | 0.044045 | 0.04284 | 0.041698 | 0.04067 | 0.039632
| Furnace_Com, G - Heat | Health Service |  | REPL | 0.35 | 0.55669 | 0.65762 | 0.66473 | 0.63908 | 0.60152 | 0.56362 | 0.52586 | 0.48881 | 0.4509
| Furnace_Com, O - Heat | Health Service |  | NC | 0.35 | 0.54873 | 0.65521 | 0.67348 | 0.65294 | 0.62976 | 0.61859 | 0.61032 | 0.60282 | 0.59273
| Furnace_Com, O - Heat | Health Service |  | RET | 0.015 | 0.031806 | 0.041964 | 0.043692 | 0.042378 | 0.04015 | 0.038055 | 0.036055 | 0.034159 | 0.032341
| Furnace_Com, O - Heat | Health Service |  | REPL | 0.35 | 0.55079 | 0.6476 | 0.65248 | 0.62295 | 0.58103 | 0.53869 | 0.49674 | 0.4554 | 0.41443
| Furnace_Com, P - Heat | Health Service |  | NC | 0.35 | 0.54873 | 0.65521 | 0.67348 | 0.65294 | 0.62976 | 0.61859 | 0.61032 | 0.60282 | 0.59273
| Furnace_Com, P - Heat | Health Service |  | RET | 0.015 | 0.031877 | 0.042265 | 0.044306 | 0.043295 | 0.041334 | 0.039478 | 0.037691 | 0.035983 | 0.03433
| Furnace_Com, P - Heat | Health Service |  | REPL | 0.35 | 0.55079 | 0.6476 | 0.65248 | 0.62295 | 0.58103 | 0.53869 | 0.49674 | 0.4554 | 0.41443
| Unit Heater_Com, G - Heat | Health Service |  | NC | 0.35 | 0.5546 | 0.66535 | 0.68613 | 0.66984 | 0.65197 | 0.64722 | 0.6461 | 0.64704 | 0.64489
| Unit Heater_Com, G - Heat | Health Service |  | RET | 0.015 | 0.0322 | 0.04284 | 0.044977 | 0.044173 | 0.042475 | 0.04092 | 0.03945 | 0.040167 | 0.040835
| Unit Heater_Com, G - Heat | Health Service |  | REPL | 0.35 | 0.55669 | 0.65762 | 0.66473 | 0.63908 | 0.60152 | 0.56362 | 0.52586 | 0.52169 | 0.517
| Energy Recovery Ventilator_Com, G - Heat | Health Service |  | NC | 0.2 | 0.34443 | 0.47582 | 0.5445 | 0.56159 | 0.56266 | 0.56565 | 0.56533 | 0.56616 | 0.56428
| Energy Recovery Ventilator_Com, G - Heat | Health Service |  | RET | 0.01 | 0.023673 | 0.03698 | 0.042888 | 0.043794 | 0.042811 | 0.041176 | 0.041238 | 0.041389 | 0.041506
| Energy Recovery Ventilator_Com, G - Heat | Health Service |  | REPL | 0.2 | 0.35071 | 0.48073 | 0.54164 | 0.55167 | 0.53557 | 0.50929 | 0.50019 | 0.49141 | 0.48208
| Energy Recovery Ventilator_Com, O - Heat | Health Service |  | NC | 0.2 | 0.34078 | 0.46857 | 0.53447 | 0.54741 | 0.54349 | 0.54063 | 0.53403 | 0.52747 | 0.51864
| Energy Recovery Ventilator_Com, O - Heat | Health Service |  | RET | 0.01 | 0.023422 | 0.036417 | 0.042098 | 0.042689 | 0.041353 | 0.039355 | 0.038955 | 0.03856 | 0.038149
| Energy Recovery Ventilator_Com, O - Heat | Health Service |  | REPL | 0.2 | 0.34699 | 0.47341 | 0.53166 | 0.53775 | 0.51732 | 0.48676 | 0.47249 | 0.45782 | 0.44309
| Energy Recovery Ventilator_Com, P - Heat | Health Service |  | NC | 0.2 | 0.34078 | 0.46857 | 0.53447 | 0.54741 | 0.54349 | 0.54063 | 0.53403 | 0.52747 | 0.51864
| Energy Recovery Ventilator_Com, P - Heat | Health Service |  | RET | 0.01 | 0.023422 | 0.036417 | 0.042098 | 0.042689 | 0.041353 | 0.039355 | 0.038955 | 0.03856 | 0.038149
| Energy Recovery Ventilator_Com, P - Heat | Health Service |  | REPL | 0.2 | 0.34699 | 0.47341 | 0.53166 | 0.53775 | 0.51732 | 0.48676 | 0.47249 | 0.45782 | 0.44309
| Forced Air Heating Maintenance_Com, G - Heat | Health Service |  | RET | 0.01 | 0.019143 | 0.025814 | 0.028544 | 0.029474 | 0.029718 | 0.029809 | 0.029922 | 0.030097 | 0.030246
| Forced Air Heating Maintenance_Com, O - Heat | Health Service |  | RET | 0.01 | 0.01894 | 0.02542 | 0.028018 | 0.02873 | 0.028705 | 0.02849 | 0.028265 | 0.02804 | 0.027799
| Forced Air Heating Maintenance_Com, P - Heat | Health Service |  | RET | 0.01 | 0.01894 | 0.02542 | 0.028018 | 0.02873 | 0.028705 | 0.02849 | 0.028265 | 0.02804 | 0.027799
| Infrared Heater_Com, G - Heat | Health Service |  | NC | 0.05 | 0.17265 | 0.37924 | 0.55522 | 0.62535 | 0.64099 | 0.64707 | 0.6461 | 0.64704 | 0.64489
| Infrared Heater_Com, G - Heat | Health Service |  | RET | 0.01 | 0.026469 | 0.041314 | 0.047185 | 0.048703 | 0.048783 | 0.048721 | 0.048694 | 0.050161 | 0.05041
| Infrared Heater_Com, G - Heat | Health Service |  | REPL | 0.05 | 0.17532 | 0.38069 | 0.54736 | 0.60794 | 0.60335 | 0.57567 | 0.5381 | 0.64489 | 0.75225
| Infrared Heater_Com, P - Heat | Health Service |  | NC | 0.05 | 0.17082 | 0.37346 | 0.54499 | 0.60957 | 0.61915 | 0.61845 | 0.61032 | 0.60282 | 0.59273
| Infrared Heater_Com, P - Heat | Health Service |  | RET | 0.01 | 0.026189 | 0.040685 | 0.046316 | 0.047474 | 0.047121 | 0.046565 | 0.045998 | 0.046733 | 0.046332
| Infrared Heater_Com, P - Heat | Health Service |  | REPL | 0.05 | 0.17346 | 0.37488 | 0.53728 | 0.5926 | 0.58279 | 0.55021 | 0.5083 | 0.60082 | 0.6914
| Steam Trap Maintenance_Com, G - Heat | Health Service |  | RET | 0.025 | 0.041268 | 0.047932 | 0.04941 | 0.049508 | 0.04953 | 0.049681 | 0.04987 | 0.050161 | 0.05041
| Steam Trap Maintenance_Com, O - Heat | Health Service |  | RET | 0.025 | 0.040831 | 0.047201 | 0.0485 | 0.048258 | 0.047842 | 0.047483 | 0.047108 | 0.046733 | 0.046332
| Windows_Com, E - Cool [Building w Elec Heat] | Health Service | Cooling | NC | 0.25 | 0.39246 | 0.50425 | 0.55944 | 0.56098 | 0.57032 | 0.5743 | 0.55895 | 0.55712 | 0.55027
| Windows_Com, E - Heat [Building w Elec Heat] | Health Service | Space Heating | NC | 0.25 | 0.39246 | 0.50425 | 0.55944 | 0.56098 | 0.57032 | 0.5743 | 0.55895 | 0.55712 | 0.55027
| Windows_Com, E - Cool [Building w Gas Heat] | Health Service | Cooling | NC | 0.25 | 0.39246 | 0.50425 | 0.55944 | 0.56098 | 0.57032 | 0.5743 | 0.55895 | 0.55712 | 0.55027
| Windows_Com, G - Heat [Building w Gas Heat] | Health Service |  | NC | 0.25 | 0.39634 | 0.51196 | 0.56274 | 0.56931 | 0.56574 | 0.56632 | 0.56533 | 0.56616 | 0.56428
| Windows_Com, E - Cool [Building w Oil Heat] | Health Service | Cooling | NC | 0.25 | 0.39246 | 0.50425 | 0.55944 | 0.56098 | 0.57032 | 0.5743 | 0.55895 | 0.55712 | 0.55027
| Windows_Com, O - Heat [Building w Oil Heat] | Health Service |  | NC | 0.25 | 0.39214 | 0.50416 | 0.55237 | 0.55494 | 0.54646 | 0.54127 | 0.53403 | 0.52747 | 0.51864
| Windows_Com, E - Cool [Building w Propane Heat] | Health Service | Cooling | NC | 0.25 | 0.39246 | 0.50425 | 0.55944 | 0.56098 | 0.57032 | 0.5743 | 0.55895 | 0.55712 | 0.55027
| Windows_Com, P - Heat [Building w Propane Heat] | Health Service |  | NC | 0.25 | 0.39214 | 0.50416 | 0.55237 | 0.55494 | 0.54646 | 0.54127 | 0.53403 | 0.52747 | 0.51864
| Window Film_Com, E - Cool [Building w Elec Heat] | Health Service | Cooling | RET | 0.01 | 0.025818 | 0.042301 | 0.048281 | 0.049885 | 0.050294 | 0.049727 | 0.050895 | 0.051365 | 0.050259
| Window Film_Com, E - Heat [Building w Elec Heat] | Health Service | Space Heating | RET | 0.01 | 0.025818 | 0.042301 | 0.048281 | 0.049885 | 0.050294 | 0.049727 | 0.050895 | 0.051365 | 0.050259
| Window Film_Com, E - Cool [Building w Gas Heat] | Health Service | Cooling | RET | 0.01 | 0.025818 | 0.042301 | 0.048281 | 0.049885 | 0.050294 | 0.049727 | 0.050895 | 0.051365 | 0.050259
| Window Film_Com, G - Heat [Building w Gas Heat] | Health Service |  | RET | 0.01 | 0.026492 | 0.041445 | 0.047505 | 0.049237 | 0.04953 | 0.049681 | 0.04987 | 0.050161 | 0.05041
| Window Film_Com, E - Cool [Building w Oil Heat] | Health Service | Cooling | RET | 0.01 | 0.025818 | 0.042301 | 0.048281 | 0.049885 | 0.050294 | 0.049727 | 0.050895 | 0.051365 | 0.050259
| Window Film_Com, O - Heat [Building w Oil Heat] | Health Service |  | RET | 0.01 | 0.026211 | 0.040813 | 0.046629 | 0.047994 | 0.047842 | 0.047483 | 0.047108 | 0.046733 | 0.046332
| Window Film_Com, E - Cool [Building w Propane Heat] | Health Service | Cooling | RET | 0.01 | 0.025818 | 0.042301 | 0.048281 | 0.049885 | 0.050294 | 0.049727 | 0.050895 | 0.051365 | 0.050259
| Window Film_Com, P - Heat [Building w Propane Heat] | Health Service |  | RET | 0.01 | 0.026211 | 0.040813 | 0.046629 | 0.047994 | 0.047842 | 0.047483 | 0.047108 | 0.046733 | 0.046332
| Motors and Fans_Com, E - Vent | Health Service | Ventilation | NC | 0.4 | 0.58374 | 0.66971 | 0.68679 | 0.66141 | 0.65725 | 0.65635 | 0.6388 | 0.63671 | 0.62888
| Motors and Fans_Com, E - Vent | Health Service | Ventilation | RET | 0.03 | 0.040918 | 0.045877 | 0.044466 | 0.042158 | 0.040179 | 0.03776 | 0.036846 | 0.03546 | 0.033091
| Motors and Fans_Com, E - Vent | Health Service | Ventilation | REPL | 0.4 | 0.56111 | 0.66358 | 0.65597 | 0.62423 | 0.58611 | 0.53972 | 0.51348 | 0.47897 | 0.43023
| ECM Furnace Motors_Com, E - Vent | Health Service | Ventilation | RET | 0.025 | 0.039504 | 0.04852 | 0.050067 | 0.05016 | 0.050294 | 0.049727 | 0.050895 | 0.051365 | 0.050259
| VFD on HVAC System_Com, E - Vent | Health Service | Ventilation | RET | 0.025 | 0.039504 | 0.04852 | 0.050067 | 0.05016 | 0.050294 | 0.049727 | 0.050895 | 0.051365 | 0.050259
| Kitchen DCV_Com, E - Vent [Building w Elec Heat] | Health Service | Ventilation | NC | 0.1 | 0.21183 | 0.35485 | 0.47241 | 0.52165 | 0.55375 | 0.56819 | 0.55895 | 0.55712 | 0.55027
| Kitchen DCV_Com, E - Vent [Building w Elec Heat] | Health Service | Ventilation | RET | 0.005 | 0.014921 | 0.030643 | 0.040713 | 0.043802 | 0.043591 | 0.041507 | 0.041297 | 0.04054 | 0.038604
| Kitchen DCV_Com, E - Vent [Building w Elec Heat] | Health Service | Ventilation | REPL | 0.1 | 0.21524 | 0.37992 | 0.49384 | 0.54329 | 0.54875 | 0.52304 | 0.51654 | 0.49655 | 0.46162
| Kitchen DCV_Com, E - Heat [Building w Elec Heat] | Health Service | Space Heating | NC | 0.1 | 0.21183 | 0.35485 | 0.47241 | 0.52165 | 0.55375 | 0.56819 | 0.55895 | 0.55712 | 0.55027
| Kitchen DCV_Com, E - Heat [Building w Elec Heat] | Health Service | Space Heating | RET | 0.005 | 0.014921 | 0.030643 | 0.040713 | 0.043802 | 0.043591 | 0.041507 | 0.041297 | 0.04054 | 0.038604
| Kitchen DCV_Com, E - Heat [Building w Elec Heat] | Health Service | Space Heating | REPL | 0.1 | 0.21524 | 0.37992 | 0.49384 | 0.54329 | 0.54875 | 0.52304 | 0.51654 | 0.49655 | 0.46162
| Kitchen DCV_Com, E - Vent [Building w Gas Heat] | Health Service | Ventilation | NC | 0.1 | 0.21183 | 0.35485 | 0.47241 | 0.52165 | 0.55375 | 0.56819 | 0.55895 | 0.55712 | 0.55027
| Kitchen DCV_Com, E - Vent [Building w Gas Heat] | Health Service | Ventilation | RET | 0.005 | 0.014921 | 0.030643 | 0.040713 | 0.043802 | 0.043591 | 0.041507 | 0.041297 | 0.04054 | 0.038604
| Kitchen DCV_Com, E - Vent [Building w Gas Heat] | Health Service | Ventilation | REPL | 0.1 | 0.21524 | 0.37992 | 0.49384 | 0.54329 | 0.54875 | 0.52304 | 0.51654 | 0.49655 | 0.46162
| Kitchen DCV_Com, G - Heat [Building w Gas Heat] | Health Service |  | NC | 0.1 | 0.21392 | 0.36027 | 0.4752 | 0.5294 | 0.5493 | 0.56029 | 0.56533 | 0.56616 | 0.56428
| Kitchen DCV_Com, G - Heat [Building w Gas Heat] | Health Service |  | RET | 0.005 | 0.015311 | 0.030022 | 0.040058 | 0.043232 | 0.042929 | 0.041468 | 0.040466 | 0.03959 | 0.03872
| Kitchen DCV_Com, G - Heat [Building w Gas Heat] | Health Service |  | REPL | 0.1 | 0.22086 | 0.37223 | 0.48589 | 0.53622 | 0.54041 | 0.52256 | 0.50614 | 0.48491 | 0.46301
| Kitchen DCV_Com, E - Vent [Building w Oil Heat] | Health Service | Ventilation | NC | 0.1 | 0.21183 | 0.35485 | 0.47241 | 0.52165 | 0.55375 | 0.56819 | 0.55895 | 0.55712 | 0.55027
| Kitchen DCV_Com, E - Vent [Building w Oil Heat] | Health Service | Ventilation | RET | 0.005 | 0.014921 | 0.030643 | 0.040713 | 0.043802 | 0.043591 | 0.041507 | 0.041297 | 0.04054 | 0.038604
| Kitchen DCV_Com, E - Vent [Building w Oil Heat] | Health Service | Ventilation | REPL | 0.1 | 0.21524 | 0.37992 | 0.49384 | 0.54329 | 0.54875 | 0.52304 | 0.51654 | 0.49655 | 0.46162
| Kitchen DCV_Com, O - Heat [Building w Oil Heat] | Health Service |  | NC | 0.1 | 0.21165 | 0.35478 | 0.46645 | 0.51604 | 0.53058 | 0.5355 | 0.53403 | 0.52747 | 0.51864
| Kitchen DCV_Com, O - Heat [Building w Oil Heat] | Health Service |  | RET | 0.005 | 0.015149 | 0.029565 | 0.03932 | 0.042141 | 0.041466 | 0.039634 | 0.038225 | 0.036884 | 0.035588
| Kitchen DCV_Com, O - Heat [Building w Oil Heat] | Health Service |  | REPL | 0.1 | 0.21852 | 0.36655 | 0.47694 | 0.52269 | 0.522 | 0.49944 | 0.47811 | 0.45177 | 0.42555
| Kitchen DCV_Com, E - Vent [Building w Propane Heat] | Health Service | Ventilation | NC | 0.1 | 0.21183 | 0.35485 | 0.47241 | 0.52165 | 0.55375 | 0.56819 | 0.55895 | 0.55712 | 0.55027
| Kitchen DCV_Com, E - Vent [Building w Propane Heat] | Health Service | Ventilation | RET | 0.005 | 0.014921 | 0.030643 | 0.040713 | 0.043802 | 0.043591 | 0.041507 | 0.041297 | 0.04054 | 0.038604
| Kitchen DCV_Com, E - Vent [Building w Propane Heat] | Health Service | Ventilation | REPL | 0.1 | 0.21524 | 0.37992 | 0.49384 | 0.54329 | 0.54875 | 0.52304 | 0.51654 | 0.49655 | 0.46162
| Kitchen DCV_Com, P - Heat [Building w Propane Heat] | Health Service |  | NC | 0.1 | 0.21165 | 0.35478 | 0.46645 | 0.51604 | 0.53058 | 0.5355 | 0.53403 | 0.52747 | 0.51864
| Kitchen DCV_Com, P - Heat [Building w Propane Heat] | Health Service |  | RET | 0.005 | 0.015149 | 0.029565 | 0.03932 | 0.042141 | 0.041466 | 0.039634 | 0.038225 | 0.036884 | 0.035588
| Kitchen DCV_Com, P - Heat [Building w Propane Heat] | Health Service |  | REPL | 0.1 | 0.21852 | 0.36655 | 0.47694 | 0.52269 | 0.522 | 0.49944 | 0.47811 | 0.45177 | 0.42555
| Duct Sealing Regulated_Com, E - Vent [Building w Elec Heat] | Health Service | Ventilation | RET | 0.01 | 0.023268 | 0.038858 | 0.046378 | 0.049129 | 0.050225 | 0.049727 | 0.050895 | 0.051365 | 0.050259
| Duct Sealing Regulated_Com, E - Heat [Building w Elec Heat] | Health Service | Space Heating | RET | 0.01 | 0.023268 | 0.038858 | 0.046378 | 0.049129 | 0.050225 | 0.049727 | 0.050895 | 0.051365 | 0.050259
| Duct Sealing Regulated_Com, E - Cool [Building w Elec Heat] | Health Service | Cooling | RET | 0.01 | 0.023268 | 0.038858 | 0.046378 | 0.049129 | 0.050225 | 0.049727 | 0.050895 | 0.051365 | 0.050259
| Duct Sealing Regulated_Com, E - Vent [Building w Gas Heat] | Health Service | Ventilation | RET | 0.01 | 0.023268 | 0.038858 | 0.046378 | 0.049129 | 0.050225 | 0.049727 | 0.050895 | 0.051365 | 0.050259
| Duct Sealing Regulated_Com, G - Heat [Building w Gas Heat] | Health Service |  | RET | 0.01 | 0.023876 | 0.038071 | 0.045632 | 0.04849 | 0.049462 | 0.049681 | 0.04987 | 0.050161 | 0.05041
| Duct Sealing Regulated_Com, E - Cool [Building w Gas Heat] | Health Service | Cooling | RET | 0.01 | 0.023268 | 0.038858 | 0.046378 | 0.049129 | 0.050225 | 0.049727 | 0.050895 | 0.051365 | 0.050259
| Duct Sealing Non Regulated_Com, E - Vent [Building w Oil Heat] | Health Service | Ventilation | RET | 0.01 | 0.023268 | 0.038858 | 0.046378 | 0.049129 | 0.050225 | 0.049727 | 0.050895 | 0.051365 | 0.050259
| Duct Sealing Non Regulated_Com, O - Heat [Building w Oil Heat] | Health Service |  | RET | 0.01 | 0.023623 | 0.037491 | 0.044791 | 0.047267 | 0.047776 | 0.047483 | 0.047108 | 0.046733 | 0.046332
| Duct Sealing Non Regulated_Com, E - Cool [Building w Oil Heat] | Health Service | Cooling | RET | 0.01 | 0.023268 | 0.038858 | 0.046378 | 0.049129 | 0.050225 | 0.049727 | 0.050895 | 0.051365 | 0.050259
| Duct Sealing Non Regulated_Com, E - Vent [Building w Propane Heat] | Health Service | Ventilation | RET | 0.01 | 0.023268 | 0.038858 | 0.046378 | 0.049129 | 0.050225 | 0.049727 | 0.050895 | 0.051365 | 0.050259
| Duct Sealing Non Regulated_Com, P - Heat [Building w Propane Heat] | Health Service |  | RET | 0.01 | 0.023623 | 0.037491 | 0.044791 | 0.047267 | 0.047776 | 0.047483 | 0.047108 | 0.046733 | 0.046332
| Duct Sealing Non Regulated_Com, E - Cool [Building w Propane Heat] | Health Service | Cooling | RET | 0.01 | 0.023268 | 0.038858 | 0.046378 | 0.049129 | 0.050225 | 0.049727 | 0.050895 | 0.051365 | 0.050259
| Power Strip_Com, E - Plug [Tier 1] | Health Service | Plug Loads | NC | 0.25 | 0.18767 | 0.13556 | 0.13118 | 0.1241 | 0.12323 | 0.12306 | 0.11977 | 0.12059 | 0.12031
| Power Strip_Com, E - Plug [Tier 1] | Health Service | Plug Loads | RET | 0.01 | 0.0086755 | 0.0080083 | 0.0068769 | 0.0059177 | 0.0049939 | 0.0039782 | 0.0030537 | 0.0020546 | 0.0010052
| Power Strip_Com, E - Plug [Tier 1] | Health Service | Plug Loads | REPL | 0.25 | 0.19096 | 0.14881 | 0.14612 | 0.14679 | 0.14876 | 0.1488 | 0.15268 | 0.1541 | 0.15078
| Power Strip_Com, E - Plug [Tier 2] | Health Service | Plug Loads | NC | 0 | 0.046917 | 0.13556 | 0.21864 | 0.28957 | 0.3697 | 0.36919 | 0.35932 | 0.36177 | 0.36092
| Power Strip_Com, E - Plug [Tier 2] | Health Service | Plug Loads | RET | 0 | 0.00097332 | 0.0020373 | 0.0030165 | 0.0040128 | 0.0050294 | 0.0059673 | 0.0071252 | 0.0082184 | 0.0090466
| Power Strip_Com, E - Plug [Tier 2] | Health Service | Plug Loads | REPL | 0 | 0.048617 | 0.15248 | 0.25059 | 0.35112 | 0.45265 | 0.44755 | 0.45805 | 0.46229 | 0.45233
| Computer Power Management_Com, E - Plug | Health Service | Plug Loads | RET | 0.005 | 0.017311 | 0.035982 | 0.04605 | 0.049286 | 0.050294 | 0.049727 | 0.050895 | 0.051365 | 0.050259
| Vending Machine Controls_Com, E - Plug [Non-Refrigerated] | Health Service | Plug Loads | RET | 0.005 | 0.017311 | 0.035982 | 0.04605 | 0.049286 | 0.050294 | 0.049727 | 0.050895 | 0.051365 | 0.050259
| Vending Machine Controls_Com, E - Plug [Refrigerated] | Health Service | Plug Loads | RET | 0.005 | 0.017311 | 0.035982 | 0.04605 | 0.049286 | 0.050294 | 0.049727 | 0.050895 | 0.051365 | 0.050259
| ES Refrigerator and Freezer_Com, E - Refr | Health Service | Refrigeration | NC | 0.2 | 0.40942 | 0.58382 | 0.6566 | 0.65237 | 0.65725 | 0.65635 | 0.6388 | 0.63671 | 0.62888
| ES Refrigerator and Freezer_Com, E - Refr | Health Service | Refrigeration | REPL | 0.2 | 0.42469 | 0.65869 | 0.75709 | 0.79102 | 0.80471 | 0.79564 | 0.81431 | 0.82184 | 0.80414
| Anti Sweat Heat Control_Com, E - Refr | Health Service | Refrigeration | NC | 0.2 | 0.34106 | 0.46865 | 0.54131 | 0.55337 | 0.56722 | 0.57362 | 0.55895 | 0.55712 | 0.55027
| Anti Sweat Heat Control_Com, E - Refr | Health Service | Refrigeration | RET | 0.01 | 0.025818 | 0.042301 | 0.048281 | 0.049885 | 0.050294 | 0.049727 | 0.050895 | 0.051365 | 0.050259
| Case Night Covers_Com, E - Refr | Health Service | Refrigeration | RET | 0.005 | 0.021367 | 0.040297 | 0.04782 | 0.04982 | 0.050294 | 0.049727 | 0.050895 | 0.051365 | 0.050259
| Loading Dock Pit Seals_Com, E - Refr | Health Service | Refrigeration | NC | 0.05 | 0.12904 | 0.25541 | 0.39367 | 0.47885 | 0.53402 | 0.55994 | 0.55575 | 0.55712 | 0.55027
| Loading Dock Pit Seals_Com, E - Refr | Health Service | Refrigeration | RET | 0.01 | 0.025818 | 0.042301 | 0.048281 | 0.049885 | 0.050294 | 0.049727 | 0.050895 | 0.051365 | 0.050259
| ECM Comp Cond Fan Motor_Com, E - Refr | Health Service | Refrigeration | NC | 0.15 | 0.28154 | 0.42121 | 0.51481 | 0.54172 | 0.56238 | 0.57169 | 0.55895 | 0.55712 | 0.55027
| ECM Comp Cond Fan Motor_Com, E - Refr | Health Service | Refrigeration | RET | 0.01 | 0.025728 | 0.041766 | 0.046983 | 0.047736 | 0.047295 | 0.04595 | 0.050895 | 0.051365 | 0.050259
| ECM Comp Cond Fan Motor_Com, E - Refr | Health Service | Refrigeration | REPL | 0.15 | 0.28138 | 0.43815 | 0.51886 | 0.5415 | 0.5332 | 0.502 | 0.58383 | 0.65754 | 0.70362
| Evap Fan Motor Replacement_Com, E - Refr | Health Service | Refrigeration | NC | 0.15 | 0.28154 | 0.42121 | 0.51481 | 0.54172 | 0.56238 | 0.57169 | 0.55895 | 0.55712 | 0.55027
| Evap Fan Motor Replacement_Com, E - Refr | Health Service | Refrigeration | RET | 0.01 | 0.025569 | 0.04082 | 0.044724 | 0.044073 | 0.042301 | 0.039805 | 0.039161 | 0.038008 | 0.035777
| Evap Fan Motor Replacement_Com, E - Refr | Health Service | Refrigeration | REPL | 0.15 | 0.28138 | 0.43815 | 0.51886 | 0.5415 | 0.5332 | 0.502 | 0.48596 | 0.45999 | 0.42028
| Evap Fan Speed Controls_Com, E - Refr | Health Service | Refrigeration | NC | 0.15 | 0.28154 | 0.42121 | 0.51481 | 0.54172 | 0.56238 | 0.57169 | 0.55895 | 0.55712 | 0.55027
| Evap Fan Speed Controls_Com, E - Refr | Health Service | Refrigeration | RET | 0.01 | 0.025818 | 0.042301 | 0.048281 | 0.049885 | 0.050294 | 0.049727 | 0.050895 | 0.051365 | 0.050259
| LowHeat NoHeat Doors_Com, E - Refr | Health Service | Refrigeration | NC | 0.15 | 0.28154 | 0.42121 | 0.51481 | 0.54172 | 0.56238 | 0.57169 | 0.55895 | 0.55712 | 0.55027
| LowHeat NoHeat Doors_Com, E - Refr | Health Service | Refrigeration | RET | 0.01 | 0.025818 | 0.042301 | 0.048281 | 0.049885 | 0.050294 | 0.049727 | 0.050895 | 0.051365 | 0.050259
| Refrigerated Vending Machine_Com, E - Refr | Health Service | Refrigeration | NC | 0.15 | 0.28154 | 0.42121 | 0.51481 | 0.54172 | 0.56238 | 0.57169 | 0.55895 | 0.55712 | 0.55027
| Refrigerated Vending Machine_Com, E - Refr | Health Service | Refrigeration | REPL | 0.15 | 0.29204 | 0.47522 | 0.59359 | 0.65686 | 0.68855 | 0.69301 | 0.71252 | 0.71911 | 0.70362
| Walk In Refrigeration_Com, E - Refr | Health Service | Refrigeration | NC | 0.15 | 0.28154 | 0.42121 | 0.51481 | 0.54172 | 0.56238 | 0.57169 | 0.55895 | 0.55712 | 0.55027
| Refrigeration Tune Up_Com, E - Refr | Health Service | Refrigeration | RET | 0.01 | 0.025818 | 0.042301 | 0.048281 | 0.049885 | 0.050294 | 0.049727 | 0.050895 | 0.051365 | 0.050259
| ES Ice Machine_Com, E - Refr | Health Service | Refrigeration | NC | 0.35 | 0.47676 | 0.55412 | 0.58264 | 0.57031 | 0.57406 | 0.5743 | 0.55895 | 0.55712 | 0.55027
| ES Ice Machine_Com, E - Refr | Health Service | Refrigeration | REPL | 0.35 | 0.49454 | 0.62517 | 0.67181 | 0.69153 | 0.70285 | 0.69618 | 0.71252 | 0.71911 | 0.70362
| Walk In Cooler Retroft_Com, E - Refr | Health Service | Refrigeration | RET | 0.01 | 0.025818 | 0.042301 | 0.048281 | 0.049885 | 0.050294 | 0.049727 | 0.050895 | 0.051365 | 0.050259
| HE Built Up Refrig_Com, E - Refr | Health Service | Refrigeration | NC | 0.05 | 0.12904 | 0.25541 | 0.39367 | 0.47885 | 0.53402 | 0.55994 | 0.55575 | 0.55712 | 0.55027
| HE Built Up Refrig_Com, E - Refr | Health Service | Refrigeration | RET | 0.01 | 0.023268 | 0.038858 | 0.046378 | 0.049129 | 0.050225 | 0.049727 | 0.050895 | 0.051365 | 0.050259
| Door Gasket Replacement_Com, E - Refr | Health Service | Refrigeration | RET | 0.01 | 0.028327 | 0.044251 | 0.048997 | 0.050108 | 0.050294 | 0.049727 | 0.050895 | 0.051365 | 0.050259
| EnergyStar Dehumidifier_Com, E - Appl | Health Service | Appliances | NC | 0.4 | 0.67039 | 0.77229 | 0.78198 | 0.74462 | 0.73941 | 0.73839 | 0.71865 | 0.7163 | 0.70748
| EnergyStar Dehumidifier_Com, E - Appl | Health Service | Appliances | REPL | 0.4 | 0.69538 | 0.87133 | 0.90165 | 0.90288 | 0.90529 | 0.89509 | 0.9161 | 0.92457 | 0.90466
| Clothes Washer Elec WH_Com, E - Appl [unit w/ elec dry - Washer] | Health Service | Appliances | NC | 0.4 | 0.67039 | 0.77229 | 0.78198 | 0.74462 | 0.73941 | 0.73839 | 0.72591 | 0.73085 | 0.72914
| Clothes Washer Elec WH_Com, E - Appl [unit w/ elec dry - Washer] | Health Service | Appliances | REPL | 0.4 | 0.69538 | 0.87133 | 0.90165 | 0.90288 | 0.90529 | 0.89509 | 0.9161 | 0.92457 | 0.90466
| Clothes Washer Elec WH_Com, E - Appl [unit w/ elec dry - Dryer] | Health Service | Appliances | NC | 0.4 | 0.67039 | 0.77229 | 0.78198 | 0.74462 | 0.73941 | 0.73839 | 0.72591 | 0.73085 | 0.72914
| Clothes Washer Elec WH_Com, E - Appl [unit w/ elec dry - Dryer] | Health Service | Appliances | REPL | 0.4 | 0.69538 | 0.87133 | 0.90165 | 0.90288 | 0.90529 | 0.89509 | 0.9161 | 0.92457 | 0.90466
| Clothes Washer Elec WH_Com, E - Appl [unit w/ gas dry - Washer] | Health Service | Appliances | NC | 0.4 | 0.67039 | 0.77229 | 0.78198 | 0.74462 | 0.73941 | 0.73839 | 0.72591 | 0.73085 | 0.72914
| Clothes Washer Elec WH_Com, E - Appl [unit w/ gas dry - Washer] | Health Service | Appliances | REPL | 0.4 | 0.69538 | 0.87133 | 0.90165 | 0.90288 | 0.90529 | 0.89509 | 0.9161 | 0.92457 | 0.90466
| Clothes Washer Elec WH_Com, E - Appl [unit w/ propane dry - Washer] | Health Service | Appliances | NC | 0.4 | 0.67039 | 0.77229 | 0.78198 | 0.74462 | 0.73941 | 0.73839 | 0.72591 | 0.73085 | 0.72914
| Clothes Washer Elec WH_Com, E - Appl [unit w/ propane dry - Washer] | Health Service | Appliances | REPL | 0.4 | 0.69538 | 0.87133 | 0.90165 | 0.90288 | 0.90529 | 0.89509 | 0.9161 | 0.92457 | 0.90466
| Clothes Washer Elec WH_Com, P - Oth [unit w/ propane dry - Dryer] | Health Service |  | NC | 0.4 | 0.66984 | 0.77216 | 0.7721 | 0.7366 | 0.70848 | 0.69592 | 0.69354 | 0.69194 | 0.68723
| Clothes Washer Elec WH_Com, P - Oth [unit w/ propane dry - Dryer] | Health Service |  | REPL | 0.4 | 0.70598 | 0.84068 | 0.8708 | 0.86865 | 0.86116 | 0.8547 | 0.84794 | 0.8412 | 0.83398
| Clothes Washer Gas WH_Com, E - Appl [unit w/ elec dry - Washer] | Health Service | Appliances | NC | 0.4 | 0.67039 | 0.77229 | 0.78198 | 0.74462 | 0.73941 | 0.73839 | 0.72591 | 0.73085 | 0.72914
| Clothes Washer Gas WH_Com, E - Appl [unit w/ elec dry - Washer] | Health Service | Appliances | REPL | 0.4 | 0.69538 | 0.87133 | 0.90165 | 0.90288 | 0.90529 | 0.89509 | 0.9161 | 0.92457 | 0.90466
| Clothes Washer Gas WH_Com, E - Appl [unit w/ elec dry - Dryer] | Health Service | Appliances | NC | 0.4 | 0.67039 | 0.77229 | 0.78198 | 0.74462 | 0.73941 | 0.73839 | 0.72591 | 0.73085 | 0.72914
| Clothes Washer Gas WH_Com, E - Appl [unit w/ elec dry - Dryer] | Health Service | Appliances | REPL | 0.4 | 0.69538 | 0.87133 | 0.90165 | 0.90288 | 0.90529 | 0.89509 | 0.9161 | 0.92457 | 0.90466
| Clothes Washer Gas WH_Com, G - HWat [unit w/ elec dry - Water Heater] | Health Service |  | NC | 0.4 | 0.67701 | 0.78411 | 0.7866 | 0.75567 | 0.73347 | 0.72813 | 0.7342 | 0.7427 | 0.74771
| Clothes Washer Gas WH_Com, G - HWat [unit w/ elec dry - Water Heater] | Health Service |  | REPL | 0.4 | 0.71354 | 0.85369 | 0.88714 | 0.89114 | 0.89153 | 0.89426 | 0.89765 | 0.9029 | 0.90738
| Clothes Washer Gas WH_Com, E - Appl [unit w/ gas dry - Washer] | Health Service | Appliances | NC | 0.4 | 0.67039 | 0.77229 | 0.78198 | 0.74462 | 0.73941 | 0.73839 | 0.72591 | 0.73085 | 0.72914
| Clothes Washer Gas WH_Com, E - Appl [unit w/ gas dry - Washer] | Health Service | Appliances | REPL | 0.4 | 0.69538 | 0.87133 | 0.90165 | 0.90288 | 0.90529 | 0.89509 | 0.9161 | 0.92457 | 0.90466
| Clothes Washer Gas WH_Com, G - HWat [unit w/ gas dry - Water Heater] | Health Service |  | NC | 0.4 | 0.67701 | 0.78411 | 0.7866 | 0.75567 | 0.73347 | 0.72813 | 0.7342 | 0.7427 | 0.74771
| Clothes Washer Gas WH_Com, G - HWat [unit w/ gas dry - Water Heater] | Health Service |  | REPL | 0.4 | 0.71354 | 0.85369 | 0.88714 | 0.89114 | 0.89153 | 0.89426 | 0.89765 | 0.9029 | 0.90738
| Clothes Washer Gas WH_Com, E - Appl [unit w/ propane dry - Washer] | Health Service | Appliances | NC | 0.4 | 0.67039 | 0.77229 | 0.78198 | 0.74462 | 0.73941 | 0.73839 | 0.72591 | 0.73085 | 0.72914
| Clothes Washer Gas WH_Com, E - Appl [unit w/ propane dry - Washer] | Health Service | Appliances | REPL | 0.4 | 0.69538 | 0.87133 | 0.90165 | 0.90288 | 0.90529 | 0.89509 | 0.9161 | 0.92457 | 0.90466
| Clothes Washer Gas WH_Com, P - Oth [unit w/ propane dry - Dryer] | Health Service |  | NC | 0.4 | 0.66984 | 0.77216 | 0.7721 | 0.7366 | 0.70848 | 0.69592 | 0.69354 | 0.69194 | 0.68723
| Clothes Washer Gas WH_Com, P - Oth [unit w/ propane dry - Dryer] | Health Service |  | REPL | 0.4 | 0.70598 | 0.84068 | 0.8708 | 0.86865 | 0.86116 | 0.8547 | 0.84794 | 0.8412 | 0.83398
| Clothes Washer Gas WH_Com, G - HWat [unit w/ propane dry - Water Heater] | Health Service |  | NC | 0.4 | 0.67701 | 0.78411 | 0.7866 | 0.75567 | 0.73347 | 0.72813 | 0.7342 | 0.7427 | 0.74771
| Clothes Washer Gas WH_Com, G - HWat [unit w/ propane dry - Water Heater] | Health Service |  | REPL | 0.4 | 0.71354 | 0.85369 | 0.88714 | 0.89114 | 0.89153 | 0.89426 | 0.89765 | 0.9029 | 0.90738
| Clothes Washer Oil WH_Com, E - Appl [unit w/ elec dry - Washer] | Health Service | Appliances | NC | 0.4 | 0.67039 | 0.77229 | 0.78198 | 0.74462 | 0.73941 | 0.73839 | 0.72591 | 0.73085 | 0.72914
| Clothes Washer Oil WH_Com, E - Appl [unit w/ elec dry - Washer] | Health Service | Appliances | REPL | 0.4 | 0.69538 | 0.87133 | 0.90165 | 0.90288 | 0.90529 | 0.89509 | 0.9161 | 0.92457 | 0.90466
| Clothes Washer Oil WH_Com, E - Appl [unit w/ elec dry - Dryer] | Health Service | Appliances | NC | 0.4 | 0.67039 | 0.77229 | 0.78198 | 0.74462 | 0.73941 | 0.73839 | 0.72591 | 0.73085 | 0.72914
| Clothes Washer Oil WH_Com, E - Appl [unit w/ elec dry - Dryer] | Health Service | Appliances | REPL | 0.4 | 0.69538 | 0.87133 | 0.90165 | 0.90288 | 0.90529 | 0.89509 | 0.9161 | 0.92457 | 0.90466
| Clothes Washer Oil WH_Com, O - HWat [unit w/ elec dry - Water Heater] | Health Service |  | NC | 0.4 | 0.66984 | 0.77216 | 0.7721 | 0.7366 | 0.70848 | 0.69592 | 0.69354 | 0.69194 | 0.68723
| Clothes Washer Oil WH_Com, O - HWat [unit w/ elec dry - Water Heater] | Health Service |  | REPL | 0.4 | 0.70598 | 0.84068 | 0.8708 | 0.86865 | 0.86116 | 0.8547 | 0.84794 | 0.8412 | 0.83398
| Clothes Washer Oil WH_Com, E - Appl [unit w/ gas dry - Washer] | Health Service | Appliances | NC | 0.4 | 0.67039 | 0.77229 | 0.78198 | 0.74462 | 0.73941 | 0.73839 | 0.72591 | 0.73085 | 0.72914
| Clothes Washer Oil WH_Com, E - Appl [unit w/ gas dry - Washer] | Health Service | Appliances | REPL | 0.4 | 0.69538 | 0.87133 | 0.90165 | 0.90288 | 0.90529 | 0.89509 | 0.9161 | 0.92457 | 0.90466
| Clothes Washer Oil WH_Com, O - HWat [unit w/ gas dry - Water Heater] | Health Service |  | NC | 0.4 | 0.66984 | 0.77216 | 0.7721 | 0.7366 | 0.70848 | 0.69592 | 0.69354 | 0.69194 | 0.68723
| Clothes Washer Oil WH_Com, O - HWat [unit w/ gas dry - Water Heater] | Health Service |  | REPL | 0.4 | 0.70598 | 0.84068 | 0.8708 | 0.86865 | 0.86116 | 0.8547 | 0.84794 | 0.8412 | 0.83398
| Clothes Washer Oil WH_Com, E - Appl [unit w/ propane dry - Washer] | Health Service | Appliances | NC | 0.4 | 0.67039 | 0.77229 | 0.78198 | 0.74462 | 0.73941 | 0.73839 | 0.72591 | 0.73085 | 0.72914
| Clothes Washer Oil WH_Com, E - Appl [unit w/ propane dry - Washer] | Health Service | Appliances | REPL | 0.4 | 0.69538 | 0.87133 | 0.90165 | 0.90288 | 0.90529 | 0.89509 | 0.9161 | 0.92457 | 0.90466
| Clothes Washer Oil WH_Com, P - Oth [unit w/ propane dry - Dryer] | Health Service |  | NC | 0.4 | 0.66984 | 0.77216 | 0.7721 | 0.7366 | 0.70848 | 0.69592 | 0.69354 | 0.69194 | 0.68723
| Clothes Washer Oil WH_Com, P - Oth [unit w/ propane dry - Dryer] | Health Service |  | REPL | 0.4 | 0.70598 | 0.84068 | 0.8708 | 0.86865 | 0.86116 | 0.8547 | 0.84794 | 0.8412 | 0.83398
| Clothes Washer Oil WH_Com, O - HWat [unit w/ propane dry - Water Heater] | Health Service |  | NC | 0.4 | 0.66984 | 0.77216 | 0.7721 | 0.7366 | 0.70848 | 0.69592 | 0.69354 | 0.69194 | 0.68723
| Clothes Washer Oil WH_Com, O - HWat [unit w/ propane dry - Water Heater] | Health Service |  | REPL | 0.4 | 0.70598 | 0.84068 | 0.8708 | 0.86865 | 0.86116 | 0.8547 | 0.84794 | 0.8412 | 0.83398
| Clothes Washer Propane WH_Com, E - Appl [unit w/ elec dry - Washer] | Health Service | Appliances | NC | 0.4 | 0.67039 | 0.77229 | 0.78198 | 0.74462 | 0.73941 | 0.73839 | 0.72591 | 0.73085 | 0.72914
| Clothes Washer Propane WH_Com, E - Appl [unit w/ elec dry - Washer] | Health Service | Appliances | REPL | 0.4 | 0.69538 | 0.87133 | 0.90165 | 0.90288 | 0.90529 | 0.89509 | 0.9161 | 0.92457 | 0.90466
| Clothes Washer Propane WH_Com, E - Appl [unit w/ elec dry - Dryer] | Health Service | Appliances | NC | 0.4 | 0.67039 | 0.77229 | 0.78198 | 0.74462 | 0.73941 | 0.73839 | 0.72591 | 0.73085 | 0.72914
| Clothes Washer Propane WH_Com, E - Appl [unit w/ elec dry - Dryer] | Health Service | Appliances | REPL | 0.4 | 0.69538 | 0.87133 | 0.90165 | 0.90288 | 0.90529 | 0.89509 | 0.9161 | 0.92457 | 0.90466
| Clothes Washer Propane WH_Com, P - HWat [unit w/ elec dry - Water Heater] | Health Service |  | NC | 0.4 | 0.66984 | 0.77216 | 0.7721 | 0.7366 | 0.70848 | 0.69592 | 0.69354 | 0.69194 | 0.68723
| Clothes Washer Propane WH_Com, P - HWat [unit w/ elec dry - Water Heater] | Health Service |  | REPL | 0.4 | 0.70598 | 0.84068 | 0.8708 | 0.86865 | 0.86116 | 0.8547 | 0.84794 | 0.8412 | 0.83398
| Clothes Washer Propane WH_Com, E - Appl [unit w/ gas dry - Washer] | Health Service | Appliances | NC | 0.4 | 0.67039 | 0.77229 | 0.78198 | 0.74462 | 0.73941 | 0.73839 | 0.72591 | 0.73085 | 0.72914
| Clothes Washer Propane WH_Com, E - Appl [unit w/ gas dry - Washer] | Health Service | Appliances | REPL | 0.4 | 0.69538 | 0.87133 | 0.90165 | 0.90288 | 0.90529 | 0.89509 | 0.9161 | 0.92457 | 0.90466
| Clothes Washer Propane WH_Com, P - HWat [unit w/ gas dry - Water Heater] | Health Service |  | NC | 0.4 | 0.66984 | 0.77216 | 0.7721 | 0.7366 | 0.70848 | 0.69592 | 0.69354 | 0.69194 | 0.68723
| Clothes Washer Propane WH_Com, P - HWat [unit w/ gas dry - Water Heater] | Health Service |  | REPL | 0.4 | 0.70598 | 0.84068 | 0.8708 | 0.86865 | 0.86116 | 0.8547 | 0.84794 | 0.8412 | 0.83398
| Clothes Washer Propane WH_Com, E - Appl [unit w/ propane dry - Washer] | Health Service | Appliances | NC | 0.4 | 0.67039 | 0.77229 | 0.78198 | 0.74462 | 0.73941 | 0.73839 | 0.72591 | 0.73085 | 0.72914
| Clothes Washer Propane WH_Com, E - Appl [unit w/ propane dry - Washer] | Health Service | Appliances | REPL | 0.4 | 0.69538 | 0.87133 | 0.90165 | 0.90288 | 0.90529 | 0.89509 | 0.9161 | 0.92457 | 0.90466
| Clothes Washer Propane WH_Com, P - Oth [unit w/ propane dry - Dryer] | Health Service |  | NC | 0.4 | 0.66984 | 0.77216 | 0.7721 | 0.7366 | 0.70848 | 0.69592 | 0.69354 | 0.69194 | 0.68723
| Clothes Washer Propane WH_Com, P - Oth [unit w/ propane dry - Dryer] | Health Service |  | REPL | 0.4 | 0.70598 | 0.84068 | 0.8708 | 0.86865 | 0.86116 | 0.8547 | 0.84794 | 0.8412 | 0.83398
| Clothes Washer Propane WH_Com, P - HWat [unit w/ propane dry - Water Heater] | Health Service |  | NC | 0.4 | 0.66984 | 0.77216 | 0.7721 | 0.7366 | 0.70848 | 0.69592 | 0.69354 | 0.69194 | 0.68723
| Clothes Washer Propane WH_Com, P - HWat [unit w/ propane dry - Water Heater] | Health Service |  | REPL | 0.4 | 0.70598 | 0.84068 | 0.8708 | 0.86865 | 0.86116 | 0.8547 | 0.84794 | 0.8412 | 0.83398
| Dishwasher_Com, E - Appl [Building w elec WH] | Health Service | Appliances | NC | 0.4 | 0.67039 | 0.77229 | 0.78198 | 0.74462 | 0.73941 | 0.73839 | 0.71865 | 0.7163 | 0.70748
| Dishwasher_Com, E - Appl [Building w elec WH] | Health Service | Appliances | REPL | 0.4 | 0.69538 | 0.87133 | 0.90165 | 0.90288 | 0.90529 | 0.89509 | 0.9161 | 0.92457 | 0.90466
| Dishwasher_Com, E - Appl [Building w gas WH] | Health Service | Appliances | NC | 0.4 | 0.67039 | 0.77229 | 0.78198 | 0.74462 | 0.73941 | 0.73839 | 0.71865 | 0.7163 | 0.70748
| Dishwasher_Com, E - Appl [Building w gas WH] | Health Service | Appliances | REPL | 0.4 | 0.69538 | 0.87133 | 0.90165 | 0.90288 | 0.90529 | 0.89509 | 0.9161 | 0.92457 | 0.90466
| Dishwasher_Com, G - HWat [Building w gas WH] | Health Service |  | NC | 0.4 | 0.67701 | 0.78411 | 0.7866 | 0.75567 | 0.73347 | 0.72813 | 0.72686 | 0.72792 | 0.7255
| Dishwasher_Com, G - HWat [Building w gas WH] | Health Service |  | REPL | 0.4 | 0.71354 | 0.85369 | 0.88714 | 0.89114 | 0.89153 | 0.89426 | 0.89765 | 0.9029 | 0.90738
| Dishwasher_Com, E - Appl [Building w oil WH] | Health Service | Appliances | NC | 0.4 | 0.67039 | 0.77229 | 0.78198 | 0.74462 | 0.73941 | 0.73839 | 0.71865 | 0.7163 | 0.70748
| Dishwasher_Com, E - Appl [Building w oil WH] | Health Service | Appliances | REPL | 0.4 | 0.69538 | 0.87133 | 0.90165 | 0.90288 | 0.90529 | 0.89509 | 0.9161 | 0.92457 | 0.90466
| Dishwasher_Com, O - HWat [Building w oil WH] | Health Service |  | NC | 0.4 | 0.66984 | 0.77216 | 0.7721 | 0.7366 | 0.70848 | 0.69592 | 0.68661 | 0.67817 | 0.66682
| Dishwasher_Com, O - HWat [Building w oil WH] | Health Service |  | REPL | 0.4 | 0.70598 | 0.84068 | 0.8708 | 0.86865 | 0.86116 | 0.8547 | 0.84794 | 0.8412 | 0.83398
| Dishwasher_Com, E - Appl [Building w propane WH] | Health Service | Appliances | NC | 0.4 | 0.67039 | 0.77229 | 0.78198 | 0.74462 | 0.73941 | 0.73839 | 0.71865 | 0.7163 | 0.70748
| Dishwasher_Com, E - Appl [Building w propane WH] | Health Service | Appliances | REPL | 0.4 | 0.69538 | 0.87133 | 0.90165 | 0.90288 | 0.90529 | 0.89509 | 0.9161 | 0.92457 | 0.90466
| Dishwasher_Com, P - HWat [Building w propane WH] | Health Service |  | NC | 0.4 | 0.66984 | 0.77216 | 0.7721 | 0.7366 | 0.70848 | 0.69592 | 0.68661 | 0.67817 | 0.66682
| Dishwasher_Com, P - HWat [Building w propane WH] | Health Service |  | REPL | 0.4 | 0.70598 | 0.84068 | 0.8708 | 0.86865 | 0.86116 | 0.8547 | 0.84794 | 0.8412 | 0.83398
| Faucet Aerator_Com, G - HWat | Health Service |  | RET | 0.03 | 0.043755 | 0.048654 | 0.049586 | 0.049508 | 0.04953 | 0.049681 | 0.04987 | 0.050161 | 0.05041
| Faucet Aerator_Com, O - HWat | Health Service |  | RET | 0.03 | 0.043291 | 0.047913 | 0.048672 | 0.048258 | 0.047842 | 0.047483 | 0.047108 | 0.046733 | 0.046332
| Faucet Aerator_Com, P - HWat | Health Service |  | RET | 0.03 | 0.043291 | 0.047913 | 0.048672 | 0.048258 | 0.047842 | 0.047483 | 0.047108 | 0.046733 | 0.046332
| Pre Rinse Sprayers_Com, G - HWat | Health Service |  | RET | 0.03 | 0.043755 | 0.048654 | 0.049586 | 0.049508 | 0.04953 | 0.049681 | 0.04987 | 0.050161 | 0.05041
| Pre Rinse Sprayers_Com, O - HWat | Health Service |  | RET | 0.03 | 0.043291 | 0.047913 | 0.048672 | 0.048258 | 0.047842 | 0.047483 | 0.047108 | 0.046733 | 0.046332
| Pre Rinse Sprayers_Com, P - HWat | Health Service |  | RET | 0.03 | 0.043291 | 0.047913 | 0.048672 | 0.048258 | 0.047842 | 0.047483 | 0.047108 | 0.046733 | 0.046332
| FF Storage Water Heater_Com, G - HWat | Health Service |  | NC | 0.3 | 0.51453 | 0.64713 | 0.68005 | 0.66803 | 0.65197 | 0.64722 | 0.6461 | 0.64704 | 0.64489
| FF Storage Water Heater_Com, G - HWat | Health Service |  | RET | 0.01 | 0.026311 | 0.040416 | 0.045013 | 0.045128 | 0.043855 | 0.042487 | 0.044704 | 0.046963 | 0.049135
| FF Storage Water Heater_Com, G - HWat | Health Service |  | REPL | 0.3 | 0.52248 | 0.64959 | 0.67042 | 0.64943 | 0.61368 | 0.57581 | 0.5943 | 0.61418 | 0.63372
| FF Storage Water Heater_Com, O - HWat | Health Service |  | NC | 0.3 | 0.50908 | 0.63727 | 0.66751 | 0.65117 | 0.62976 | 0.61859 | 0.61032 | 0.60282 | 0.59273
| FF Storage Water Heater_Com, O - HWat | Health Service |  | RET | 0.01 | 0.026032 | 0.0398 | 0.044183 | 0.043989 | 0.042361 | 0.040607 | 0.042229 | 0.043754 | 0.045161
| FF Storage Water Heater_Com, O - HWat | Health Service |  | REPL | 0.3 | 0.51695 | 0.63969 | 0.65806 | 0.63305 | 0.59277 | 0.55034 | 0.56139 | 0.57221 | 0.58246
| FF Storage Water Heater_Com, P - HWat | Health Service |  | NC | 0.3 | 0.50908 | 0.63727 | 0.66751 | 0.65117 | 0.62976 | 0.61859 | 0.61032 | 0.60282 | 0.59273
| FF Storage Water Heater_Com, P - HWat | Health Service |  | RET | 0.01 | 0.026032 | 0.0398 | 0.044183 | 0.043989 | 0.042361 | 0.040607 | 0.042229 | 0.043754 | 0.045161
| FF Storage Water Heater_Com, P - HWat | Health Service |  | REPL | 0.3 | 0.51695 | 0.63969 | 0.65806 | 0.63305 | 0.59277 | 0.55034 | 0.56139 | 0.57221 | 0.58246
| FF Instantaneous Water Heater_Com, G - HWat | Health Service |  | NC | 0.3 | 0.44162 | 0.54009 | 0.576 | 0.57474 | 0.56788 | 0.56632 | 0.56533 | 0.56616 | 0.56428
| FF Instantaneous Water Heater_Com, G - HWat | Health Service |  | RET | 0.01 | 0.023713 | 0.037194 | 0.043419 | 0.04469 | 0.044061 | 0.042747 | 0.041444 | 0.040262 | 0.03908
| FF Instantaneous Water Heater_Com, G - HWat | Health Service |  | REPL | 0.3 | 0.44967 | 0.54567 | 0.57297 | 0.5646 | 0.54053 | 0.50989 | 0.47691 | 0.44459 | 0.41151
| FF Instantaneous Water Heater_Com, O - HWat | Health Service |  | NC | 0.3 | 0.43694 | 0.53186 | 0.56539 | 0.56024 | 0.54853 | 0.54127 | 0.53403 | 0.52747 | 0.51864
| FF Instantaneous Water Heater_Com, O - HWat | Health Service |  | RET | 0.01 | 0.023462 | 0.036627 | 0.042619 | 0.043562 | 0.042559 | 0.040856 | 0.039149 | 0.037511 | 0.035919
| FF Instantaneous Water Heater_Com, O - HWat | Health Service |  | REPL | 0.3 | 0.44491 | 0.53735 | 0.56241 | 0.55035 | 0.52211 | 0.48733 | 0.4505 | 0.41421 | 0.37822
| FF Instantaneous Water Heater_Com, P - HWat | Health Service |  | NC | 0.3 | 0.43694 | 0.53186 | 0.56539 | 0.56024 | 0.54853 | 0.54127 | 0.53403 | 0.52747 | 0.51864
| FF Instantaneous Water Heater_Com, P - HWat | Health Service |  | RET | 0.01 | 0.023462 | 0.036627 | 0.042619 | 0.043562 | 0.042559 | 0.040856 | 0.039149 | 0.037511 | 0.035919
| FF Instantaneous Water Heater_Com, P - HWat | Health Service |  | REPL | 0.3 | 0.44491 | 0.53735 | 0.56241 | 0.55035 | 0.52211 | 0.48733 | 0.4505 | 0.41421 | 0.37822
| Clothes Dryer_Com, E - Appl | Health Service | Appliances | NC | 0.4 | 0.67039 | 0.77229 | 0.78198 | 0.74462 | 0.73941 | 0.73839 | 0.71865 | 0.7163 | 0.70748
| Clothes Dryer_Com, E - Appl | Health Service | Appliances | RET | 0 | 0.011162 | 0.031052 | 0.042755 | 0.04503 | 0.044111 | 0.041538 | 0.041078 | 0.040078 | 0.037929
| Clothes Dryer_Com, E - Appl | Health Service | Appliances | REPL | 0.4 | 0.68741 | 0.83451 | 0.82373 | 0.78079 | 0.73761 | 0.68455 | 0.66538 | 0.63597 | 0.58747
| Clothes Dryer_Com, P - Oth | Health Service |  | NC | 0.4 | 0.66984 | 0.77216 | 0.7721 | 0.7366 | 0.70848 | 0.69592 | 0.68661 | 0.67817 | 0.66682
| Clothes Dryer_Com, P - Oth | Health Service |  | RET | 0 | 0.011332 | 0.02996 | 0.041292 | 0.043322 | 0.04196 | 0.039664 | 0.038022 | 0.036464 | 0.034966
| Clothes Dryer_Com, P - Oth | Health Service |  | REPL | 0.4 | 0.69789 | 0.80515 | 0.79554 | 0.75119 | 0.70165 | 0.65366 | 0.61587 | 0.57862 | 0.54158
| Pnemautic to DDC_Com, E - TotE [Building w Elec Heat] | Health Service | Total Electric | RET | 0 | 0.0019198 | 0.0061834 | 0.013576 | 0.024102 | 0.035153 | 0.042819 | 0.048563 | 0.051365 | 0.050259
| Pnemautic to DDC_Com, E - TotE [Building w Gas Heat] | Health Service | Total Electric | RET | 0 | 0.0019198 | 0.0061834 | 0.013576 | 0.024102 | 0.035153 | 0.042819 | 0.048563 | 0.051365 | 0.050259
| Pnemautic to DDC_Com, G - TotF [Building w Gas Heat] | Health Service |  | RET | 0 | 0.00197 | 0.0060582 | 0.013358 | 0.023788 | 0.034619 | 0.042779 | 0.047585 | 0.050161 | 0.05041
| Pnemautic to DDC_Com, E - TotE [Building w Oil Heat] | Health Service | Total Electric | RET | 0 | 0.0019198 | 0.0061834 | 0.013576 | 0.024102 | 0.035153 | 0.042819 | 0.048563 | 0.051365 | 0.050259
| Pnemautic to DDC_Com, O - TotF [Building w Oil Heat] | Health Service |  | RET | 0 | 0.0019491 | 0.0059659 | 0.013112 | 0.023188 | 0.033439 | 0.040886 | 0.04495 | 0.046733 | 0.046332
| Pnemautic to DDC_Com, E - TotE [Building w Propane Heat] | Health Service | Total Electric | RET | 0 | 0.0019198 | 0.0061834 | 0.013576 | 0.024102 | 0.035153 | 0.042819 | 0.048563 | 0.051365 | 0.050259
| Pnemautic to DDC_Com, P - TotF [Building w Propane Heat] | Health Service |  | RET | 0 | 0.0019491 | 0.0059659 | 0.013112 | 0.023188 | 0.033439 | 0.040886 | 0.04495 | 0.046733 | 0.046332
| Data Center_Com, E - TotE [Building w Elec Heat] | Health Service | Total Electric | NC | 0.07 | 0.11674 | 0.17804 | 0.24407 | 0.29468 | 0.34258 | 0.3763 | 0.38691 | 0.39767 | 0.39305
| Data Center_Com, E - TotE [Building w Elec Heat] | Health Service | Total Electric | RET | 0 | 0.0019198 | 0.0061834 | 0.013576 | 0.024102 | 0.035153 | 0.042819 | 0.048563 | 0.051365 | 0.050259
| Data Center_Com, E - TotE [Building w Gas Heat] | Health Service | Total Electric | NC | 0.07 | 0.11674 | 0.17804 | 0.24407 | 0.29468 | 0.34258 | 0.3763 | 0.38691 | 0.39767 | 0.39305
| Data Center_Com, E - TotE [Building w Gas Heat] | Health Service | Total Electric | RET | 0 | 0.0019198 | 0.0061834 | 0.013576 | 0.024102 | 0.035153 | 0.042819 | 0.048563 | 0.051365 | 0.050259
| Data Center_Com, G - TotF [Building w Gas Heat] | Health Service |  | NC | 0.07 | 0.1179 | 0.18076 | 0.24551 | 0.29906 | 0.33983 | 0.37107 | 0.39133 | 0.40412 | 0.40306
| Data Center_Com, G - TotF [Building w Gas Heat] | Health Service |  | RET | 0 | 0.00197 | 0.0060582 | 0.013358 | 0.023788 | 0.034619 | 0.042779 | 0.047585 | 0.050161 | 0.05041
| Data Center_Com, E - TotE [Building w Oil Heat] | Health Service | Total Electric | NC | 0.07 | 0.11674 | 0.17804 | 0.24407 | 0.29468 | 0.34258 | 0.3763 | 0.38691 | 0.39767 | 0.39305
| Data Center_Com, E - TotE [Building w Oil Heat] | Health Service | Total Electric | RET | 0 | 0.0019198 | 0.0061834 | 0.013576 | 0.024102 | 0.035153 | 0.042819 | 0.048563 | 0.051365 | 0.050259
| Data Center_Com, O - TotF [Building w Oil Heat] | Health Service |  | NC | 0.07 | 0.11665 | 0.17801 | 0.24099 | 0.29151 | 0.32825 | 0.35465 | 0.36966 | 0.37651 | 0.37046
| Data Center_Com, O - TotF [Building w Oil Heat] | Health Service |  | RET | 0 | 0.0019491 | 0.0059659 | 0.013112 | 0.023188 | 0.033439 | 0.040886 | 0.04495 | 0.046733 | 0.046332
| Data Center_Com, E - TotE [Building w Propane Heat] | Health Service | Total Electric | NC | 0.07 | 0.11674 | 0.17804 | 0.24407 | 0.29468 | 0.34258 | 0.3763 | 0.38691 | 0.39767 | 0.39305
| Data Center_Com, E - TotE [Building w Propane Heat] | Health Service | Total Electric | RET | 0 | 0.0019198 | 0.0061834 | 0.013576 | 0.024102 | 0.035153 | 0.042819 | 0.048563 | 0.051365 | 0.050259
| Data Center_Com, P - TotF [Building w Propane Heat] | Health Service |  | NC | 0.07 | 0.11665 | 0.17801 | 0.24099 | 0.29151 | 0.32825 | 0.35465 | 0.36966 | 0.37651 | 0.37046
| Data Center_Com, P - TotF [Building w Propane Heat] | Health Service |  | RET | 0 | 0.0019491 | 0.0059659 | 0.013112 | 0.023188 | 0.033439 | 0.040886 | 0.04495 | 0.046733 | 0.046332
| RCx_Com, E - TotE [Building w Elec Heat] | Health Service | Total Electric | RET | 0.01 | 0.0146 | 0.020392 | 0.02521 | 0.030096 | 0.030176 | 0.029836 | 0.030537 | 0.030819 | 0.030155
| RCx_Com, E - TotE [Building w Gas Heat] | Health Service | Total Electric | RET | 0.01 | 0.0146 | 0.020392 | 0.02521 | 0.030096 | 0.030176 | 0.029836 | 0.030537 | 0.030819 | 0.030155
| RCx_Com, G - TotF [Building w Gas Heat] | Health Service |  | RET | 0.01 | 0.014981 | 0.019979 | 0.024804 | 0.029705 | 0.029718 | 0.029809 | 0.029922 | 0.030097 | 0.030246
| RCx_Com, E - TotE [Building w Oil Heat] | Health Service | Total Electric | RET | 0.01 | 0.0146 | 0.020392 | 0.02521 | 0.030096 | 0.030176 | 0.029836 | 0.030537 | 0.030819 | 0.030155
| RCx_Com, O - TotF [Building w Oil Heat] | Health Service |  | RET | 0.01 | 0.014822 | 0.019675 | 0.024347 | 0.028955 | 0.028705 | 0.02849 | 0.028265 | 0.02804 | 0.027799
| RCx_Com, E - TotE [Building w Propane Heat] | Health Service | Total Electric | RET | 0.01 | 0.0146 | 0.020392 | 0.02521 | 0.030096 | 0.030176 | 0.029836 | 0.030537 | 0.030819 | 0.030155
| RCx_Com, P - TotF [Building w Propane Heat] | Health Service |  | RET | 0.01 | 0.014822 | 0.019675 | 0.024347 | 0.028955 | 0.028705 | 0.02849 | 0.028265 | 0.02804 | 0.027799
| Commissioning_Com, E - TotE [Building w Elec Heat] | Health Service | Total Electric | NC | 0.15 | 0.19987 | 0.2482 | 0.28438 | 0.29862 | 0.31524 | 0.32591 | 0.3194 | 0.32157 | 0.32082
| Commissioning_Com, E - TotE [Building w Gas Heat] | Health Service | Total Electric | NC | 0.15 | 0.19987 | 0.2482 | 0.28438 | 0.29862 | 0.31524 | 0.32591 | 0.3194 | 0.32157 | 0.32082
| Commissioning_Com, G - TotF [Building w Gas Heat] | Health Service |  | NC | 0.15 | 0.20185 | 0.25199 | 0.28606 | 0.30306 | 0.31271 | 0.32138 | 0.32305 | 0.32679 | 0.32899
| Commissioning_Com, E - TotE [Building w Oil Heat] | Health Service | Total Electric | NC | 0.15 | 0.19987 | 0.2482 | 0.28438 | 0.29862 | 0.31524 | 0.32591 | 0.3194 | 0.32157 | 0.32082
| Commissioning_Com, O - TotF [Building w Oil Heat] | Health Service |  | NC | 0.15 | 0.19971 | 0.24815 | 0.28079 | 0.29541 | 0.30205 | 0.30716 | 0.30516 | 0.30445 | 0.30238
| Commissioning_Com, E - TotE [Building w Propane Heat] | Health Service | Total Electric | NC | 0.15 | 0.19987 | 0.2482 | 0.28438 | 0.29862 | 0.31524 | 0.32591 | 0.3194 | 0.32157 | 0.32082
| Commissioning_Com, P - TotF [Building w Propane Heat] | Health Service |  | NC | 0.15 | 0.19971 | 0.24815 | 0.28079 | 0.29541 | 0.30205 | 0.30716 | 0.30516 | 0.30445 | 0.30238
| Integrated Building Design_Com, E - TotE [Building w Elec Heat] | Health Service | Total Electric | NC | 0.07 | 0.10789 | 0.15658 | 0.20737 | 0.24441 | 0.27968 | 0.30429 | 0.31118 | 0.31836 | 0.31444
| Integrated Building Design_Com, E - TotE [Building w Gas Heat] | Health Service | Total Electric | NC | 0.07 | 0.10789 | 0.15658 | 0.20737 | 0.24441 | 0.27968 | 0.30429 | 0.31118 | 0.31836 | 0.31444
| Integrated Building Design_Com, G - TotF [Building w Gas Heat] | Health Service |  | NC | 0.07 | 0.10896 | 0.15897 | 0.20859 | 0.24804 | 0.27744 | 0.30006 | 0.31474 | 0.32352 | 0.32245
| Integrated Building Design_Com, E - TotE [Building w Oil Heat] | Health Service | Total Electric | NC | 0.07 | 0.10789 | 0.15658 | 0.20737 | 0.24441 | 0.27968 | 0.30429 | 0.31118 | 0.31836 | 0.31444
| Integrated Building Design_Com, O - TotF [Building w Oil Heat] | Health Service |  | NC | 0.07 | 0.1078 | 0.15655 | 0.20475 | 0.24178 | 0.26798 | 0.28679 | 0.29731 | 0.30141 | 0.29636
| Integrated Building Design_Com, E - TotE [Building w Propane Heat] | Health Service | Total Electric | NC | 0.07 | 0.10789 | 0.15658 | 0.20737 | 0.24441 | 0.27968 | 0.30429 | 0.31118 | 0.31836 | 0.31444
| Integrated Building Design_Com, P - TotF [Building w Propane Heat] | Health Service |  | NC | 0.07 | 0.1078 | 0.15655 | 0.20475 | 0.24178 | 0.26798 | 0.28679 | 0.29731 | 0.30141 | 0.29636
| Deep Energy Retrofit_Com, E - TotE [Building w Elec Heat] | Health Service | Total Electric | RET | 0.005 | 0.010819 | 0.021339 | 0.032616 | 0.04169 | 0.047317 | 0.049462 | 0.050895 | 0.051365 | 0.050259
| Deep Energy Retrofit_Com, E - TotE [Building w Gas Heat] | Health Service | Total Electric | RET | 0.005 | 0.010819 | 0.021339 | 0.032616 | 0.04169 | 0.047317 | 0.049462 | 0.050895 | 0.051365 | 0.050259
| Deep Energy Retrofit_Com, G - TotF [Building w Gas Heat] | Health Service |  | RET | 0.005 | 0.011102 | 0.020907 | 0.032091 | 0.041148 | 0.046598 | 0.049416 | 0.04987 | 0.050161 | 0.05041
| Deep Energy Retrofit_Com, E - TotE [Building w Oil Heat] | Health Service | Total Electric | RET | 0.005 | 0.010819 | 0.021339 | 0.032616 | 0.04169 | 0.047317 | 0.049462 | 0.050895 | 0.051365 | 0.050259
| Deep Energy Retrofit_Com, O - TotF [Building w Oil Heat] | Health Service |  | RET | 0.005 | 0.010984 | 0.020589 | 0.0315 | 0.04011 | 0.04501 | 0.04723 | 0.047108 | 0.046733 | 0.046332
| Deep Energy Retrofit_Com, E - TotE [Building w Propane Heat] | Health Service | Total Electric | RET | 0.005 | 0.010819 | 0.021339 | 0.032616 | 0.04169 | 0.047317 | 0.049462 | 0.050895 | 0.051365 | 0.050259
| Deep Energy Retrofit_Com, P - TotF [Building w Propane Heat] | Health Service |  | RET | 0.005 | 0.010984 | 0.020589 | 0.0315 | 0.04011 | 0.04501 | 0.04723 | 0.047108 | 0.046733 | 0.046332
| EMS_Com, E - TotE [Building w Elec Heat] | Health Service | Total Electric | NC | 0.07 | 0.072964 | 0.085756 | 0.11043 | 0.13897 | 0.16834 | 0.18669 | 0.19042 | 0.1935 | 0.19259
| EMS_Com, E - TotE [Building w Elec Heat] | Health Service | Total Electric | RET | 0.0035 | 0.0049651 | 0.0094204 | 0.016506 | 0.023041 | 0.026521 | 0.027456 | 0.028501 | 0.028765 | 0.028145
| EMS_Com, E - TotE [Building w Gas Heat] | Health Service | Total Electric | NC | 0.07 | 0.072964 | 0.085756 | 0.11043 | 0.13897 | 0.16834 | 0.18669 | 0.19042 | 0.1935 | 0.19259
| EMS_Com, E - TotE [Building w Gas Heat] | Health Service | Total Electric | RET | 0.0035 | 0.0049651 | 0.0094204 | 0.016506 | 0.023041 | 0.026521 | 0.027456 | 0.028501 | 0.028765 | 0.028145
| EMS_Com, G - TotF [Building w Gas Heat] | Health Service |  | NC | 0.07 | 0.073684 | 0.087068 | 0.11108 | 0.14104 | 0.16699 | 0.1841 | 0.1926 | 0.19664 | 0.1975
| EMS_Com, G - TotF [Building w Gas Heat] | Health Service |  | RET | 0.0035 | 0.0050947 | 0.0092297 | 0.016241 | 0.022741 | 0.026118 | 0.02743 | 0.027927 | 0.02809 | 0.02823
| EMS_Com, E - TotE [Building w Oil Heat] | Health Service | Total Electric | NC | 0.07 | 0.072964 | 0.085756 | 0.11043 | 0.13897 | 0.16834 | 0.18669 | 0.19042 | 0.1935 | 0.19259
| EMS_Com, E - TotE [Building w Oil Heat] | Health Service | Total Electric | RET | 0.0035 | 0.0049651 | 0.0094204 | 0.016506 | 0.023041 | 0.026521 | 0.027456 | 0.028501 | 0.028765 | 0.028145
| EMS_Com, O - TotF [Building w Oil Heat] | Health Service |  | NC | 0.07 | 0.072904 | 0.085741 | 0.10903 | 0.13748 | 0.1613 | 0.17596 | 0.18193 | 0.1832 | 0.18152
| EMS_Com, O - TotF [Building w Oil Heat] | Health Service |  | RET | 0.0035 | 0.0050407 | 0.009089 | 0.015941 | 0.022167 | 0.025228 | 0.026217 | 0.02638 | 0.026171 | 0.025946
| EMS_Com, E - TotE [Building w Propane Heat] | Health Service | Total Electric | NC | 0.07 | 0.072964 | 0.085756 | 0.11043 | 0.13897 | 0.16834 | 0.18669 | 0.19042 | 0.1935 | 0.19259
| EMS_Com, E - TotE [Building w Propane Heat] | Health Service | Total Electric | RET | 0.0035 | 0.0049651 | 0.0094204 | 0.016506 | 0.023041 | 0.026521 | 0.027456 | 0.028501 | 0.028765 | 0.028145
| EMS_Com, P - TotF [Building w Propane Heat] | Health Service |  | NC | 0.07 | 0.072904 | 0.085741 | 0.10903 | 0.13748 | 0.1613 | 0.17596 | 0.18193 | 0.1832 | 0.18152
| EMS_Com, P - TotF [Building w Propane Heat] | Health Service |  | RET | 0.0035 | 0.0050407 | 0.009089 | 0.015941 | 0.022167 | 0.025228 | 0.026217 | 0.02638 | 0.026171 | 0.025946
| VFDs on HVAC Pumps_Com, E - Oth | Health Service | Other | RET | 0.005 | 0.017311 | 0.035982 | 0.04605 | 0.049286 | 0.050294 | 0.049727 | 0.050895 | 0.051365 | 0.050259
| ECM Circulators_Com, E - Oth | Health Service | Other | RET | 0.01 | 0.025818 | 0.042301 | 0.048281 | 0.049885 | 0.050294 | 0.049727 | 0.050895 | 0.051365 | 0.050259
| Motors_Com, E - Oth | Health Service | Other | NC | 0.3 | 0.5095 | 0.63738 | 0.67605 | 0.65826 | 0.65725 | 0.65635 | 0.6388 | 0.63671 | 0.62888
| Motors_Com, E - Oth | Health Service | Other | RET | 0.005 | 0.017225 | 0.035173 | 0.043442 | 0.044393 | 0.043098 | 0.040503 | 0.039515 | 0.03802 | 0.035472
| Motors_Com, E - Oth | Health Service | Other | REPL | 0.3 | 0.51645 | 0.67735 | 0.69864 | 0.67615 | 0.64146 | 0.59444 | 0.56949 | 0.53549 | 0.48554
| Ext Area Ltg_Com, E - ExtL | Health Service | Exterior Lighting | NC | 0.16 | 0.26816 | 0.30892 | 0.31279 | 0.29785 | 0.29576 | 0.29536 | 0.28746 | 0.28652 | 0.28299
| Ext Area Ltg_Com, E - ExtL | Health Service | Exterior Lighting | RET | 0.02 | 0.036839 | 0.046535 | 0.047385 | 0.046386 | 0.050294 | 0.049727 | 0.050895 | 0.051365 | 0.050259
| Ext Area Ltg_Com, E - ExtL | Health Service | Exterior Lighting | REPL | 0.16 | 0.26196 | 0.31185 | 0.30483 | 0.28719 | 0.32472 | 0.35741 | 0.36644 | 0.36983 | 0.36186
| Street Ltg_Com, E - ExtL | Health Service | Exterior Lighting | NC | 0.246 | 0.35859 | 0.4362 | 0.46955 | 0.46439 | 0.46943 | 0.47093 | 0.45834 | 0.45684 | 0.45122
| Street Ltg_Com, E - ExtL | Health Service | Exterior Lighting | RET | 0.02 | 0.033763 | 0.044243 | 0.04651 | 0.046343 | 0.050294 | 0.049727 | 0.050895 | 0.051365 | 0.050259
| Street Ltg_Com, E - ExtL | Health Service | Exterior Lighting | REPL | 0.246 | 0.35149 | 0.44309 | 0.4612 | 0.45164 | 0.51933 | 0.57087 | 0.58427 | 0.58967 | 0.57697
| Ext Ltg Ctrls_Com, E - ExtL | Health Service | Exterior Lighting | RET | 0.02 | 0.036139 | 0.047284 | 0.049739 | 0.05016 | 0.050294 | 0.049727 | 0.050895 | 0.051365 | 0.050259
| Ext Ltg Dsgn_Com, E - ExtL | Health Service | Exterior Lighting | NC | 0.013 | 0.027537 | 0.04613 | 0.061414 | 0.067815 | 0.071987 | 0.073864 | 0.072663 | 0.072426 | 0.071535
| Ext Ltg Dsgn_Com, E - ExtL | Health Service | Exterior Lighting | REPL | 0.013 | 0.028564 | 0.052045 | 0.070812 | 0.082228 | 0.088137 | 0.08954 | 0.092628 | 0.093485 | 0.091471
| Int Ltg Ctrls_Com, E - IntL [No Heat] | Health Service | Interior Lighting | RET | 0.03 | 0.04217 | 0.0494 | 0.050293 | 0.05016 | 0.050294 | 0.049727 | 0.050895 | 0.051365 | 0.050259
| Int Ltg Ctrls_Com, E - IntL [Electric Heat] | Health Service | Interior Lighting | RET | 0.03 | 0.04217 | 0.0494 | 0.050293 | 0.05016 | 0.050294 | 0.049727 | 0.050895 | 0.051365 | 0.050259
| Int Ltg Ctrls_Com, E/G - IntL | Health Service | Interior Lighting | RET | 0.03 | 0.04217 | 0.0494 | 0.050293 | 0.05016 | 0.050294 | 0.049727 | 0.050895 | 0.051365 | 0.050259
| Int Ltg Ctrls_Com, E/O - IntL | Health Service | Interior Lighting | RET | 0.03 | 0.04217 | 0.0494 | 0.050293 | 0.05016 | 0.050294 | 0.049727 | 0.050895 | 0.051365 | 0.050259
| Int Ltg Ctrls_Com, E/P - IntL | Health Service | Interior Lighting | RET | 0.03 | 0.04217 | 0.0494 | 0.050293 | 0.05016 | 0.050294 | 0.049727 | 0.050895 | 0.051365 | 0.050259
| Exit Sign RetFit_Com, E - IntL [No Heat] | Health Service | Interior Lighting | RET | 0.03 | 0.04217 | 0.0494 | 0.050293 | 0.05016 | 0.050294 | 0.049727 | 0.050895 | 0.051365 | 0.050259
| Exit Sign RetFit_Com, E - IntL [Electric Heat] | Health Service | Interior Lighting | RET | 0.03 | 0.04217 | 0.0494 | 0.050293 | 0.05016 | 0.050294 | 0.049727 | 0.050895 | 0.051365 | 0.050259
| Exit Sign RetFit_Com, E/G - IntL | Health Service | Interior Lighting | RET | 0.03 | 0.04217 | 0.0494 | 0.050293 | 0.05016 | 0.050294 | 0.049727 | 0.050895 | 0.051365 | 0.050259
| Exit Sign RetFit_Com, E/O - IntL | Health Service | Interior Lighting | RET | 0.03 | 0.04217 | 0.0494 | 0.050293 | 0.05016 | 0.050294 | 0.049727 | 0.050895 | 0.051365 | 0.050259
| Exit Sign RetFit_Com, E/P - IntL | Health Service | Interior Lighting | RET | 0.03 | 0.04217 | 0.0494 | 0.050293 | 0.05016 | 0.050294 | 0.049727 | 0.050895 | 0.051365 | 0.050259
| Repl Scre_Com, E - IntL [No Heat] | Health Service | Interior Lighting | NC | 0.3 | 0.60332 | 0 | 0 | 0 | 0 | 0 | 0 | 0 | 0
| Repl Scre_Com, E - IntL [No Heat] | Health Service | Interior Lighting | RET | 0.1 | 0.11541 | 0 | 0 | 0 | 0 | 0 | 0 | 0 | 0
| Repl Scre_Com, E - IntL [No Heat] | Health Service | Interior Lighting | REPL | 0.3 | 0.62581 | 0 | 0 | 0 | 0 | 0 | 0 | 0 | 0
| Repl Scre_Com, E - IntL [Electric Heat] | Health Service | Interior Lighting | NC | 0.3 | 0.60332 | 0 | 0 | 0 | 0 | 0 | 0 | 0 | 0
| Repl Scre_Com, E - IntL [Electric Heat] | Health Service | Interior Lighting | RET | 0.1 | 0.11541 | 0 | 0 | 0 | 0 | 0 | 0 | 0 | 0
| Repl Scre_Com, E - IntL [Electric Heat] | Health Service | Interior Lighting | REPL | 0.3 | 0.62581 | 0 | 0 | 0 | 0 | 0 | 0 | 0 | 0
| Repl Scre_Com, E/G - IntL | Health Service | Interior Lighting | NC | 0.3 | 0.60332 | 0 | 0 | 0 | 0 | 0 | 0 | 0 | 0
| Repl Scre_Com, E/G - IntL | Health Service | Interior Lighting | RET | 0.1 | 0.11541 | 0 | 0 | 0 | 0 | 0 | 0 | 0 | 0
| Repl Scre_Com, E/G - IntL | Health Service | Interior Lighting | REPL | 0.3 | 0.62581 | 0 | 0 | 0 | 0 | 0 | 0 | 0 | 0
| Repl Scre_Com, E/O - IntL | Health Service | Interior Lighting | NC | 0.3 | 0.60332 | 0 | 0 | 0 | 0 | 0 | 0 | 0 | 0
| Repl Scre_Com, E/O - IntL | Health Service | Interior Lighting | RET | 0.1 | 0.11541 | 0 | 0 | 0 | 0 | 0 | 0 | 0 | 0
| Repl Scre_Com, E/O - IntL | Health Service | Interior Lighting | REPL | 0.3 | 0.62581 | 0 | 0 | 0 | 0 | 0 | 0 | 0 | 0
| Repl Scre_Com, E/P - IntL | Health Service | Interior Lighting | NC | 0.3 | 0.60332 | 0 | 0 | 0 | 0 | 0 | 0 | 0 | 0
| Repl Scre_Com, E/P - IntL | Health Service | Interior Lighting | RET | 0.1 | 0.11541 | 0 | 0 | 0 | 0 | 0 | 0 | 0 | 0
| Repl Scre_Com, E/P - IntL | Health Service | Interior Lighting | REPL | 0.3 | 0.62581 | 0 | 0 | 0 | 0 | 0 | 0 | 0 | 0
| Lin LED Fixture_Com, E - IntL [No Heat] | Health Service | Interior Lighting | NC | 0.045 | 0.061594 | 0.090755 | 0.10887 | 0.10991 | 0.11091 | 0.11076 | 0.1078 | 0.10745 | 0.10612
| Lin LED Fixture_Com, E - IntL [No Heat] | Health Service | Interior Lighting | RET | 0.0045 | 0.0046982 | 0.0054898 | 0.0058062 | 0.0058874 | 0.005911 | 0.005817 | 0.0059256 | 0.0061638 | 0.006031
| Lin LED Fixture_Com, E - IntL [No Heat] | Health Service | Interior Lighting | REPL | 0.045 | 0.063294 | 0.10088 | 0.12295 | 0.12973 | 0.13137 | 0.12909 | 0.13129 | 0.13761 | 0.1357
| Lin LED Fixture_Com, E - IntL [Electric Heat] | Health Service | Interior Lighting | NC | 0.045 | 0.061594 | 0.090755 | 0.10887 | 0.10991 | 0.11091 | 0.11076 | 0.1078 | 0.10745 | 0.10612
| Lin LED Fixture_Com, E - IntL [Electric Heat] | Health Service | Interior Lighting | RET | 0.0045 | 0.0046982 | 0.0054898 | 0.0058062 | 0.0058874 | 0.005911 | 0.005817 | 0.0059256 | 0.0061638 | 0.006031
| Lin LED Fixture_Com, E - IntL [Electric Heat] | Health Service | Interior Lighting | REPL | 0.045 | 0.063294 | 0.10088 | 0.12295 | 0.12973 | 0.13137 | 0.12909 | 0.13129 | 0.13761 | 0.1357
| Lin LED Fixture_Com, E/G - IntL | Health Service | Interior Lighting | NC | 0.045 | 0.061594 | 0.090755 | 0.10887 | 0.10991 | 0.11091 | 0.11076 | 0.1078 | 0.10745 | 0.10612
| Lin LED Fixture_Com, E/G - IntL | Health Service | Interior Lighting | RET | 0.0045 | 0.0046982 | 0.0054898 | 0.0058062 | 0.0058874 | 0.005911 | 0.005817 | 0.0059256 | 0.0061638 | 0.006031
| Lin LED Fixture_Com, E/G - IntL | Health Service | Interior Lighting | REPL | 0.045 | 0.063294 | 0.10088 | 0.12295 | 0.12973 | 0.13137 | 0.12909 | 0.13129 | 0.13761 | 0.1357
| Lin LED Fixture_Com, E/O - IntL | Health Service | Interior Lighting | NC | 0.045 | 0.061594 | 0.090755 | 0.10887 | 0.10991 | 0.11091 | 0.11076 | 0.1078 | 0.10745 | 0.10612
| Lin LED Fixture_Com, E/O - IntL | Health Service | Interior Lighting | RET | 0.0045 | 0.0046982 | 0.0054898 | 0.0058062 | 0.0058874 | 0.005911 | 0.005817 | 0.0059256 | 0.0061638 | 0.006031
| Lin LED Fixture_Com, E/O - IntL | Health Service | Interior Lighting | REPL | 0.045 | 0.063294 | 0.10088 | 0.12295 | 0.12973 | 0.13137 | 0.12909 | 0.13129 | 0.13761 | 0.1357
| Lin LED Fixture_Com, E/P - IntL | Health Service | Interior Lighting | NC | 0.045 | 0.061594 | 0.090755 | 0.10887 | 0.10991 | 0.11091 | 0.11076 | 0.1078 | 0.10745 | 0.10612
| Lin LED Fixture_Com, E/P - IntL | Health Service | Interior Lighting | RET | 0.0045 | 0.0046982 | 0.0054898 | 0.0058062 | 0.0058874 | 0.005911 | 0.005817 | 0.0059256 | 0.0061638 | 0.006031
| Lin LED Fixture_Com, E/P - IntL | Health Service | Interior Lighting | REPL | 0.045 | 0.063294 | 0.10088 | 0.12295 | 0.12973 | 0.13137 | 0.12909 | 0.13129 | 0.13761 | 0.1357
| LED Tube Repl_Com, E - IntL [No Heat] | Health Service | Interior Lighting | RET | 0.0255 | 0.026185 | 0.030053 | 0.031154 | 0.030916 | 0.032624 | 0.033637 | 0.034608 | 0.034928 | 0.034176
| LED Tube Repl_Com, E - IntL [No Heat] | Health Service | Interior Lighting | REPL | 0.255 | 0.34288 | 0.53167 | 0.62835 | 0.64154 | 0.67845 | 0.69528 | 0.73665 | 0.76874 | 0.76896
| LED Tube Repl_Com, E - IntL [Electric Heat] | Health Service | Interior Lighting | RET | 0.0255 | 0.026185 | 0.030053 | 0.031154 | 0.030916 | 0.032624 | 0.033637 | 0.034608 | 0.034928 | 0.034176
| LED Tube Repl_Com, E - IntL [Electric Heat] | Health Service | Interior Lighting | REPL | 0.255 | 0.34288 | 0.53167 | 0.62835 | 0.64154 | 0.67845 | 0.69528 | 0.73665 | 0.76874 | 0.76896
| LED Tube Repl_Com, E/G - IntL | Health Service | Interior Lighting | RET | 0.0255 | 0.026185 | 0.030053 | 0.031154 | 0.030916 | 0.032624 | 0.033637 | 0.034608 | 0.034928 | 0.034176
| LED Tube Repl_Com, E/G - IntL | Health Service | Interior Lighting | REPL | 0.255 | 0.34288 | 0.53167 | 0.62835 | 0.64154 | 0.67845 | 0.69528 | 0.73665 | 0.76874 | 0.76896
| LED Tube Repl_Com, E/O - IntL | Health Service | Interior Lighting | RET | 0.0255 | 0.026185 | 0.030053 | 0.031154 | 0.030916 | 0.032624 | 0.033637 | 0.034608 | 0.034928 | 0.034176
| LED Tube Repl_Com, E/O - IntL | Health Service | Interior Lighting | REPL | 0.255 | 0.34288 | 0.53167 | 0.62835 | 0.64154 | 0.67845 | 0.69528 | 0.73665 | 0.76874 | 0.76896
| LED Tube Repl_Com, E/P - IntL | Health Service | Interior Lighting | RET | 0.0255 | 0.026185 | 0.030053 | 0.031154 | 0.030916 | 0.032624 | 0.033637 | 0.034608 | 0.034928 | 0.034176
| LED Tube Repl_Com, E/P - IntL | Health Service | Interior Lighting | REPL | 0.255 | 0.34288 | 0.53167 | 0.62835 | 0.64154 | 0.67845 | 0.69528 | 0.73665 | 0.76874 | 0.76896
| Repl pin CFL wLED_Com, E - IntL [No Heat] | Health Service | Interior Lighting | RET | 0.03 | 0.041824 | 0.047343 | 0.04655 | 0.044852 | 0.049034 | 0.049727 | 0.050895 | 0.051365 | 0.050259
| Repl pin CFL wLED_Com, E - IntL [No Heat] | Health Service | Interior Lighting | REPL | 0.3 | 0.57962 | 0.74281 | 0.74093 | 0.702 | 0.7576 | 0.80217 | 0.87537 | 0.92457 | 0.90466
| Repl pin CFL wLED_Com, E - IntL [Electric Heat] | Health Service | Interior Lighting | RET | 0.03 | 0.041824 | 0.047343 | 0.04655 | 0.044852 | 0.049034 | 0.049727 | 0.050895 | 0.051365 | 0.050259
| Repl pin CFL wLED_Com, E - IntL [Electric Heat] | Health Service | Interior Lighting | REPL | 0.3 | 0.57962 | 0.74281 | 0.74093 | 0.702 | 0.7576 | 0.80217 | 0.87537 | 0.92457 | 0.90466
| Repl pin CFL wLED_Com, E/G - IntL | Health Service | Interior Lighting | RET | 0.03 | 0.041824 | 0.047343 | 0.04655 | 0.044852 | 0.049034 | 0.049727 | 0.050895 | 0.051365 | 0.050259
| Repl pin CFL wLED_Com, E/G - IntL | Health Service | Interior Lighting | REPL | 0.3 | 0.57962 | 0.74281 | 0.74093 | 0.702 | 0.7576 | 0.80217 | 0.87537 | 0.92457 | 0.90466
| Repl pin CFL wLED_Com, E/O - IntL | Health Service | Interior Lighting | RET | 0.03 | 0.041824 | 0.047343 | 0.04655 | 0.044852 | 0.049034 | 0.049727 | 0.050895 | 0.051365 | 0.050259
| Repl pin CFL wLED_Com, E/O - IntL | Health Service | Interior Lighting | REPL | 0.3 | 0.57962 | 0.74281 | 0.74093 | 0.702 | 0.7576 | 0.80217 | 0.87537 | 0.92457 | 0.90466
| Repl pin CFL wLED_Com, E/P - IntL | Health Service | Interior Lighting | RET | 0.03 | 0.041824 | 0.047343 | 0.04655 | 0.044852 | 0.049034 | 0.049727 | 0.050895 | 0.051365 | 0.050259
| Repl pin CFL wLED_Com, E/P - IntL | Health Service | Interior Lighting | REPL | 0.3 | 0.57962 | 0.74281 | 0.74093 | 0.702 | 0.7576 | 0.80217 | 0.87537 | 0.92457 | 0.90466
| Refrig Case LED_Com, E - IntL | Health Service | Interior Lighting | NC | 0.3 | 0.60332 | 0.7503 | 0.77654 | 0.74462 | 0.73941 | 0.73839 | 0.71865 | 0.7163 | 0.70748
| Refrig Case LED_Com, E - IntL | Health Service | Interior Lighting | RET | 0.03 | 0.042002 | 0.047843 | 0.047371 | 0.04597 | 0.044941 | 0.043324 | 0.043232 | 0.047892 | 0.050259
| Refrig Case LED_Com, E - IntL | Health Service | Interior Lighting | REPL | 0.3 | 0.57962 | 0.74281 | 0.74093 | 0.702 | 0.65861 | 0.60643 | 0.57486 | 0.63026 | 0.66568
| Refrig Case Ctrls_Com, E - IntL | Health Service | Interior Lighting | RET | 0.03 | 0.04217 | 0.0494 | 0.050293 | 0.05016 | 0.050294 | 0.049727 | 0.050895 | 0.051365 | 0.050259
| Stair Occ Sensor_Com, E - IntL [No Heat] | Health Service | Interior Lighting | NC | 0.3 | 0.5095 | 0.63738 | 0.67605 | 0.65826 | 0.65725 | 0.65635 | 0.6388 | 0.63671 | 0.62888
| Stair Occ Sensor_Com, E - IntL [No Heat] | Health Service | Interior Lighting | RET | 0.02 | 0.028053 | 0.033714 | 0.034858 | 0.035112 | 0.035206 | 0.034809 | 0.035626 | 0.035956 | 0.035181
| Stair Occ Sensor_Com, E - IntL [Electric Heat] | Health Service | Interior Lighting | NC | 0.3 | 0.5095 | 0.63738 | 0.67605 | 0.65826 | 0.65725 | 0.65635 | 0.6388 | 0.63671 | 0.62888
| Stair Occ Sensor_Com, E - IntL [Electric Heat] | Health Service | Interior Lighting | RET | 0.02 | 0.029027 | 0.034423 | 0.035165 | 0.035112 | 0.035206 | 0.034809 | 0.035626 | 0.035956 | 0.035181
| Stair Occ Sensor_Com, E/G - IntL | Health Service | Interior Lighting | NC | 0.3 | 0.5095 | 0.63738 | 0.67605 | 0.65826 | 0.65725 | 0.65635 | 0.6388 | 0.63671 | 0.62888
| Stair Occ Sensor_Com, E/G - IntL | Health Service | Interior Lighting | RET | 0.02 | 0.029027 | 0.034423 | 0.035165 | 0.035112 | 0.035206 | 0.034809 | 0.035626 | 0.035956 | 0.035181
| Stair Occ Sensor_Com, E/O - IntL | Health Service | Interior Lighting | NC | 0.3 | 0.5095 | 0.63738 | 0.67605 | 0.65826 | 0.65725 | 0.65635 | 0.6388 | 0.63671 | 0.62888
| Stair Occ Sensor_Com, E/O - IntL | Health Service | Interior Lighting | RET | 0.02 | 0.029027 | 0.034423 | 0.035165 | 0.035112 | 0.035206 | 0.034809 | 0.035626 | 0.035956 | 0.035181
| Stair Occ Sensor_Com, E/P - IntL | Health Service | Interior Lighting | NC | 0.3 | 0.5095 | 0.63738 | 0.67605 | 0.65826 | 0.65725 | 0.65635 | 0.6388 | 0.63671 | 0.62888
| Stair Occ Sensor_Com, E/P - IntL | Health Service | Interior Lighting | RET | 0.02 | 0.029027 | 0.034423 | 0.035165 | 0.035112 | 0.035206 | 0.034809 | 0.035626 | 0.035956 | 0.035181
| Int Delamping_Com, E - IntL [No Heat] | Health Service | Interior Lighting | RET | 0.02 | 0.028053 | 0.033714 | 0.034858 | 0.035112 | 0.035206 | 0.034809 | 0.035626 | 0.035956 | 0.035181
| Int Delamping_Com, E - IntL [Electric Heat] | Health Service | Interior Lighting | RET | 0.02 | 0.028053 | 0.033714 | 0.034858 | 0.035112 | 0.035206 | 0.034809 | 0.035626 | 0.035956 | 0.035181
| Int Delamping_Com, E/G - IntL | Health Service | Interior Lighting | RET | 0.02 | 0.028053 | 0.033714 | 0.034858 | 0.035112 | 0.035206 | 0.034809 | 0.035626 | 0.035956 | 0.035181
| Int Delamping_Com, E/O - IntL | Health Service | Interior Lighting | RET | 0.02 | 0.028053 | 0.033714 | 0.034858 | 0.035112 | 0.035206 | 0.034809 | 0.035626 | 0.035956 | 0.035181
| Int Delamping_Com, E/P - IntL | Health Service | Interior Lighting | RET | 0.02 | 0.028053 | 0.033714 | 0.034858 | 0.035112 | 0.035206 | 0.034809 | 0.035626 | 0.035956 | 0.035181
| Int Ltg Dsgn_Com, E - IntL [No Heat] | Health Service | Interior Lighting | NC | 0.2 | 0.34106 | 0.46865 | 0.54131 | 0.55337 | 0.56722 | 0.57362 | 0.55895 | 0.55712 | 0.55027
| Int Ltg Dsgn_Com, E - IntL [Electric Heat] | Health Service | Interior Lighting | NC | 0.2 | 0.34106 | 0.46865 | 0.54131 | 0.55337 | 0.56722 | 0.57362 | 0.55895 | 0.55712 | 0.55027
| Int Ltg Dsgn_Com, E/G - IntL | Health Service | Interior Lighting | NC | 0.2 | 0.34106 | 0.46865 | 0.54131 | 0.55337 | 0.56722 | 0.57362 | 0.55895 | 0.55712 | 0.55027
| Int Ltg Dsgn_Com, E/O - IntL | Health Service | Interior Lighting | NC | 0.2 | 0.34106 | 0.46865 | 0.54131 | 0.55337 | 0.56722 | 0.57362 | 0.55895 | 0.55712 | 0.55027
| Int Ltg Dsgn_Com, E/P - IntL | Health Service | Interior Lighting | NC | 0.2 | 0.34106 | 0.46865 | 0.54131 | 0.55337 | 0.56722 | 0.57362 | 0.55895 | 0.55712 | 0.55027
| Room Air Conditioner_Com, E - Cool | Lodging | Cooling | NC | 0.35 | 0.54918 | 0.65532 | 0.6821 | 0.66004 | 0.65725 | 0.65635 | 0.6388 | 0.63671 | 0.62888
| Room Air Conditioner_Com, E - Cool | Lodging | Cooling | RET | 0.002 | 0.0023269 | 0.0037523 | 0.0054738 | 0.0062613 | 0.0062231 | 0.0071944 | 0.0082558 | 0.0091693 | 0.0090466
| Room Air Conditioner_Com, E - Cool | Lodging | Cooling | REPL | 0.35 | 0.56704 | 0.73282 | 0.77425 | 0.78123 | 0.77838 | 0.79564 | 0.81431 | 0.82184 | 0.80414
| Chiller Systems_Com, E - Cool | Lodging | Cooling | NC | 0.2 | 0.40942 | 0.58382 | 0.6566 | 0.65237 | 0.65725 | 0.65635 | 0.6388 | 0.63671 | 0.62888
| Chiller Systems_Com, E - Cool | Lodging | Cooling | RET | 0.01 | 0.023204 | 0.038496 | 0.045464 | 0.047552 | 0.047958 | 0.046831 | 0.047271 | 0.047052 | 0.045405
| Chiller Systems_Com, E - Cool | Lodging | Cooling | REPL | 0.2 | 0.41029 | 0.61125 | 0.66775 | 0.65894 | 0.63016 | 0.58327 | 0.55625 | 0.5203 | 0.46888
| Chiller Tuneup_Com, E - Cool | Lodging | Cooling | RET | 0.02 | 0.034104 | 0.045487 | 0.048908 | 0.049944 | 0.050294 | 0.049727 | 0.050895 | 0.051365 | 0.050259
| Computer Room Air Conditioner_Com, E - Cool | Lodging | Cooling | NC | 0.25 | 0.46346 | 0.61438 | 0.66797 | 0.65584 | 0.65725 | 0.65635 | 0.6388 | 0.63671 | 0.62888
| Computer Room Air Conditioner_Com, E - Cool | Lodging | Cooling | REPL | 0.25 | 0.48074 | 0.69316 | 0.77019 | 0.79523 | 0.80471 | 0.79564 | 0.81431 | 0.82184 | 0.80414
| Mini Split Ductless AC_Com, E - Cool | Lodging | Cooling | NC | 0 | 0 | 0 | 0 | 0 | 0 | 0 | 0 | 0 | 0
| Mini Split Ductless AC_Com, E - Cool | Lodging | Cooling | RET | 0.002 | 0.0025171 | 0.0043144 | 0.0067169 | 0.0082024 | 0.008698 | 0.0086676 | 0.0088335 | 0.0088777 | 0.00865
| Mini Split Ductless AC_Com, E - Cool | Lodging | Cooling | REPL | 0 | 0 | 0 | 0 | 0 | 0 | 0 | 0 | 0 | 0
| Eff Unitary AC_Com, E - Cool | Lodging | Cooling | NC | 0.35 | 0.54918 | 0.65532 | 0.6821 | 0.66004 | 0.65725 | 0.65635 | 0.6388 | 0.63671 | 0.62888
| Eff Unitary AC_Com, E - Cool | Lodging | Cooling | RET | 0.05 | 0.047535 | 0.048638 | 0.046985 | 0.045657 | 0.044715 | 0.043183 | 0.045717 | 0.047639 | 0.048045
| Eff Unitary AC_Com, E - Cool | Lodging | Cooling | REPL | 0.35 | 0.53548 | 0.67282 | 0.69211 | 0.68028 | 0.65986 | 0.62855 | 0.65964 | 0.68222 | 0.68365
| PTAC_Com, E - Cool | Lodging | Cooling | NC | 0.35 | 0.54918 | 0.65532 | 0.6821 | 0.66004 | 0.65725 | 0.65635 | 0.6388 | 0.63671 | 0.62888
| PTAC_Com, E - Cool | Lodging | Cooling | RET | 0.004 | 0.0050347 | 0.0086307 | 0.013439 | 0.016417 | 0.017415 | 0.017362 | 0.018322 | 0.018491 | 0.018093
| PTAC_Com, E - Cool | Lodging | Cooling | REPL | 0.35 | 0.56443 | 0.72628 | 0.76201 | 0.76213 | 0.75205 | 0.72926 | 0.81431 | 0.82184 | 0.80414
| Unitary Equipment Economizer_Com, E - Cool | Lodging | Cooling | RET | 0.02 | 0.036139 | 0.047284 | 0.049739 | 0.05016 | 0.050294 | 0.049727 | 0.050895 | 0.051365 | 0.050259
| Guest Room EM_Com, E - Cool [Building w Elec Heat] | Lodging | Cooling | RET | 0.02 | 0.034104 | 0.045487 | 0.048908 | 0.049944 | 0.050294 | 0.049727 | 0.050895 | 0.051365 | 0.050259
| Guest Room EM_Com, E - Heat [Building w Elec Heat] | Lodging | Space Heating | RET | 0.02 | 0.034104 | 0.045487 | 0.048908 | 0.049944 | 0.050294 | 0.049727 | 0.050895 | 0.051365 | 0.050259
| Guest Room EM_Com, E - Cool [Building w Gas Heat] | Lodging | Cooling | RET | 0.02 | 0.024333 | 0.02549 | 0.02521 | 0.02508 | 0.020118 | 0.0099455 | 0.010179 | 0.010273 | 0
| Guest Room EM_Com, G - Heat [Building w Gas Heat] | Lodging |  | RET | 0.02 | 0.034995 | 0.044566 | 0.048121 | 0.049294 | 0.04953 | 0.049681 | 0.04987 | 0.050161 | 0.05041
| Guest Room EM_Com, E - Cool [Building w Oil Heat] | Lodging | Cooling | RET | 0.005 | 0.0072999 | 0.010196 | 0.010084 | 0.007524 | 0.0075441 | 0.0074591 | 0.0050895 | 0.0051365 | 0
| Guest Room EM_Com, O - Heat [Building w Oil Heat] | Lodging |  | RET | 0.02 | 0.034624 | 0.043887 | 0.047235 | 0.04805 | 0.047842 | 0.047483 | 0.047108 | 0.046733 | 0.046332
| Guest Room EM_Com, E - Cool [Building w Propane Heat] | Lodging | Cooling | RET | 0.02 | 0.034104 | 0.045487 | 0.048908 | 0.049944 | 0.050294 | 0.049727 | 0.050895 | 0.051365 | 0.050259
| Guest Room EM_Com, P - Heat [Building w Propane Heat] | Lodging |  | RET | 0.02 | 0.034624 | 0.043887 | 0.047235 | 0.04805 | 0.047842 | 0.047483 | 0.047108 | 0.046733 | 0.046332
| AC Tuneup_Com, E - Cool [ASHP] | Lodging | Cooling | RET | 0.01 | 0.025818 | 0.042301 | 0.048281 | 0.049885 | 0.050294 | 0.049727 | 0.050895 | 0.051365 | 0.050259
| AC Tuneup_Com, E - Heat [ASHP] | Lodging | Space Heating | RET | 0.01 | 0.025818 | 0.042301 | 0.048281 | 0.049885 | 0.050294 | 0.049727 | 0.050895 | 0.051365 | 0.050259
| AC Tuneup_Com, E - Cool [Unitary AC] | Lodging | Cooling | RET | 0.01 | 0.025818 | 0.042301 | 0.048281 | 0.049885 | 0.050294 | 0.049727 | 0.050895 | 0.051365 | 0.050259
| DCV_Com, E - Cool [Building w Elec Heat] | Lodging | Cooling | RET | 0.015 | 0.029391 | 0.042942 | 0.047996 | 0.049657 | 0.050294 | 0.049727 | 0.050895 | 0.051365 | 0.050259
| DCV_Com, E - Heat [Building w Elec Heat] | Lodging | Space Heating | RET | 0.015 | 0.029391 | 0.042942 | 0.047996 | 0.049657 | 0.050294 | 0.049727 | 0.050895 | 0.051365 | 0.050259
| DCV_Com, E - Vent [Building w Elec Heat] | Lodging | Ventilation | RET | 0.015 | 0.029391 | 0.042942 | 0.047996 | 0.049657 | 0.050294 | 0.049727 | 0.050895 | 0.051365 | 0.050259
| DCV_Com, E - Cool [Building w Gas Heat] | Lodging | Cooling | RET | 0.015 | 0.029391 | 0.042942 | 0.047996 | 0.049657 | 0.050294 | 0.049727 | 0.050895 | 0.051365 | 0.050259
| DCV_Com, G - Heat [Building w Gas Heat] | Lodging |  | RET | 0.015 | 0.030159 | 0.042072 | 0.047224 | 0.049011 | 0.04953 | 0.049681 | 0.04987 | 0.050161 | 0.05041
| DCV_Com, E - Vent [Building w Gas Heat] | Lodging | Ventilation | RET | 0.015 | 0.029391 | 0.042942 | 0.047996 | 0.049657 | 0.050294 | 0.049727 | 0.050895 | 0.051365 | 0.050259
| DCV_Com, E - Cool [Building w Oil Heat] | Lodging | Cooling | RET | 0.015 | 0.029391 | 0.042942 | 0.047996 | 0.049657 | 0.050294 | 0.049727 | 0.050895 | 0.051365 | 0.050259
| DCV_Com, O - Heat [Building w Oil Heat] | Lodging |  | RET | 0.015 | 0.029839 | 0.041431 | 0.046354 | 0.047774 | 0.047842 | 0.047483 | 0.047108 | 0.046733 | 0.046332
| DCV_Com, E - Vent [Building w Oil Heat] | Lodging | Ventilation | RET | 0.015 | 0.029391 | 0.042942 | 0.047996 | 0.049657 | 0.050294 | 0.049727 | 0.050895 | 0.051365 | 0.050259
| DCV_Com, E - Cool [Building w Propane Heat] | Lodging | Cooling | RET | 0.015 | 0.029391 | 0.042942 | 0.047996 | 0.049657 | 0.050294 | 0.049727 | 0.050895 | 0.051365 | 0.050259
| DCV_Com, P - Heat [Building w Propane Heat] | Lodging |  | RET | 0.015 | 0.029839 | 0.041431 | 0.046354 | 0.047774 | 0.047842 | 0.047483 | 0.047108 | 0.046733 | 0.046332
| DCV_Com, E - Vent [Building w Propane Heat] | Lodging | Ventilation | RET | 0.015 | 0.029391 | 0.042942 | 0.047996 | 0.049657 | 0.050294 | 0.049727 | 0.050895 | 0.051365 | 0.050259
| Controls for Unitary AC_Com, E - Cool | Lodging | Cooling | RET | 0.015 | 0.029391 | 0.042942 | 0.047996 | 0.049657 | 0.050294 | 0.049727 | 0.050895 | 0.051365 | 0.050259
| Optimized Unitary AC Sys_Com, E - Cool [Building w Elec Heat] | Lodging | Cooling | NC | 0.15 | 0.28154 | 0.42121 | 0.51481 | 0.54172 | 0.56238 | 0.57169 | 0.55895 | 0.55712 | 0.55027
| Optimized Unitary AC Sys_Com, E - Heat [Building w Elec Heat] | Lodging | Space Heating | NC | 0.15 | 0.28154 | 0.42121 | 0.51481 | 0.54172 | 0.56238 | 0.57169 | 0.55895 | 0.55712 | 0.55027
| Optimized Unitary AC Sys_Com, E - Cool [Building w Gas Heat] | Lodging | Cooling | NC | 0.15 | 0.28154 | 0.42121 | 0.51481 | 0.54172 | 0.56238 | 0.57169 | 0.55895 | 0.55712 | 0.55027
| Optimized Unitary AC Sys_Com, G - Heat [Building w Gas Heat] | Lodging |  | NC | 0.15 | 0.28432 | 0.42765 | 0.51785 | 0.54977 | 0.55786 | 0.56374 | 0.56533 | 0.56616 | 0.56428
| Optimized Unitary AC Sys_Com, E - Cool [Building w Oil Heat] | Lodging | Cooling | NC | 0.15 | 0.28154 | 0.42121 | 0.51481 | 0.54172 | 0.56238 | 0.57169 | 0.55895 | 0.55712 | 0.55027
| Optimized Unitary AC Sys_Com, O - Heat [Building w Oil Heat] | Lodging |  | NC | 0.15 | 0.28131 | 0.42114 | 0.50831 | 0.53589 | 0.53885 | 0.5388 | 0.53403 | 0.52747 | 0.51864
| Optimized Unitary AC Sys_Com, E - Cool [Building w Propane Heat] | Lodging | Cooling | NC | 0.15 | 0.28154 | 0.42121 | 0.51481 | 0.54172 | 0.56238 | 0.57169 | 0.55895 | 0.55712 | 0.55027
| Optimized Unitary AC Sys_Com, P - Heat [Building w Propane Heat] | Lodging |  | NC | 0.15 | 0.28131 | 0.42114 | 0.50831 | 0.53589 | 0.53885 | 0.5388 | 0.53403 | 0.52747 | 0.51864
| Optimized Chiller Sys_Com, E - Cool | Lodging | Cooling | NC | 0.15 | 0.28154 | 0.42121 | 0.51481 | 0.54172 | 0.56238 | 0.57169 | 0.55895 | 0.55712 | 0.55027
| Cool Roof_Com, E - Cool [Building w Elec Heat] | Lodging | Cooling | NC | 0.1 | 0.15554 | 0.22193 | 0.28549 | 0.32654 | 0.36473 | 0.39023 | 0.39489 | 0.39795 | 0.39305
| Cool Roof_Com, E - Cool [Building w Elec Heat] | Lodging | Cooling | RET | 0 | 0.0019198 | 0.0061834 | 0.013576 | 0.024102 | 0.035153 | 0.042819 | 0.048563 | 0.051365 | 0.050259
| Cool Roof_Com, E - Heat [Building w Elec Heat] | Lodging | Space Heating | NC | 0.1 | 0.15554 | 0.22193 | 0.28549 | 0.32654 | 0.36473 | 0.39023 | 0.39489 | 0.39795 | 0.39305
| Cool Roof_Com, E - Heat [Building w Elec Heat] | Lodging | Space Heating | RET | 0 | 0.0019198 | 0.0061834 | 0.013576 | 0.024102 | 0.035153 | 0.042819 | 0.048563 | 0.051365 | 0.050259
| Cool Roof_Com, E - Cool [Building w Gas Heat] | Lodging | Cooling | NC | 0.1 | 0.15554 | 0.22193 | 0.28549 | 0.32654 | 0.36473 | 0.39023 | 0.39489 | 0.39795 | 0.39305
| Cool Roof_Com, E - Cool [Building w Gas Heat] | Lodging | Cooling | RET | 0 | 0.0019198 | 0.0061834 | 0.013576 | 0.024102 | 0.035153 | 0.042819 | 0.048563 | 0.051365 | 0.050259
| Cool Roof_Com, G - Heat [Building w Gas Heat] | Lodging |  | NC | 0.1 | 0.15708 | 0.22533 | 0.28718 | 0.33139 | 0.3618 | 0.3848 | 0.3994 | 0.4044 | 0.40306
| Cool Roof_Com, G - Heat [Building w Gas Heat] | Lodging |  | RET | 0 | 0.00197 | 0.0060582 | 0.013358 | 0.023788 | 0.034619 | 0.042779 | 0.047585 | 0.050161 | 0.05041
| Cool Roof_Com, E - Cool [Building w Oil Heat] | Lodging | Cooling | NC | 0.1 | 0.15554 | 0.22193 | 0.28549 | 0.32654 | 0.36473 | 0.39023 | 0.39489 | 0.39795 | 0.39305
| Cool Roof_Com, E - Cool [Building w Oil Heat] | Lodging | Cooling | RET | 0 | 0.0019198 | 0.0061834 | 0.013576 | 0.024102 | 0.035153 | 0.042819 | 0.048563 | 0.051365 | 0.050259
| Cool Roof_Com, O - Heat [Building w Oil Heat] | Lodging |  | NC | 0.1 | 0.15541 | 0.22189 | 0.28189 | 0.32303 | 0.34947 | 0.36778 | 0.37728 | 0.37676 | 0.37046
| Cool Roof_Com, O - Heat [Building w Oil Heat] | Lodging |  | RET | 0 | 0.0019491 | 0.0059659 | 0.013112 | 0.023188 | 0.033439 | 0.040886 | 0.04495 | 0.046733 | 0.046332
| Cool Roof_Com, E - Cool [Building w Propane Heat] | Lodging | Cooling | NC | 0.1 | 0.15554 | 0.22193 | 0.28549 | 0.32654 | 0.36473 | 0.39023 | 0.39489 | 0.39795 | 0.39305
| Cool Roof_Com, E - Cool [Building w Propane Heat] | Lodging | Cooling | RET | 0 | 0.0019198 | 0.0061834 | 0.013576 | 0.024102 | 0.035153 | 0.042819 | 0.048563 | 0.051365 | 0.050259
| Cool Roof_Com, P - Heat [Building w Propane Heat] | Lodging |  | NC | 0.1 | 0.15541 | 0.22189 | 0.28189 | 0.32303 | 0.34947 | 0.36778 | 0.37728 | 0.37676 | 0.37046
| Cool Roof_Com, P - Heat [Building w Propane Heat] | Lodging |  | RET | 0 | 0.0019491 | 0.0059659 | 0.013112 | 0.023188 | 0.033439 | 0.040886 | 0.04495 | 0.046733 | 0.046332
| GSHP_Com, E - Cool | Lodging | Cooling | RET | 0.002 | 0.0038855 | 0.0060812 | 0.0079712 | 0.0098337 | 0.011714 | 0.013351 | 0.015399 | 0.017206 | 0.018371
| GSHP_Com, E - Cool | Lodging | Cooling | REPL | 0.02 | 0.037028 | 0.068472 | 0.11081 | 0.16526 | 0.22516 | 0.27463 | 0.31961 | 0.34548 | 0.34792
| GSHP_Com, E - Heat | Lodging | Space Heating | RET | 0.002 | 0.0038855 | 0.0060812 | 0.0079712 | 0.0098337 | 0.011714 | 0.013351 | 0.015399 | 0.017206 | 0.018371
| GSHP_Com, E - Heat | Lodging | Space Heating | REPL | 0.02 | 0.037028 | 0.068472 | 0.11081 | 0.16526 | 0.22516 | 0.27463 | 0.31961 | 0.34548 | 0.34792
| Unitary HP_Com, E - Cool | Lodging | Cooling | NC | 0.35 | 0.54918 | 0.65532 | 0.6821 | 0.66004 | 0.65725 | 0.65635 | 0.6388 | 0.63671 | 0.62888
| Unitary HP_Com, E - Cool | Lodging | Cooling | RET | 0.008 | 0.022718 | 0.039759 | 0.046036 | 0.046943 | 0.046353 | 0.044727 | 0.05054 | 0.051365 | 0.050259
| Unitary HP_Com, E - Cool | Lodging | Cooling | REPL | 0.35 | 0.55175 | 0.68685 | 0.69346 | 0.666 | 0.62941 | 0.58254 | 0.64934 | 0.70896 | 0.74615
| Unitary HP_Com, E - Heat | Lodging | Space Heating | NC | 0.35 | 0.54918 | 0.65532 | 0.6821 | 0.66004 | 0.65725 | 0.65635 | 0.6388 | 0.63671 | 0.62888
| Unitary HP_Com, E - Heat | Lodging | Space Heating | RET | 0.008 | 0.022718 | 0.039759 | 0.046036 | 0.046943 | 0.046353 | 0.044727 | 0.05054 | 0.051365 | 0.050259
| Unitary HP_Com, E - Heat | Lodging | Space Heating | REPL | 0.35 | 0.55175 | 0.68685 | 0.69346 | 0.666 | 0.62941 | 0.58254 | 0.64934 | 0.70896 | 0.74615
| PTHP_Com, E - Cool | Lodging | Cooling | NC | 0.35 | 0.54918 | 0.65532 | 0.6821 | 0.66004 | 0.65725 | 0.65635 | 0.6388 | 0.63671 | 0.62888
| PTHP_Com, E - Cool | Lodging | Cooling | RET | 0.004 | 0.0042067 | 0.0053489 | 0.0066696 | 0.0074858 | 0.0077622 | 0.0077008 | 0.0079902 | 0.0081729 | 0.0080414
| PTHP_Com, E - Cool | Lodging | Cooling | REPL | 0.35 | 0.56491 | 0.72929 | 0.7705 | 0.77798 | 0.77587 | 0.76076 | 0.78869 | 0.80615 | 0.79873
| PTHP_Com, E - Heat | Lodging | Space Heating | NC | 0.35 | 0.54918 | 0.65532 | 0.6821 | 0.66004 | 0.65725 | 0.65635 | 0.6388 | 0.63671 | 0.62888
| PTHP_Com, E - Heat | Lodging | Space Heating | RET | 0.004 | 0.0042067 | 0.0053489 | 0.0066696 | 0.0074858 | 0.0077622 | 0.0077008 | 0.0079902 | 0.0081729 | 0.0080414
| PTHP_Com, E - Heat | Lodging | Space Heating | REPL | 0.35 | 0.56491 | 0.72929 | 0.7705 | 0.77798 | 0.77587 | 0.76076 | 0.78869 | 0.80615 | 0.79873
| Minisplit Ductless HP_Com, E - Cool | Lodging | Cooling | RET | 0.025 | 0.038607 | 0.04567 | 0.045089 | 0.043136 | 0.041287 | 0.038968 | 0.039108 | 0.038723 | 0.037192
| Minisplit Ductless HP_Com, E - Cool | Lodging | Cooling | REPL | 0.175 | 0.26615 | 0.32784 | 0.32921 | 0.315 | 0.29661 | 0.27337 | 0.26773 | 0.25803 | 0.24056
| Minisplit Ductless HP_Com, E - Heat | Lodging | Space Heating | RET | 0.025 | 0.038607 | 0.04567 | 0.045089 | 0.043136 | 0.041287 | 0.038968 | 0.039108 | 0.038723 | 0.037192
| Minisplit Ductless HP_Com, E - Heat | Lodging | Space Heating | REPL | 0.175 | 0.26615 | 0.32784 | 0.32921 | 0.315 | 0.29661 | 0.27337 | 0.26773 | 0.25803 | 0.24056
| Programmable TStat_Com, E - Cool [Building w Elec Heat] | Lodging | Cooling | NC | 0.3 | 0.18767 | 0.090372 | 0 | 0 | 0 | 0 | 0 | 0 | 0
| Programmable TStat_Com, E - Cool [Building w Elec Heat] | Lodging | Cooling | RET | 0.02 | 0.0097332 | 0 | 0 | 0 | 0 | 0 | 0 | 0 | 0
| Programmable TStat_Com, E - Heat [Building w Elec Heat] | Lodging | Space Heating | NC | 0.3 | 0.18767 | 0.090372 | 0 | 0 | 0 | 0 | 0 | 0 | 0
| Programmable TStat_Com, E - Heat [Building w Elec Heat] | Lodging | Space Heating | RET | 0.02 | 0.0097332 | 0 | 0 | 0 | 0 | 0 | 0 | 0 | 0
| Programmable TStat_Com, E - Cool [Building w Gas Heat] | Lodging | Cooling | NC | 0.3 | 0.18767 | 0.090372 | 0 | 0 | 0 | 0 | 0 | 0 | 0
| Programmable TStat_Com, E - Cool [Building w Gas Heat] | Lodging | Cooling | RET | 0.02 | 0.0097332 | 0 | 0 | 0 | 0 | 0 | 0 | 0 | 0
| Programmable TStat_Com, G - Heat [Building w Gas Heat] | Lodging |  | NC | 0.3 | 0.18952 | 0.091754 | 0 | 0 | 0 | 0 | 0 | 0 | 0
| Programmable TStat_Com, G - Heat [Building w Gas Heat] | Lodging |  | RET | 0.02 | 0.0099873 | 0 | 0 | 0 | 0 | 0 | 0 | 0 | 0
| Programmable TStat_Com, E - Cool [Building w Propane Heat] | Lodging | Cooling | NC | 0.3 | 0.18767 | 0.090372 | 0 | 0 | 0 | 0 | 0 | 0 | 0
| Programmable TStat_Com, E - Cool [Building w Propane Heat] | Lodging | Cooling | RET | 0.02 | 0.0097332 | 0 | 0 | 0 | 0 | 0 | 0 | 0 | 0
| Programmable TStat_Com, P - Heat [Building w Propane Heat] | Lodging |  | NC | 0.3 | 0.18751 | 0.090356 | 0 | 0 | 0 | 0 | 0 | 0 | 0
| Programmable TStat_Com, P - Heat [Building w Propane Heat] | Lodging |  | RET | 0.02 | 0.0098815 | 0 | 0 | 0 | 0 | 0 | 0 | 0 | 0
| Programmable TStat_Com, E - Cool [Building w Oil Heat] | Lodging | Cooling | NC | 0.3 | 0.18767 | 0.090372 | 0 | 0 | 0 | 0 | 0 | 0 | 0
| Programmable TStat_Com, E - Cool [Building w Oil Heat] | Lodging | Cooling | RET | 0.02 | 0.0097332 | 0 | 0 | 0 | 0 | 0 | 0 | 0 | 0
| Programmable TStat_Com, O - Heat [Building w Oil Heat] | Lodging |  | NC | 0.3 | 0.18751 | 0.090356 | 0 | 0 | 0 | 0 | 0 | 0 | 0
| Programmable TStat_Com, O - Heat [Building w Oil Heat] | Lodging |  | RET | 0.02 | 0.0098815 | 0 | 0 | 0 | 0 | 0 | 0 | 0 | 0
| Smart TStat_Com, E - Cool [Building w Elec Heat] | Lodging | Cooling | NC | 0.05 | 0.18767 | 0.36149 | 0.43728 | 0.49641 | 0.57509 | 0.65635 | 0.6388 | 0.63671 | 0.62888
| Smart TStat_Com, E - Cool [Building w Elec Heat] | Lodging | Cooling | RET | 0.008 | 0.013966 | 0.027581 | 0.036803 | 0.039407 | 0.040235 | 0.039782 | 0.040716 | 0.041092 | 0.040207
| Smart TStat_Com, E - Heat [Building w Elec Heat] | Lodging | Space Heating | NC | 0.05 | 0.18767 | 0.36149 | 0.43728 | 0.49641 | 0.57509 | 0.65635 | 0.6388 | 0.63671 | 0.62888
| Smart TStat_Com, E - Heat [Building w Elec Heat] | Lodging | Space Heating | RET | 0.008 | 0.013966 | 0.027581 | 0.036803 | 0.039407 | 0.040235 | 0.039782 | 0.040716 | 0.041092 | 0.040207
| Smart TStat_Com, E - Cool [Building w Gas Heat] | Lodging | Cooling | NC | 0.05 | 0.18767 | 0.36149 | 0.43728 | 0.49641 | 0.57509 | 0.65635 | 0.6388 | 0.63671 | 0.62888
| Smart TStat_Com, E - Cool [Building w Gas Heat] | Lodging | Cooling | RET | 0.008 | 0.013966 | 0.027581 | 0.036803 | 0.039407 | 0.040235 | 0.039782 | 0.040716 | 0.041092 | 0.040207
| Smart TStat_Com, G - Heat [Building w Gas Heat] | Lodging |  | NC | 0.05 | 0.18952 | 0.36702 | 0.43986 | 0.50378 | 0.57047 | 0.64722 | 0.6461 | 0.64704 | 0.64489
| Smart TStat_Com, G - Heat [Building w Gas Heat] | Lodging |  | RET | 0.008 | 0.01433 | 0.027023 | 0.036211 | 0.038894 | 0.039624 | 0.039745 | 0.039896 | 0.040129 | 0.040328
| Smart TStat_Com, E - Cool [Building w Propane Heat] | Lodging | Cooling | NC | 0.05 | 0.18767 | 0.36149 | 0.43728 | 0.49641 | 0.57509 | 0.65635 | 0.6388 | 0.63671 | 0.62888
| Smart TStat_Com, E - Cool [Building w Propane Heat] | Lodging | Cooling | RET | 0.008 | 0.013966 | 0.027581 | 0.036803 | 0.039407 | 0.040235 | 0.039782 | 0.040716 | 0.041092 | 0.040207
| Smart TStat_Com, P - Heat [Building w Propane Heat] | Lodging |  | NC | 0.05 | 0.18751 | 0.36142 | 0.43176 | 0.49107 | 0.55104 | 0.61859 | 0.61032 | 0.60282 | 0.59273
| Smart TStat_Com, P - Heat [Building w Propane Heat] | Lodging |  | RET | 0.008 | 0.014179 | 0.026611 | 0.035544 | 0.037913 | 0.038274 | 0.037987 | 0.037686 | 0.037387 | 0.037066
| Smart TStat_Com, E - Cool [Building w Oil Heat] | Lodging | Cooling | NC | 0.05 | 0.18767 | 0.36149 | 0.43728 | 0.49641 | 0.57509 | 0.65635 | 0.6388 | 0.63671 | 0.62888
| Smart TStat_Com, E - Cool [Building w Oil Heat] | Lodging | Cooling | RET | 0.008 | 0.013966 | 0.027581 | 0.036803 | 0.039407 | 0.040235 | 0.039782 | 0.040716 | 0.041092 | 0.040207
| Smart TStat_Com, O - Heat [Building w Oil Heat] | Lodging |  | NC | 0.05 | 0.18751 | 0.36142 | 0.43176 | 0.49107 | 0.55104 | 0.61859 | 0.61032 | 0.60282 | 0.59273
| Smart TStat_Com, O - Heat [Building w Oil Heat] | Lodging |  | RET | 0.008 | 0.014179 | 0.026611 | 0.035544 | 0.037913 | 0.038274 | 0.037987 | 0.037686 | 0.037387 | 0.037066
| Boiler Blowdown Controls_Com, G - Heat | Lodging |  | RET | 0.015 | 0.030159 | 0.042072 | 0.047224 | 0.049011 | 0.04953 | 0.049681 | 0.04987 | 0.050161 | 0.05041
| Boiler Blowdown Controls_Com, O - Heat | Lodging |  | RET | 0.015 | 0.029839 | 0.041431 | 0.046354 | 0.047774 | 0.047842 | 0.047483 | 0.047108 | 0.046733 | 0.046332
| Boiler Blowdown Controls_Com, P - Heat | Lodging |  | RET | 0.015 | 0.029839 | 0.041431 | 0.046354 | 0.047774 | 0.047842 | 0.047483 | 0.047108 | 0.046733 | 0.046332
| Boiler Modifications_Com, G - Heat | Lodging |  | RET | 0.015 | 0.030159 | 0.042072 | 0.047224 | 0.049011 | 0.04953 | 0.049681 | 0.04987 | 0.050161 | 0.05041
| Boiler Modifications_Com, O - Heat | Lodging |  | RET | 0.015 | 0.029839 | 0.041431 | 0.046354 | 0.047774 | 0.047842 | 0.047483 | 0.047108 | 0.046733 | 0.046332
| Boiler Modifications_Com, P - Heat | Lodging |  | RET | 0.015 | 0.029839 | 0.041431 | 0.046354 | 0.047774 | 0.047842 | 0.047483 | 0.047108 | 0.046733 | 0.046332
| Boilers_Com, G - Heat | Lodging |  | NC | 0.35 | 0.5546 | 0.66535 | 0.68613 | 0.66984 | 0.65197 | 0.64722 | 0.6461 | 0.64704 | 0.64489
| Boilers_Com, G - Heat | Lodging |  | RET | 0.015 | 0.032228 | 0.042962 | 0.045226 | 0.044549 | 0.042966 | 0.041519 | 0.040149 | 0.038905 | 0.037665
| Boilers_Com, G - Heat | Lodging |  | REPL | 0.35 | 0.55669 | 0.65762 | 0.66473 | 0.63908 | 0.60152 | 0.56362 | 0.52586 | 0.48881 | 0.4509
| Boilers_Com, O - Heat | Lodging |  | NC | 0.35 | 0.54873 | 0.65521 | 0.67348 | 0.65294 | 0.62976 | 0.61859 | 0.61032 | 0.60282 | 0.59273
| Boilers_Com, O - Heat | Lodging |  | RET | 0.015 | 0.031854 | 0.04217 | 0.044113 | 0.043005 | 0.040959 | 0.039027 | 0.037171 | 0.035401 | 0.033695
| Boilers_Com, O - Heat | Lodging |  | REPL | 0.35 | 0.55079 | 0.6476 | 0.65248 | 0.62295 | 0.58103 | 0.53869 | 0.49674 | 0.4554 | 0.41443
| Boilers_Com, P - Heat | Lodging |  | NC | 0.35 | 0.54873 | 0.65521 | 0.67348 | 0.65294 | 0.62976 | 0.61859 | 0.61032 | 0.60282 | 0.59273
| Boilers_Com, P - Heat | Lodging |  | RET | 0.015 | 0.031871 | 0.042239 | 0.044252 | 0.043215 | 0.04123 | 0.039353 | 0.037547 | 0.035821 | 0.034154
| Boilers_Com, P - Heat | Lodging |  | REPL | 0.35 | 0.55079 | 0.6476 | 0.65248 | 0.62295 | 0.58103 | 0.53869 | 0.49674 | 0.4554 | 0.41443
| Furnace_Com, G - Heat | Lodging |  | NC | 0.35 | 0.5546 | 0.66535 | 0.68613 | 0.66984 | 0.65197 | 0.64722 | 0.6461 | 0.64704 | 0.64489
| Furnace_Com, G - Heat | Lodging |  | RET | 0.015 | 0.03229 | 0.043226 | 0.045768 | 0.045371 | 0.044045 | 0.04284 | 0.041698 | 0.04067 | 0.039632
| Furnace_Com, G - Heat | Lodging |  | REPL | 0.35 | 0.55669 | 0.65762 | 0.66473 | 0.63908 | 0.60152 | 0.56362 | 0.52586 | 0.48881 | 0.4509
| Furnace_Com, O - Heat | Lodging |  | NC | 0.35 | 0.54873 | 0.65521 | 0.67348 | 0.65294 | 0.62976 | 0.61859 | 0.61032 | 0.60282 | 0.59273
| Furnace_Com, O - Heat | Lodging |  | RET | 0.015 | 0.031806 | 0.041964 | 0.043692 | 0.042378 | 0.04015 | 0.038055 | 0.036055 | 0.034159 | 0.032341
| Furnace_Com, O - Heat | Lodging |  | REPL | 0.35 | 0.55079 | 0.6476 | 0.65248 | 0.62295 | 0.58103 | 0.53869 | 0.49674 | 0.4554 | 0.41443
| Furnace_Com, P - Heat | Lodging |  | NC | 0.35 | 0.54873 | 0.65521 | 0.67348 | 0.65294 | 0.62976 | 0.61859 | 0.61032 | 0.60282 | 0.59273
| Furnace_Com, P - Heat | Lodging |  | RET | 0.015 | 0.031877 | 0.042265 | 0.044306 | 0.043295 | 0.041334 | 0.039478 | 0.037691 | 0.035983 | 0.03433
| Furnace_Com, P - Heat | Lodging |  | REPL | 0.35 | 0.55079 | 0.6476 | 0.65248 | 0.62295 | 0.58103 | 0.53869 | 0.49674 | 0.4554 | 0.41443
| Unit Heater_Com, G - Heat | Lodging |  | NC | 0.35 | 0.5546 | 0.66535 | 0.68613 | 0.66984 | 0.65197 | 0.64722 | 0.6461 | 0.64704 | 0.64489
| Unit Heater_Com, G - Heat | Lodging |  | RET | 0.015 | 0.0322 | 0.04284 | 0.044977 | 0.044173 | 0.042475 | 0.04092 | 0.03945 | 0.040167 | 0.040835
| Unit Heater_Com, G - Heat | Lodging |  | REPL | 0.35 | 0.55669 | 0.65762 | 0.66473 | 0.63908 | 0.60152 | 0.56362 | 0.52586 | 0.52169 | 0.517
| Unit Heater_Com, P - Heat | Lodging |  | NC | 0.35 | 0.54873 | 0.65521 | 0.67348 | 0.65294 | 0.62976 | 0.61859 | 0.61032 | 0.60282 | 0.59273
| Unit Heater_Com, P - Heat | Lodging |  | RET | 0.015 | 0.031757 | 0.041759 | 0.043278 | 0.041762 | 0.03936 | 0.037111 | 0.034977 | 0.032964 | 0.031047
| Unit Heater_Com, P - Heat | Lodging |  | REPL | 0.35 | 0.55079 | 0.6476 | 0.65248 | 0.62295 | 0.58103 | 0.53869 | 0.49674 | 0.4554 | 0.41443
| Destratification Fans_Com, G - Heat | Lodging |  | NC | 0.05 | 0.089872 | 0.1458 | 0.20925 | 0.26807 | 0.3171 | 0.3561 | 0.38225 | 0.39889 | 0.40306
| Destratification Fans_Com, G - Heat | Lodging |  | RET | 0 | 0.001182 | 0.0036328 | 0.0079953 | 0.014181 | 0.020489 | 0.025053 | 0.028551 | 0.030097 | 0.030246
| Destratification Fans_Com, G - Heat | Lodging |  | REPL | 0.05 | 0.094609 | 0.15797 | 0.23296 | 0.30749 | 0.36683 | 0.40494 | 0.47207 | 0.49477 | 0.5041
| Destratification Fans_Com, O - Heat | Lodging |  | NC | 0.05 | 0.08892 | 0.14357 | 0.2054 | 0.2613 | 0.3063 | 0.34035 | 0.36108 | 0.37163 | 0.37046
| Destratification Fans_Com, O - Heat | Lodging |  | RET | 0 | 0.0011695 | 0.0035774 | 0.007848 | 0.013823 | 0.019791 | 0.023945 | 0.02697 | 0.02804 | 0.027799
| Destratification Fans_Com, O - Heat | Lodging |  | REPL | 0.05 | 0.093607 | 0.15556 | 0.22866 | 0.29973 | 0.35433 | 0.38702 | 0.44593 | 0.46096 | 0.46332
| Destratification Fans_Com, P - Heat | Lodging |  | NC | 0.05 | 0.08892 | 0.14357 | 0.2054 | 0.2613 | 0.3063 | 0.34035 | 0.36108 | 0.37163 | 0.37046
| Destratification Fans_Com, P - Heat | Lodging |  | RET | 0 | 0.0011695 | 0.0035774 | 0.007848 | 0.013823 | 0.019791 | 0.023945 | 0.02697 | 0.02804 | 0.027799
| Destratification Fans_Com, P - Heat | Lodging |  | REPL | 0.05 | 0.093607 | 0.15556 | 0.22866 | 0.29973 | 0.35433 | 0.38702 | 0.44593 | 0.46096 | 0.46332
| Energy Recovery Ventilator_Com, G - Heat | Lodging |  | NC | 0.2 | 0.34443 | 0.47582 | 0.5445 | 0.56159 | 0.56266 | 0.56565 | 0.56533 | 0.56616 | 0.56428
| Energy Recovery Ventilator_Com, G - Heat | Lodging |  | RET | 0.01 | 0.023673 | 0.03698 | 0.042888 | 0.043794 | 0.042811 | 0.041176 | 0.041238 | 0.041389 | 0.041506
| Energy Recovery Ventilator_Com, G - Heat | Lodging |  | REPL | 0.2 | 0.35071 | 0.48073 | 0.54164 | 0.55167 | 0.53557 | 0.50929 | 0.50019 | 0.49141 | 0.48208
| Energy Recovery Ventilator_Com, O - Heat | Lodging |  | NC | 0.2 | 0.34078 | 0.46857 | 0.53447 | 0.54741 | 0.54349 | 0.54063 | 0.53403 | 0.52747 | 0.51864
| Energy Recovery Ventilator_Com, O - Heat | Lodging |  | RET | 0.01 | 0.023422 | 0.036417 | 0.042098 | 0.042689 | 0.041353 | 0.039355 | 0.038955 | 0.03856 | 0.038149
| Energy Recovery Ventilator_Com, O - Heat | Lodging |  | REPL | 0.2 | 0.34699 | 0.47341 | 0.53166 | 0.53775 | 0.51732 | 0.48676 | 0.47249 | 0.45782 | 0.44309
| Energy Recovery Ventilator_Com, P - Heat | Lodging |  | NC | 0.2 | 0.34078 | 0.46857 | 0.53447 | 0.54741 | 0.54349 | 0.54063 | 0.53403 | 0.52747 | 0.51864
| Energy Recovery Ventilator_Com, P - Heat | Lodging |  | RET | 0.01 | 0.023422 | 0.036417 | 0.042098 | 0.042689 | 0.041353 | 0.039355 | 0.038955 | 0.03856 | 0.038149
| Energy Recovery Ventilator_Com, P - Heat | Lodging |  | REPL | 0.2 | 0.34699 | 0.47341 | 0.53166 | 0.53775 | 0.51732 | 0.48676 | 0.47249 | 0.45782 | 0.44309
| Forced Air Heating Maintenance_Com, G - Heat | Lodging |  | RET | 0.01 | 0.019143 | 0.025814 | 0.028544 | 0.029474 | 0.029718 | 0.029809 | 0.029922 | 0.030097 | 0.030246
| Forced Air Heating Maintenance_Com, O - Heat | Lodging |  | RET | 0.01 | 0.01894 | 0.02542 | 0.028018 | 0.02873 | 0.028705 | 0.02849 | 0.028265 | 0.02804 | 0.027799
| Forced Air Heating Maintenance_Com, P - Heat | Lodging |  | RET | 0.01 | 0.01894 | 0.02542 | 0.028018 | 0.02873 | 0.028705 | 0.02849 | 0.028265 | 0.02804 | 0.027799
| Infrared Heater_Com, P - Heat | Lodging |  | NC | 0.05 | 0.17082 | 0.37346 | 0.54499 | 0.60957 | 0.61915 | 0.61845 | 0.61032 | 0.60282 | 0.59273
| Infrared Heater_Com, P - Heat | Lodging |  | RET | 0.01 | 0.026189 | 0.040685 | 0.046316 | 0.047474 | 0.047121 | 0.046565 | 0.045998 | 0.046733 | 0.046332
| Infrared Heater_Com, P - Heat | Lodging |  | REPL | 0.05 | 0.17346 | 0.37488 | 0.53728 | 0.5926 | 0.58279 | 0.55021 | 0.5083 | 0.60082 | 0.6914
| Steam Trap Maintenance_Com, G - Heat | Lodging |  | RET | 0.025 | 0.041268 | 0.047932 | 0.04941 | 0.049508 | 0.04953 | 0.049681 | 0.04987 | 0.050161 | 0.05041
| Steam Trap Maintenance_Com, O - Heat | Lodging |  | RET | 0.025 | 0.040831 | 0.047201 | 0.0485 | 0.048258 | 0.047842 | 0.047483 | 0.047108 | 0.046733 | 0.046332
| Windows_Com, E - Cool [Building w Elec Heat] | Lodging | Cooling | NC | 0.25 | 0.39246 | 0.50425 | 0.55944 | 0.56098 | 0.57032 | 0.5743 | 0.55895 | 0.55712 | 0.55027
| Windows_Com, E - Heat [Building w Elec Heat] | Lodging | Space Heating | NC | 0.25 | 0.39246 | 0.50425 | 0.55944 | 0.56098 | 0.57032 | 0.5743 | 0.55895 | 0.55712 | 0.55027
| Windows_Com, E - Cool [Building w Gas Heat] | Lodging | Cooling | NC | 0.25 | 0.39246 | 0.50425 | 0.55944 | 0.56098 | 0.57032 | 0.5743 | 0.55895 | 0.55712 | 0.55027
| Windows_Com, G - Heat [Building w Gas Heat] | Lodging |  | NC | 0.25 | 0.39634 | 0.51196 | 0.56274 | 0.56931 | 0.56574 | 0.56632 | 0.56533 | 0.56616 | 0.56428
| Windows_Com, E - Cool [Building w Oil Heat] | Lodging | Cooling | NC | 0.25 | 0.39246 | 0.50425 | 0.55944 | 0.56098 | 0.57032 | 0.5743 | 0.55895 | 0.55712 | 0.55027
| Windows_Com, O - Heat [Building w Oil Heat] | Lodging |  | NC | 0.25 | 0.39214 | 0.50416 | 0.55237 | 0.55494 | 0.54646 | 0.54127 | 0.53403 | 0.52747 | 0.51864
| Windows_Com, E - Cool [Building w Propane Heat] | Lodging | Cooling | NC | 0.25 | 0.39246 | 0.50425 | 0.55944 | 0.56098 | 0.57032 | 0.5743 | 0.55895 | 0.55712 | 0.55027
| Windows_Com, P - Heat [Building w Propane Heat] | Lodging |  | NC | 0.25 | 0.39214 | 0.50416 | 0.55237 | 0.55494 | 0.54646 | 0.54127 | 0.53403 | 0.52747 | 0.51864
| Window Film_Com, E - Cool [Building w Elec Heat] | Lodging | Cooling | RET | 0.01 | 0.025818 | 0.042301 | 0.048281 | 0.049885 | 0.050294 | 0.049727 | 0.050895 | 0.051365 | 0.050259
| Window Film_Com, E - Heat [Building w Elec Heat] | Lodging | Space Heating | RET | 0.01 | 0.025818 | 0.042301 | 0.048281 | 0.049885 | 0.050294 | 0.049727 | 0.050895 | 0.051365 | 0.050259
| Window Film_Com, E - Cool [Building w Gas Heat] | Lodging | Cooling | RET | 0.01 | 0.025818 | 0.042301 | 0.048281 | 0.049885 | 0.050294 | 0.049727 | 0.050895 | 0.051365 | 0.050259
| Window Film_Com, G - Heat [Building w Gas Heat] | Lodging |  | RET | 0.01 | 0.026492 | 0.041445 | 0.047505 | 0.049237 | 0.04953 | 0.049681 | 0.04987 | 0.050161 | 0.05041
| Window Film_Com, E - Cool [Building w Oil Heat] | Lodging | Cooling | RET | 0.01 | 0.025818 | 0.042301 | 0.048281 | 0.049885 | 0.050294 | 0.049727 | 0.050895 | 0.051365 | 0.050259
| Window Film_Com, O - Heat [Building w Oil Heat] | Lodging |  | RET | 0.01 | 0.026211 | 0.040813 | 0.046629 | 0.047994 | 0.047842 | 0.047483 | 0.047108 | 0.046733 | 0.046332
| Window Film_Com, E - Cool [Building w Propane Heat] | Lodging | Cooling | RET | 0.01 | 0.025818 | 0.042301 | 0.048281 | 0.049885 | 0.050294 | 0.049727 | 0.050895 | 0.051365 | 0.050259
| Window Film_Com, P - Heat [Building w Propane Heat] | Lodging |  | RET | 0.01 | 0.026211 | 0.040813 | 0.046629 | 0.047994 | 0.047842 | 0.047483 | 0.047108 | 0.046733 | 0.046332
| Motors and Fans_Com, E - Vent | Lodging | Ventilation | NC | 0.4 | 0.58374 | 0.66971 | 0.68679 | 0.66141 | 0.65725 | 0.65635 | 0.6388 | 0.63671 | 0.62888
| Motors and Fans_Com, E - Vent | Lodging | Ventilation | RET | 0.03 | 0.040918 | 0.045877 | 0.044466 | 0.042158 | 0.040179 | 0.03776 | 0.036846 | 0.03546 | 0.033091
| Motors and Fans_Com, E - Vent | Lodging | Ventilation | REPL | 0.4 | 0.56111 | 0.66358 | 0.65597 | 0.62423 | 0.58611 | 0.53972 | 0.51348 | 0.47897 | 0.43023
| ECM Furnace Motors_Com, E - Vent | Lodging | Ventilation | RET | 0.025 | 0.039504 | 0.04852 | 0.050067 | 0.05016 | 0.050294 | 0.049727 | 0.050895 | 0.051365 | 0.050259
| VFD on HVAC System_Com, E - Vent | Lodging | Ventilation | RET | 0.025 | 0.039504 | 0.04852 | 0.050067 | 0.05016 | 0.050294 | 0.049727 | 0.050895 | 0.051365 | 0.050259
| Kitchen DCV_Com, E - Vent [Building w Elec Heat] | Lodging | Ventilation | NC | 0.1 | 0.21183 | 0.35485 | 0.47241 | 0.52165 | 0.55375 | 0.56819 | 0.55895 | 0.55712 | 0.55027
| Kitchen DCV_Com, E - Vent [Building w Elec Heat] | Lodging | Ventilation | RET | 0.005 | 0.014921 | 0.030643 | 0.040713 | 0.043802 | 0.043591 | 0.041507 | 0.041297 | 0.04054 | 0.038604
| Kitchen DCV_Com, E - Vent [Building w Elec Heat] | Lodging | Ventilation | REPL | 0.1 | 0.21524 | 0.37992 | 0.49384 | 0.54329 | 0.54875 | 0.52304 | 0.51654 | 0.49655 | 0.46162
| Kitchen DCV_Com, E - Heat [Building w Elec Heat] | Lodging | Space Heating | NC | 0.1 | 0.21183 | 0.35485 | 0.47241 | 0.52165 | 0.55375 | 0.56819 | 0.55895 | 0.55712 | 0.55027
| Kitchen DCV_Com, E - Heat [Building w Elec Heat] | Lodging | Space Heating | RET | 0.005 | 0.014921 | 0.030643 | 0.040713 | 0.043802 | 0.043591 | 0.041507 | 0.041297 | 0.04054 | 0.038604
| Kitchen DCV_Com, E - Heat [Building w Elec Heat] | Lodging | Space Heating | REPL | 0.1 | 0.21524 | 0.37992 | 0.49384 | 0.54329 | 0.54875 | 0.52304 | 0.51654 | 0.49655 | 0.46162
| Kitchen DCV_Com, E - Vent [Building w Gas Heat] | Lodging | Ventilation | NC | 0.1 | 0.21183 | 0.35485 | 0.47241 | 0.52165 | 0.55375 | 0.56819 | 0.55895 | 0.55712 | 0.55027
| Kitchen DCV_Com, E - Vent [Building w Gas Heat] | Lodging | Ventilation | RET | 0.005 | 0.014921 | 0.030643 | 0.040713 | 0.043802 | 0.043591 | 0.041507 | 0.041297 | 0.04054 | 0.038604
| Kitchen DCV_Com, E - Vent [Building w Gas Heat] | Lodging | Ventilation | REPL | 0.1 | 0.21524 | 0.37992 | 0.49384 | 0.54329 | 0.54875 | 0.52304 | 0.51654 | 0.49655 | 0.46162
| Kitchen DCV_Com, G - Heat [Building w Gas Heat] | Lodging |  | NC | 0.1 | 0.21392 | 0.36027 | 0.4752 | 0.5294 | 0.5493 | 0.56029 | 0.56533 | 0.56616 | 0.56428
| Kitchen DCV_Com, G - Heat [Building w Gas Heat] | Lodging |  | RET | 0.005 | 0.015311 | 0.030022 | 0.040058 | 0.043232 | 0.042929 | 0.041468 | 0.040466 | 0.03959 | 0.03872
| Kitchen DCV_Com, G - Heat [Building w Gas Heat] | Lodging |  | REPL | 0.1 | 0.22086 | 0.37223 | 0.48589 | 0.53622 | 0.54041 | 0.52256 | 0.50614 | 0.48491 | 0.46301
| Kitchen DCV_Com, E - Vent [Building w Oil Heat] | Lodging | Ventilation | NC | 0.1 | 0.21183 | 0.35485 | 0.47241 | 0.52165 | 0.55375 | 0.56819 | 0.55895 | 0.55712 | 0.55027
| Kitchen DCV_Com, E - Vent [Building w Oil Heat] | Lodging | Ventilation | RET | 0.005 | 0.014921 | 0.030643 | 0.040713 | 0.043802 | 0.043591 | 0.041507 | 0.041297 | 0.04054 | 0.038604
| Kitchen DCV_Com, E - Vent [Building w Oil Heat] | Lodging | Ventilation | REPL | 0.1 | 0.21524 | 0.37992 | 0.49384 | 0.54329 | 0.54875 | 0.52304 | 0.51654 | 0.49655 | 0.46162
| Kitchen DCV_Com, O - Heat [Building w Oil Heat] | Lodging |  | NC | 0.1 | 0.21165 | 0.35478 | 0.46645 | 0.51604 | 0.53058 | 0.5355 | 0.53403 | 0.52747 | 0.51864
| Kitchen DCV_Com, O - Heat [Building w Oil Heat] | Lodging |  | RET | 0.005 | 0.015149 | 0.029565 | 0.03932 | 0.042141 | 0.041466 | 0.039634 | 0.038225 | 0.036884 | 0.035588
| Kitchen DCV_Com, O - Heat [Building w Oil Heat] | Lodging |  | REPL | 0.1 | 0.21852 | 0.36655 | 0.47694 | 0.52269 | 0.522 | 0.49944 | 0.47811 | 0.45177 | 0.42555
| Kitchen DCV_Com, E - Vent [Building w Propane Heat] | Lodging | Ventilation | NC | 0.1 | 0.21183 | 0.35485 | 0.47241 | 0.52165 | 0.55375 | 0.56819 | 0.55895 | 0.55712 | 0.55027
| Kitchen DCV_Com, E - Vent [Building w Propane Heat] | Lodging | Ventilation | RET | 0.005 | 0.014921 | 0.030643 | 0.040713 | 0.043802 | 0.043591 | 0.041507 | 0.041297 | 0.04054 | 0.038604
| Kitchen DCV_Com, E - Vent [Building w Propane Heat] | Lodging | Ventilation | REPL | 0.1 | 0.21524 | 0.37992 | 0.49384 | 0.54329 | 0.54875 | 0.52304 | 0.51654 | 0.49655 | 0.46162
| Kitchen DCV_Com, P - Heat [Building w Propane Heat] | Lodging |  | NC | 0.1 | 0.21165 | 0.35478 | 0.46645 | 0.51604 | 0.53058 | 0.5355 | 0.53403 | 0.52747 | 0.51864
| Kitchen DCV_Com, P - Heat [Building w Propane Heat] | Lodging |  | RET | 0.005 | 0.015149 | 0.029565 | 0.03932 | 0.042141 | 0.041466 | 0.039634 | 0.038225 | 0.036884 | 0.035588
| Kitchen DCV_Com, P - Heat [Building w Propane Heat] | Lodging |  | REPL | 0.1 | 0.21852 | 0.36655 | 0.47694 | 0.52269 | 0.522 | 0.49944 | 0.47811 | 0.45177 | 0.42555
| Duct Sealing Regulated_Com, E - Vent [Building w Elec Heat] | Lodging | Ventilation | RET | 0.01 | 0.023268 | 0.038858 | 0.046378 | 0.049129 | 0.050225 | 0.049727 | 0.050895 | 0.051365 | 0.050259
| Duct Sealing Regulated_Com, E - Heat [Building w Elec Heat] | Lodging | Space Heating | RET | 0.01 | 0.023268 | 0.038858 | 0.046378 | 0.049129 | 0.050225 | 0.049727 | 0.050895 | 0.051365 | 0.050259
| Duct Sealing Regulated_Com, E - Cool [Building w Elec Heat] | Lodging | Cooling | RET | 0.01 | 0.023268 | 0.038858 | 0.046378 | 0.049129 | 0.050225 | 0.049727 | 0.050895 | 0.051365 | 0.050259
| Duct Sealing Regulated_Com, E - Vent [Building w Gas Heat] | Lodging | Ventilation | RET | 0.01 | 0.023268 | 0.038858 | 0.046378 | 0.049129 | 0.050225 | 0.049727 | 0.050895 | 0.051365 | 0.050259
| Duct Sealing Regulated_Com, G - Heat [Building w Gas Heat] | Lodging |  | RET | 0.01 | 0.023876 | 0.038071 | 0.045632 | 0.04849 | 0.049462 | 0.049681 | 0.04987 | 0.050161 | 0.05041
| Duct Sealing Regulated_Com, E - Cool [Building w Gas Heat] | Lodging | Cooling | RET | 0.01 | 0.023268 | 0.038858 | 0.046378 | 0.049129 | 0.050225 | 0.049727 | 0.050895 | 0.051365 | 0.050259
| Duct Sealing Non Regulated_Com, E - Vent [Building w Oil Heat] | Lodging | Ventilation | RET | 0.01 | 0.023268 | 0.038858 | 0.046378 | 0.049129 | 0.050225 | 0.049727 | 0.050895 | 0.051365 | 0.050259
| Duct Sealing Non Regulated_Com, O - Heat [Building w Oil Heat] | Lodging |  | RET | 0.01 | 0.023623 | 0.037491 | 0.044791 | 0.047267 | 0.047776 | 0.047483 | 0.047108 | 0.046733 | 0.046332
| Duct Sealing Non Regulated_Com, E - Cool [Building w Oil Heat] | Lodging | Cooling | RET | 0.01 | 0.023268 | 0.038858 | 0.046378 | 0.049129 | 0.050225 | 0.049727 | 0.050895 | 0.051365 | 0.050259
| Duct Sealing Non Regulated_Com, E - Vent [Building w Propane Heat] | Lodging | Ventilation | RET | 0.01 | 0.023268 | 0.038858 | 0.046378 | 0.049129 | 0.050225 | 0.049727 | 0.050895 | 0.051365 | 0.050259
| Duct Sealing Non Regulated_Com, P - Heat [Building w Propane Heat] | Lodging |  | RET | 0.01 | 0.023623 | 0.037491 | 0.044791 | 0.047267 | 0.047776 | 0.047483 | 0.047108 | 0.046733 | 0.046332
| Duct Sealing Non Regulated_Com, E - Cool [Building w Propane Heat] | Lodging | Cooling | RET | 0.01 | 0.023268 | 0.038858 | 0.046378 | 0.049129 | 0.050225 | 0.049727 | 0.050895 | 0.051365 | 0.050259
| Power Strip_Com, E - Plug [Tier 1] | Lodging | Plug Loads | NC | 0.25 | 0.18767 | 0.13556 | 0.13118 | 0.1241 | 0.12323 | 0.12306 | 0.11977 | 0.12059 | 0.12031
| Power Strip_Com, E - Plug [Tier 1] | Lodging | Plug Loads | RET | 0.01 | 0.0086755 | 0.0080083 | 0.0068769 | 0.0059177 | 0.0049939 | 0.0039782 | 0.0030537 | 0.0020546 | 0.0010052
| Power Strip_Com, E - Plug [Tier 1] | Lodging | Plug Loads | REPL | 0.25 | 0.19096 | 0.14881 | 0.14612 | 0.14679 | 0.14876 | 0.1488 | 0.15268 | 0.1541 | 0.15078
| Power Strip_Com, E - Plug [Tier 2] | Lodging | Plug Loads | NC | 0 | 0.046917 | 0.13556 | 0.21864 | 0.28957 | 0.3697 | 0.36919 | 0.35932 | 0.36177 | 0.36092
| Power Strip_Com, E - Plug [Tier 2] | Lodging | Plug Loads | RET | 0 | 0.00097332 | 0.0020373 | 0.0030165 | 0.0040128 | 0.0050294 | 0.0059673 | 0.0071252 | 0.0082184 | 0.0090466
| Power Strip_Com, E - Plug [Tier 2] | Lodging | Plug Loads | REPL | 0 | 0.048617 | 0.15248 | 0.25059 | 0.35112 | 0.45265 | 0.44755 | 0.45805 | 0.46229 | 0.45233
| Computer Power Management_Com, E - Plug | Lodging | Plug Loads | RET | 0.005 | 0.017311 | 0.035982 | 0.04605 | 0.049286 | 0.050294 | 0.049727 | 0.050895 | 0.051365 | 0.050259
| Vending Machine Controls_Com, E - Plug [Non-Refrigerated] | Lodging | Plug Loads | RET | 0.005 | 0.017311 | 0.035982 | 0.04605 | 0.049286 | 0.050294 | 0.049727 | 0.050895 | 0.051365 | 0.050259
| Vending Machine Controls_Com, E - Plug [Refrigerated] | Lodging | Plug Loads | RET | 0.005 | 0.017311 | 0.035982 | 0.04605 | 0.049286 | 0.050294 | 0.049727 | 0.050895 | 0.051365 | 0.050259
| Ovens_Com, E - Cook | Lodging | Cooking | NC | 0.4 | 0.67039 | 0.77229 | 0.78198 | 0.74462 | 0.73941 | 0.73839 | 0.71865 | 0.7163 | 0.70748
| Ovens_Com, E - Cook | Lodging | Cooking | REPL | 0.4 | 0.69538 | 0.87133 | 0.90165 | 0.90288 | 0.90529 | 0.89509 | 0.9161 | 0.92457 | 0.90466
| Ovens_Com, G - Cook | Lodging |  | NC | 0.4 | 0.67701 | 0.78411 | 0.7866 | 0.75567 | 0.73347 | 0.72813 | 0.72686 | 0.72792 | 0.7255
| Ovens_Com, G - Cook | Lodging |  | REPL | 0.4 | 0.71354 | 0.85369 | 0.88714 | 0.89114 | 0.89153 | 0.89426 | 0.89765 | 0.9029 | 0.90738
| Ovens_Com, P - Cook | Lodging |  | NC | 0.4 | 0.66984 | 0.77216 | 0.7721 | 0.7366 | 0.70848 | 0.69592 | 0.68661 | 0.67817 | 0.66682
| Ovens_Com, P - Cook | Lodging |  | REPL | 0.4 | 0.70598 | 0.84068 | 0.8708 | 0.86865 | 0.86116 | 0.8547 | 0.84794 | 0.8412 | 0.83398
| Fryers_Com, E - Cook | Lodging | Cooking | NC | 0.4 | 0.67039 | 0.77229 | 0.78198 | 0.74462 | 0.73941 | 0.73839 | 0.71865 | 0.7163 | 0.70748
| Fryers_Com, E - Cook | Lodging | Cooking | REPL | 0.4 | 0.69538 | 0.87133 | 0.90165 | 0.90288 | 0.90529 | 0.89509 | 0.9161 | 0.92457 | 0.90466
| Fryers_Com, G - Cook | Lodging |  | NC | 0.4 | 0.67701 | 0.78411 | 0.7866 | 0.75567 | 0.73347 | 0.72813 | 0.72686 | 0.72792 | 0.7255
| Fryers_Com, G - Cook | Lodging |  | REPL | 0.4 | 0.71354 | 0.85369 | 0.88714 | 0.89114 | 0.89153 | 0.89426 | 0.89765 | 0.9029 | 0.90738
| Fryers_Com, P - Cook | Lodging |  | NC | 0.4 | 0.66984 | 0.77216 | 0.7721 | 0.7366 | 0.70848 | 0.69592 | 0.68661 | 0.67817 | 0.66682
| Fryers_Com, P - Cook | Lodging |  | REPL | 0.4 | 0.70598 | 0.84068 | 0.8708 | 0.86865 | 0.86116 | 0.8547 | 0.84794 | 0.8412 | 0.83398
| Griddles_Com, E - Cook | Lodging | Cooking | NC | 0.4 | 0.67039 | 0.77229 | 0.78198 | 0.74462 | 0.73941 | 0.73839 | 0.71865 | 0.7163 | 0.70748
| Griddles_Com, E - Cook | Lodging | Cooking | REPL | 0.4 | 0.69538 | 0.87133 | 0.90165 | 0.90288 | 0.90529 | 0.89509 | 0.9161 | 0.92457 | 0.90466
| Griddles_Com, G - Cook | Lodging |  | NC | 0.4 | 0.67701 | 0.78411 | 0.7866 | 0.75567 | 0.73347 | 0.72813 | 0.72686 | 0.72792 | 0.7255
| Griddles_Com, G - Cook | Lodging |  | REPL | 0.4 | 0.71354 | 0.85369 | 0.88714 | 0.89114 | 0.89153 | 0.89426 | 0.89765 | 0.9029 | 0.90738
| Griddles_Com, P - Cook | Lodging |  | NC | 0.4 | 0.66984 | 0.77216 | 0.7721 | 0.7366 | 0.70848 | 0.69592 | 0.68661 | 0.67817 | 0.66682
| Griddles_Com, P - Cook | Lodging |  | REPL | 0.4 | 0.70598 | 0.84068 | 0.8708 | 0.86865 | 0.86116 | 0.8547 | 0.84794 | 0.8412 | 0.83398
| Hot Food Holding Cabinet_Com, E - Cook | Lodging | Cooking | NC | 0.4 | 0.67039 | 0.77229 | 0.78198 | 0.74462 | 0.73941 | 0.73839 | 0.71865 | 0.7163 | 0.70748
| Hot Food Holding Cabinet_Com, E - Cook | Lodging | Cooking | REPL | 0.4 | 0.69538 | 0.87133 | 0.90165 | 0.90288 | 0.90529 | 0.89509 | 0.9161 | 0.92457 | 0.90466
| Steamers_Com, E - Cook | Lodging | Cooking | NC | 0.4 | 0.67039 | 0.77229 | 0.78198 | 0.74462 | 0.73941 | 0.73839 | 0.71865 | 0.7163 | 0.70748
| Steamers_Com, E - Cook | Lodging | Cooking | REPL | 0.4 | 0.69538 | 0.87133 | 0.90165 | 0.90288 | 0.90529 | 0.89509 | 0.9161 | 0.92457 | 0.90466
| Steamers_Com, G - Cook | Lodging |  | NC | 0.4 | 0.67701 | 0.78411 | 0.7866 | 0.75567 | 0.73347 | 0.72813 | 0.72686 | 0.72792 | 0.7255
| Steamers_Com, G - Cook | Lodging |  | REPL | 0.4 | 0.71354 | 0.85369 | 0.88714 | 0.89114 | 0.89153 | 0.89426 | 0.89765 | 0.9029 | 0.90738
| ES Refrigerator and Freezer_Com, E - Refr | Lodging | Refrigeration | NC | 0.2 | 0.40942 | 0.58382 | 0.6566 | 0.65237 | 0.65725 | 0.65635 | 0.6388 | 0.63671 | 0.62888
| ES Refrigerator and Freezer_Com, E - Refr | Lodging | Refrigeration | REPL | 0.2 | 0.42469 | 0.65869 | 0.75709 | 0.79102 | 0.80471 | 0.79564 | 0.81431 | 0.82184 | 0.80414
| Anti Sweat Heat Control_Com, E - Refr | Lodging | Refrigeration | NC | 0.2 | 0.34106 | 0.46865 | 0.54131 | 0.55337 | 0.56722 | 0.57362 | 0.55895 | 0.55712 | 0.55027
| Anti Sweat Heat Control_Com, E - Refr | Lodging | Refrigeration | RET | 0.01 | 0.025818 | 0.042301 | 0.048281 | 0.049885 | 0.050294 | 0.049727 | 0.050895 | 0.051365 | 0.050259
| Loading Dock Pit Seals_Com, E - Refr | Lodging | Refrigeration | NC | 0.05 | 0.12904 | 0.25541 | 0.39367 | 0.47885 | 0.53402 | 0.55994 | 0.55575 | 0.55712 | 0.55027
| Loading Dock Pit Seals_Com, E - Refr | Lodging | Refrigeration | RET | 0.01 | 0.025818 | 0.042301 | 0.048281 | 0.049885 | 0.050294 | 0.049727 | 0.050895 | 0.051365 | 0.050259
| ECM Comp Cond Fan Motor_Com, E - Refr | Lodging | Refrigeration | NC | 0.15 | 0.28154 | 0.42121 | 0.51481 | 0.54172 | 0.56238 | 0.57169 | 0.55895 | 0.55712 | 0.55027
| ECM Comp Cond Fan Motor_Com, E - Refr | Lodging | Refrigeration | RET | 0.01 | 0.025728 | 0.041766 | 0.046983 | 0.047736 | 0.047295 | 0.04595 | 0.050895 | 0.051365 | 0.050259
| ECM Comp Cond Fan Motor_Com, E - Refr | Lodging | Refrigeration | REPL | 0.15 | 0.28138 | 0.43815 | 0.51886 | 0.5415 | 0.5332 | 0.502 | 0.58383 | 0.65754 | 0.70362
| Evap Fan Motor Replacement_Com, E - Refr | Lodging | Refrigeration | NC | 0.15 | 0.28154 | 0.42121 | 0.51481 | 0.54172 | 0.56238 | 0.57169 | 0.55895 | 0.55712 | 0.55027
| Evap Fan Motor Replacement_Com, E - Refr | Lodging | Refrigeration | RET | 0.01 | 0.025569 | 0.04082 | 0.044724 | 0.044073 | 0.042301 | 0.039805 | 0.039161 | 0.038008 | 0.035777
| Evap Fan Motor Replacement_Com, E - Refr | Lodging | Refrigeration | REPL | 0.15 | 0.28138 | 0.43815 | 0.51886 | 0.5415 | 0.5332 | 0.502 | 0.48596 | 0.45999 | 0.42028
| Evap Fan Speed Controls_Com, E - Refr | Lodging | Refrigeration | NC | 0.15 | 0.28154 | 0.42121 | 0.51481 | 0.54172 | 0.56238 | 0.57169 | 0.55895 | 0.55712 | 0.55027
| Evap Fan Speed Controls_Com, E - Refr | Lodging | Refrigeration | RET | 0.01 | 0.025818 | 0.042301 | 0.048281 | 0.049885 | 0.050294 | 0.049727 | 0.050895 | 0.051365 | 0.050259
| LowHeat NoHeat Doors_Com, E - Refr | Lodging | Refrigeration | NC | 0.15 | 0.28154 | 0.42121 | 0.51481 | 0.54172 | 0.56238 | 0.57169 | 0.55895 | 0.55712 | 0.55027
| LowHeat NoHeat Doors_Com, E - Refr | Lodging | Refrigeration | RET | 0.01 | 0.025818 | 0.042301 | 0.048281 | 0.049885 | 0.050294 | 0.049727 | 0.050895 | 0.051365 | 0.050259
| Refrigerated Vending Machine_Com, E - Refr | Lodging | Refrigeration | NC | 0.15 | 0.28154 | 0.42121 | 0.51481 | 0.54172 | 0.56238 | 0.57169 | 0.55895 | 0.55712 | 0.55027
| Refrigerated Vending Machine_Com, E - Refr | Lodging | Refrigeration | REPL | 0.15 | 0.29204 | 0.47522 | 0.59359 | 0.65686 | 0.68855 | 0.69301 | 0.71252 | 0.71911 | 0.70362
| Walk In Refrigeration_Com, E - Refr | Lodging | Refrigeration | NC | 0.15 | 0.28154 | 0.42121 | 0.51481 | 0.54172 | 0.56238 | 0.57169 | 0.55895 | 0.55712 | 0.55027
| Refrigeration Tune Up_Com, E - Refr | Lodging | Refrigeration | RET | 0.01 | 0.025818 | 0.042301 | 0.048281 | 0.049885 | 0.050294 | 0.049727 | 0.050895 | 0.051365 | 0.050259
| ES Ice Machine_Com, E - Refr | Lodging | Refrigeration | NC | 0.35 | 0.47676 | 0.55412 | 0.58264 | 0.57031 | 0.57406 | 0.5743 | 0.55895 | 0.55712 | 0.55027
| ES Ice Machine_Com, E - Refr | Lodging | Refrigeration | REPL | 0.35 | 0.49454 | 0.62517 | 0.67181 | 0.69153 | 0.70285 | 0.69618 | 0.71252 | 0.71911 | 0.70362
| Walk In Cooler Retroft_Com, E - Refr | Lodging | Refrigeration | RET | 0.01 | 0.025818 | 0.042301 | 0.048281 | 0.049885 | 0.050294 | 0.049727 | 0.050895 | 0.051365 | 0.050259
| Door Gasket Replacement_Com, E - Refr | Lodging | Refrigeration | RET | 0.01 | 0.028327 | 0.044251 | 0.048997 | 0.050108 | 0.050294 | 0.049727 | 0.050895 | 0.051365 | 0.050259
| EnergyStar Dehumidifier_Com, E - Appl | Lodging | Appliances | NC | 0.4 | 0.67039 | 0.77229 | 0.78198 | 0.74462 | 0.73941 | 0.73839 | 0.71865 | 0.7163 | 0.70748
| EnergyStar Dehumidifier_Com, E - Appl | Lodging | Appliances | REPL | 0.4 | 0.69538 | 0.87133 | 0.90165 | 0.90288 | 0.90529 | 0.89509 | 0.9161 | 0.92457 | 0.90466
| Clothes Washer Elec WH_Com, E - Appl [unit w/ elec dry - Washer] | Lodging | Appliances | NC | 0.4 | 0.67039 | 0.77229 | 0.78198 | 0.74462 | 0.73941 | 0.73839 | 0.72591 | 0.73085 | 0.72914
| Clothes Washer Elec WH_Com, E - Appl [unit w/ elec dry - Washer] | Lodging | Appliances | REPL | 0.4 | 0.69538 | 0.87133 | 0.90165 | 0.90288 | 0.90529 | 0.89509 | 0.9161 | 0.92457 | 0.90466
| Clothes Washer Elec WH_Com, E - Appl [unit w/ elec dry - Dryer] | Lodging | Appliances | NC | 0.4 | 0.67039 | 0.77229 | 0.78198 | 0.74462 | 0.73941 | 0.73839 | 0.72591 | 0.73085 | 0.72914
| Clothes Washer Elec WH_Com, E - Appl [unit w/ elec dry - Dryer] | Lodging | Appliances | REPL | 0.4 | 0.69538 | 0.87133 | 0.90165 | 0.90288 | 0.90529 | 0.89509 | 0.9161 | 0.92457 | 0.90466
| Clothes Washer Elec WH_Com, E - HWat [unit w/ elec dry - Water Heater] | Lodging | Water Heating | NC | 0.4 | 0.67039 | 0.77229 | 0.78198 | 0.74462 | 0.73941 | 0.73839 | 0.72591 | 0.73085 | 0.72914
| Clothes Washer Elec WH_Com, E - HWat [unit w/ elec dry - Water Heater] | Lodging | Water Heating | REPL | 0.4 | 0.69538 | 0.87133 | 0.90165 | 0.90288 | 0.90529 | 0.89509 | 0.9161 | 0.92457 | 0.90466
| Clothes Washer Elec WH_Com, E - Appl [unit w/ gas dry - Washer] | Lodging | Appliances | NC | 0.4 | 0.67039 | 0.77229 | 0.78198 | 0.74462 | 0.73941 | 0.73839 | 0.72591 | 0.73085 | 0.72914
| Clothes Washer Elec WH_Com, E - Appl [unit w/ gas dry - Washer] | Lodging | Appliances | REPL | 0.4 | 0.69538 | 0.87133 | 0.90165 | 0.90288 | 0.90529 | 0.89509 | 0.9161 | 0.92457 | 0.90466
| Clothes Washer Elec WH_Com, G - Oth [unit w/ gas dry - Dryer] | Lodging |  | NC | 0.4 | 0.67701 | 0.78411 | 0.7866 | 0.75567 | 0.73347 | 0.72813 | 0.7342 | 0.7427 | 0.74771
| Clothes Washer Elec WH_Com, G - Oth [unit w/ gas dry - Dryer] | Lodging |  | REPL | 0.4 | 0.71354 | 0.85369 | 0.88714 | 0.89114 | 0.89153 | 0.89426 | 0.89765 | 0.9029 | 0.90738
| Clothes Washer Elec WH_Com, E - HWat [unit w/ gas dry - Water Heater] | Lodging | Water Heating | NC | 0.4 | 0.67039 | 0.77229 | 0.78198 | 0.74462 | 0.73941 | 0.73839 | 0.72591 | 0.73085 | 0.72914
| Clothes Washer Elec WH_Com, E - HWat [unit w/ gas dry - Water Heater] | Lodging | Water Heating | REPL | 0.4 | 0.69538 | 0.87133 | 0.90165 | 0.90288 | 0.90529 | 0.89509 | 0.9161 | 0.92457 | 0.90466
| Clothes Washer Elec WH_Com, E - Appl [unit w/ propane dry - Washer] | Lodging | Appliances | NC | 0.4 | 0.67039 | 0.77229 | 0.78198 | 0.74462 | 0.73941 | 0.73839 | 0.72591 | 0.73085 | 0.72914
| Clothes Washer Elec WH_Com, E - Appl [unit w/ propane dry - Washer] | Lodging | Appliances | REPL | 0.4 | 0.69538 | 0.87133 | 0.90165 | 0.90288 | 0.90529 | 0.89509 | 0.9161 | 0.92457 | 0.90466
| Clothes Washer Elec WH_Com, P - Oth [unit w/ propane dry - Dryer] | Lodging |  | NC | 0.4 | 0.66984 | 0.77216 | 0.7721 | 0.7366 | 0.70848 | 0.69592 | 0.69354 | 0.69194 | 0.68723
| Clothes Washer Elec WH_Com, P - Oth [unit w/ propane dry - Dryer] | Lodging |  | REPL | 0.4 | 0.70598 | 0.84068 | 0.8708 | 0.86865 | 0.86116 | 0.8547 | 0.84794 | 0.8412 | 0.83398
| Clothes Washer Elec WH_Com, E - HWat [unit w/ propane dry - Water Heater] | Lodging | Water Heating | NC | 0.4 | 0.67039 | 0.77229 | 0.78198 | 0.74462 | 0.73941 | 0.73839 | 0.72591 | 0.73085 | 0.72914
| Clothes Washer Elec WH_Com, E - HWat [unit w/ propane dry - Water Heater] | Lodging | Water Heating | REPL | 0.4 | 0.69538 | 0.87133 | 0.90165 | 0.90288 | 0.90529 | 0.89509 | 0.9161 | 0.92457 | 0.90466
| Clothes Washer Gas WH_Com, E - Appl [unit w/ elec dry - Washer] | Lodging | Appliances | NC | 0.4 | 0.67039 | 0.77229 | 0.78198 | 0.74462 | 0.73941 | 0.73839 | 0.72591 | 0.73085 | 0.72914
| Clothes Washer Gas WH_Com, E - Appl [unit w/ elec dry - Washer] | Lodging | Appliances | REPL | 0.4 | 0.69538 | 0.87133 | 0.90165 | 0.90288 | 0.90529 | 0.89509 | 0.9161 | 0.92457 | 0.90466
| Clothes Washer Gas WH_Com, E - Appl [unit w/ elec dry - Dryer] | Lodging | Appliances | NC | 0.4 | 0.67039 | 0.77229 | 0.78198 | 0.74462 | 0.73941 | 0.73839 | 0.72591 | 0.73085 | 0.72914
| Clothes Washer Gas WH_Com, E - Appl [unit w/ elec dry - Dryer] | Lodging | Appliances | REPL | 0.4 | 0.69538 | 0.87133 | 0.90165 | 0.90288 | 0.90529 | 0.89509 | 0.9161 | 0.92457 | 0.90466
| Clothes Washer Gas WH_Com, G - HWat [unit w/ elec dry - Water Heater] | Lodging |  | NC | 0.4 | 0.67701 | 0.78411 | 0.7866 | 0.75567 | 0.73347 | 0.72813 | 0.7342 | 0.7427 | 0.74771
| Clothes Washer Gas WH_Com, G - HWat [unit w/ elec dry - Water Heater] | Lodging |  | REPL | 0.4 | 0.71354 | 0.85369 | 0.88714 | 0.89114 | 0.89153 | 0.89426 | 0.89765 | 0.9029 | 0.90738
| Clothes Washer Gas WH_Com, E - Appl [unit w/ gas dry - Washer] | Lodging | Appliances | NC | 0.4 | 0.67039 | 0.77229 | 0.78198 | 0.74462 | 0.73941 | 0.73839 | 0.72591 | 0.73085 | 0.72914
| Clothes Washer Gas WH_Com, E - Appl [unit w/ gas dry - Washer] | Lodging | Appliances | REPL | 0.4 | 0.69538 | 0.87133 | 0.90165 | 0.90288 | 0.90529 | 0.89509 | 0.9161 | 0.92457 | 0.90466
| Clothes Washer Gas WH_Com, G - Oth [unit w/ gas dry - Dryer] | Lodging |  | NC | 0.4 | 0.67701 | 0.78411 | 0.7866 | 0.75567 | 0.73347 | 0.72813 | 0.7342 | 0.7427 | 0.74771
| Clothes Washer Gas WH_Com, G - Oth [unit w/ gas dry - Dryer] | Lodging |  | REPL | 0.4 | 0.71354 | 0.85369 | 0.88714 | 0.89114 | 0.89153 | 0.89426 | 0.89765 | 0.9029 | 0.90738
| Clothes Washer Gas WH_Com, G - HWat [unit w/ gas dry - Water Heater] | Lodging |  | NC | 0.4 | 0.67701 | 0.78411 | 0.7866 | 0.75567 | 0.73347 | 0.72813 | 0.7342 | 0.7427 | 0.74771
| Clothes Washer Gas WH_Com, G - HWat [unit w/ gas dry - Water Heater] | Lodging |  | REPL | 0.4 | 0.71354 | 0.85369 | 0.88714 | 0.89114 | 0.89153 | 0.89426 | 0.89765 | 0.9029 | 0.90738
| Clothes Washer Gas WH_Com, E - Appl [unit w/ propane dry - Washer] | Lodging | Appliances | NC | 0.4 | 0.67039 | 0.77229 | 0.78198 | 0.74462 | 0.73941 | 0.73839 | 0.72591 | 0.73085 | 0.72914
| Clothes Washer Gas WH_Com, E - Appl [unit w/ propane dry - Washer] | Lodging | Appliances | REPL | 0.4 | 0.69538 | 0.87133 | 0.90165 | 0.90288 | 0.90529 | 0.89509 | 0.9161 | 0.92457 | 0.90466
| Clothes Washer Gas WH_Com, P - Oth [unit w/ propane dry - Dryer] | Lodging |  | NC | 0.4 | 0.66984 | 0.77216 | 0.7721 | 0.7366 | 0.70848 | 0.69592 | 0.69354 | 0.69194 | 0.68723
| Clothes Washer Gas WH_Com, P - Oth [unit w/ propane dry - Dryer] | Lodging |  | REPL | 0.4 | 0.70598 | 0.84068 | 0.8708 | 0.86865 | 0.86116 | 0.8547 | 0.84794 | 0.8412 | 0.83398
| Clothes Washer Gas WH_Com, G - HWat [unit w/ propane dry - Water Heater] | Lodging |  | NC | 0.4 | 0.67701 | 0.78411 | 0.7866 | 0.75567 | 0.73347 | 0.72813 | 0.7342 | 0.7427 | 0.74771
| Clothes Washer Gas WH_Com, G - HWat [unit w/ propane dry - Water Heater] | Lodging |  | REPL | 0.4 | 0.71354 | 0.85369 | 0.88714 | 0.89114 | 0.89153 | 0.89426 | 0.89765 | 0.9029 | 0.90738
| Clothes Washer Oil WH_Com, E - Appl [unit w/ elec dry - Washer] | Lodging | Appliances | NC | 0.4 | 0.67039 | 0.77229 | 0.78198 | 0.74462 | 0.73941 | 0.73839 | 0.72591 | 0.73085 | 0.72914
| Clothes Washer Oil WH_Com, E - Appl [unit w/ elec dry - Washer] | Lodging | Appliances | REPL | 0.4 | 0.69538 | 0.87133 | 0.90165 | 0.90288 | 0.90529 | 0.89509 | 0.9161 | 0.92457 | 0.90466
| Clothes Washer Oil WH_Com, E - Appl [unit w/ elec dry - Dryer] | Lodging | Appliances | NC | 0.4 | 0.67039 | 0.77229 | 0.78198 | 0.74462 | 0.73941 | 0.73839 | 0.72591 | 0.73085 | 0.72914
| Clothes Washer Oil WH_Com, E - Appl [unit w/ elec dry - Dryer] | Lodging | Appliances | REPL | 0.4 | 0.69538 | 0.87133 | 0.90165 | 0.90288 | 0.90529 | 0.89509 | 0.9161 | 0.92457 | 0.90466
| Clothes Washer Oil WH_Com, O - HWat [unit w/ elec dry - Water Heater] | Lodging |  | NC | 0.4 | 0.66984 | 0.77216 | 0.7721 | 0.7366 | 0.70848 | 0.69592 | 0.69354 | 0.69194 | 0.68723
| Clothes Washer Oil WH_Com, O - HWat [unit w/ elec dry - Water Heater] | Lodging |  | REPL | 0.4 | 0.70598 | 0.84068 | 0.8708 | 0.86865 | 0.86116 | 0.8547 | 0.84794 | 0.8412 | 0.83398
| Clothes Washer Oil WH_Com, E - Appl [unit w/ gas dry - Washer] | Lodging | Appliances | NC | 0.4 | 0.67039 | 0.77229 | 0.78198 | 0.74462 | 0.73941 | 0.73839 | 0.72591 | 0.73085 | 0.72914
| Clothes Washer Oil WH_Com, E - Appl [unit w/ gas dry - Washer] | Lodging | Appliances | REPL | 0.4 | 0.69538 | 0.87133 | 0.90165 | 0.90288 | 0.90529 | 0.89509 | 0.9161 | 0.92457 | 0.90466
| Clothes Washer Oil WH_Com, G - Oth [unit w/ gas dry - Dryer] | Lodging |  | NC | 0.4 | 0.67701 | 0.78411 | 0.7866 | 0.75567 | 0.73347 | 0.72813 | 0.7342 | 0.7427 | 0.74771
| Clothes Washer Oil WH_Com, G - Oth [unit w/ gas dry - Dryer] | Lodging |  | REPL | 0.4 | 0.71354 | 0.85369 | 0.88714 | 0.89114 | 0.89153 | 0.89426 | 0.89765 | 0.9029 | 0.90738
| Clothes Washer Oil WH_Com, O - HWat [unit w/ gas dry - Water Heater] | Lodging |  | NC | 0.4 | 0.66984 | 0.77216 | 0.7721 | 0.7366 | 0.70848 | 0.69592 | 0.69354 | 0.69194 | 0.68723
| Clothes Washer Oil WH_Com, O - HWat [unit w/ gas dry - Water Heater] | Lodging |  | REPL | 0.4 | 0.70598 | 0.84068 | 0.8708 | 0.86865 | 0.86116 | 0.8547 | 0.84794 | 0.8412 | 0.83398
| Clothes Washer Oil WH_Com, E - Appl [unit w/ propane dry - Washer] | Lodging | Appliances | NC | 0.4 | 0.67039 | 0.77229 | 0.78198 | 0.74462 | 0.73941 | 0.73839 | 0.72591 | 0.73085 | 0.72914
| Clothes Washer Oil WH_Com, E - Appl [unit w/ propane dry - Washer] | Lodging | Appliances | REPL | 0.4 | 0.69538 | 0.87133 | 0.90165 | 0.90288 | 0.90529 | 0.89509 | 0.9161 | 0.92457 | 0.90466
| Clothes Washer Oil WH_Com, P - Oth [unit w/ propane dry - Dryer] | Lodging |  | NC | 0.4 | 0.66984 | 0.77216 | 0.7721 | 0.7366 | 0.70848 | 0.69592 | 0.69354 | 0.69194 | 0.68723
| Clothes Washer Oil WH_Com, P - Oth [unit w/ propane dry - Dryer] | Lodging |  | REPL | 0.4 | 0.70598 | 0.84068 | 0.8708 | 0.86865 | 0.86116 | 0.8547 | 0.84794 | 0.8412 | 0.83398
| Clothes Washer Oil WH_Com, O - HWat [unit w/ propane dry - Water Heater] | Lodging |  | NC | 0.4 | 0.66984 | 0.77216 | 0.7721 | 0.7366 | 0.70848 | 0.69592 | 0.69354 | 0.69194 | 0.68723
| Clothes Washer Oil WH_Com, O - HWat [unit w/ propane dry - Water Heater] | Lodging |  | REPL | 0.4 | 0.70598 | 0.84068 | 0.8708 | 0.86865 | 0.86116 | 0.8547 | 0.84794 | 0.8412 | 0.83398
| Clothes Washer Propane WH_Com, E - Appl [unit w/ elec dry - Washer] | Lodging | Appliances | NC | 0.4 | 0.67039 | 0.77229 | 0.78198 | 0.74462 | 0.73941 | 0.73839 | 0.72591 | 0.73085 | 0.72914
| Clothes Washer Propane WH_Com, E - Appl [unit w/ elec dry - Washer] | Lodging | Appliances | REPL | 0.4 | 0.69538 | 0.87133 | 0.90165 | 0.90288 | 0.90529 | 0.89509 | 0.9161 | 0.92457 | 0.90466
| Clothes Washer Propane WH_Com, E - Appl [unit w/ elec dry - Dryer] | Lodging | Appliances | NC | 0.4 | 0.67039 | 0.77229 | 0.78198 | 0.74462 | 0.73941 | 0.73839 | 0.72591 | 0.73085 | 0.72914
| Clothes Washer Propane WH_Com, E - Appl [unit w/ elec dry - Dryer] | Lodging | Appliances | REPL | 0.4 | 0.69538 | 0.87133 | 0.90165 | 0.90288 | 0.90529 | 0.89509 | 0.9161 | 0.92457 | 0.90466
| Clothes Washer Propane WH_Com, P - HWat [unit w/ elec dry - Water Heater] | Lodging |  | NC | 0.4 | 0.66984 | 0.77216 | 0.7721 | 0.7366 | 0.70848 | 0.69592 | 0.69354 | 0.69194 | 0.68723
| Clothes Washer Propane WH_Com, P - HWat [unit w/ elec dry - Water Heater] | Lodging |  | REPL | 0.4 | 0.70598 | 0.84068 | 0.8708 | 0.86865 | 0.86116 | 0.8547 | 0.84794 | 0.8412 | 0.83398
| Clothes Washer Propane WH_Com, E - Appl [unit w/ gas dry - Washer] | Lodging | Appliances | NC | 0.4 | 0.67039 | 0.77229 | 0.78198 | 0.74462 | 0.73941 | 0.73839 | 0.72591 | 0.73085 | 0.72914
| Clothes Washer Propane WH_Com, E - Appl [unit w/ gas dry - Washer] | Lodging | Appliances | REPL | 0.4 | 0.69538 | 0.87133 | 0.90165 | 0.90288 | 0.90529 | 0.89509 | 0.9161 | 0.92457 | 0.90466
| Clothes Washer Propane WH_Com, G - Oth [unit w/ gas dry - Dryer] | Lodging |  | NC | 0.4 | 0.67701 | 0.78411 | 0.7866 | 0.75567 | 0.73347 | 0.72813 | 0.7342 | 0.7427 | 0.74771
| Clothes Washer Propane WH_Com, G - Oth [unit w/ gas dry - Dryer] | Lodging |  | REPL | 0.4 | 0.71354 | 0.85369 | 0.88714 | 0.89114 | 0.89153 | 0.89426 | 0.89765 | 0.9029 | 0.90738
| Clothes Washer Propane WH_Com, P - HWat [unit w/ gas dry - Water Heater] | Lodging |  | NC | 0.4 | 0.66984 | 0.77216 | 0.7721 | 0.7366 | 0.70848 | 0.69592 | 0.69354 | 0.69194 | 0.68723
| Clothes Washer Propane WH_Com, P - HWat [unit w/ gas dry - Water Heater] | Lodging |  | REPL | 0.4 | 0.70598 | 0.84068 | 0.8708 | 0.86865 | 0.86116 | 0.8547 | 0.84794 | 0.8412 | 0.83398
| Clothes Washer Propane WH_Com, E - Appl [unit w/ propane dry - Washer] | Lodging | Appliances | NC | 0.4 | 0.67039 | 0.77229 | 0.78198 | 0.74462 | 0.73941 | 0.73839 | 0.72591 | 0.73085 | 0.72914
| Clothes Washer Propane WH_Com, E - Appl [unit w/ propane dry - Washer] | Lodging | Appliances | REPL | 0.4 | 0.69538 | 0.87133 | 0.90165 | 0.90288 | 0.90529 | 0.89509 | 0.9161 | 0.92457 | 0.90466
| Clothes Washer Propane WH_Com, P - Oth [unit w/ propane dry - Dryer] | Lodging |  | NC | 0.4 | 0.66984 | 0.77216 | 0.7721 | 0.7366 | 0.70848 | 0.69592 | 0.69354 | 0.69194 | 0.68723
| Clothes Washer Propane WH_Com, P - Oth [unit w/ propane dry - Dryer] | Lodging |  | REPL | 0.4 | 0.70598 | 0.84068 | 0.8708 | 0.86865 | 0.86116 | 0.8547 | 0.84794 | 0.8412 | 0.83398
| Clothes Washer Propane WH_Com, P - HWat [unit w/ propane dry - Water Heater] | Lodging |  | NC | 0.4 | 0.66984 | 0.77216 | 0.7721 | 0.7366 | 0.70848 | 0.69592 | 0.69354 | 0.69194 | 0.68723
| Clothes Washer Propane WH_Com, P - HWat [unit w/ propane dry - Water Heater] | Lodging |  | REPL | 0.4 | 0.70598 | 0.84068 | 0.8708 | 0.86865 | 0.86116 | 0.8547 | 0.84794 | 0.8412 | 0.83398
| Ozone Laundry_Com, E - HWat | Lodging | Water Heating | RET | 0 | 0.0031805 | 0.011942 | 0.026483 | 0.039857 | 0.046939 | 0.048928 | 0.050895 | 0.051365 | 0.050259
| Ozone Laundry_Com, G - HWat | Lodging |  | RET | 0 | 0.0032635 | 0.011701 | 0.026057 | 0.039338 | 0.046226 | 0.048882 | 0.04987 | 0.050161 | 0.05041
| Ozone Laundry_Com, O - HWat | Lodging |  | RET | 0 | 0.003229 | 0.011522 | 0.025577 | 0.038346 | 0.044651 | 0.04672 | 0.047108 | 0.046733 | 0.046332
| Ozone Laundry_Com, P - HWat | Lodging |  | RET | 0 | 0.003229 | 0.011522 | 0.025577 | 0.038346 | 0.044651 | 0.04672 | 0.047108 | 0.046733 | 0.046332
| Dishwasher_Com, E - Appl [Building w elec WH] | Lodging | Appliances | NC | 0.4 | 0.67039 | 0.77229 | 0.78198 | 0.74462 | 0.73941 | 0.73839 | 0.71865 | 0.7163 | 0.70748
| Dishwasher_Com, E - Appl [Building w elec WH] | Lodging | Appliances | REPL | 0.4 | 0.69538 | 0.87133 | 0.90165 | 0.90288 | 0.90529 | 0.89509 | 0.9161 | 0.92457 | 0.90466
| Dishwasher_Com, E - HWat [Building w elec WH] | Lodging | Water Heating | NC | 0.4 | 0.67039 | 0.77229 | 0.78198 | 0.74462 | 0.73941 | 0.73839 | 0.71865 | 0.7163 | 0.70748
| Dishwasher_Com, E - HWat [Building w elec WH] | Lodging | Water Heating | REPL | 0.4 | 0.69538 | 0.87133 | 0.90165 | 0.90288 | 0.90529 | 0.89509 | 0.9161 | 0.92457 | 0.90466
| Dishwasher_Com, E - Appl [Building w gas WH] | Lodging | Appliances | NC | 0.4 | 0.67039 | 0.77229 | 0.78198 | 0.74462 | 0.73941 | 0.73839 | 0.71865 | 0.7163 | 0.70748
| Dishwasher_Com, E - Appl [Building w gas WH] | Lodging | Appliances | REPL | 0.4 | 0.69538 | 0.87133 | 0.90165 | 0.90288 | 0.90529 | 0.89509 | 0.9161 | 0.92457 | 0.90466
| Dishwasher_Com, G - HWat [Building w gas WH] | Lodging |  | NC | 0.4 | 0.67701 | 0.78411 | 0.7866 | 0.75567 | 0.73347 | 0.72813 | 0.72686 | 0.72792 | 0.7255
| Dishwasher_Com, G - HWat [Building w gas WH] | Lodging |  | REPL | 0.4 | 0.71354 | 0.85369 | 0.88714 | 0.89114 | 0.89153 | 0.89426 | 0.89765 | 0.9029 | 0.90738
| Dishwasher_Com, E - Appl [Building w oil WH] | Lodging | Appliances | NC | 0.4 | 0.67039 | 0.77229 | 0.78198 | 0.74462 | 0.73941 | 0.73839 | 0.71865 | 0.7163 | 0.70748
| Dishwasher_Com, E - Appl [Building w oil WH] | Lodging | Appliances | REPL | 0.4 | 0.69538 | 0.87133 | 0.90165 | 0.90288 | 0.90529 | 0.89509 | 0.9161 | 0.92457 | 0.90466
| Dishwasher_Com, O - HWat [Building w oil WH] | Lodging |  | NC | 0.4 | 0.66984 | 0.77216 | 0.7721 | 0.7366 | 0.70848 | 0.69592 | 0.68661 | 0.67817 | 0.66682
| Dishwasher_Com, O - HWat [Building w oil WH] | Lodging |  | REPL | 0.4 | 0.70598 | 0.84068 | 0.8708 | 0.86865 | 0.86116 | 0.8547 | 0.84794 | 0.8412 | 0.83398
| Dishwasher_Com, E - Appl [Building w propane WH] | Lodging | Appliances | NC | 0.4 | 0.67039 | 0.77229 | 0.78198 | 0.74462 | 0.73941 | 0.73839 | 0.71865 | 0.7163 | 0.70748
| Dishwasher_Com, E - Appl [Building w propane WH] | Lodging | Appliances | REPL | 0.4 | 0.69538 | 0.87133 | 0.90165 | 0.90288 | 0.90529 | 0.89509 | 0.9161 | 0.92457 | 0.90466
| Dishwasher_Com, P - HWat [Building w propane WH] | Lodging |  | NC | 0.4 | 0.66984 | 0.77216 | 0.7721 | 0.7366 | 0.70848 | 0.69592 | 0.68661 | 0.67817 | 0.66682
| Dishwasher_Com, P - HWat [Building w propane WH] | Lodging |  | REPL | 0.4 | 0.70598 | 0.84068 | 0.8708 | 0.86865 | 0.86116 | 0.8547 | 0.84794 | 0.8412 | 0.83398
| Faucet Aerator_Com, E - HWat | Lodging | Water Heating | RET | 0.03 | 0.042641 | 0.049659 | 0.050396 | 0.05016 | 0.050294 | 0.049727 | 0.050895 | 0.051365 | 0.050259
| Faucet Aerator_Com, G - HWat | Lodging |  | RET | 0.03 | 0.043755 | 0.048654 | 0.049586 | 0.049508 | 0.04953 | 0.049681 | 0.04987 | 0.050161 | 0.05041
| Faucet Aerator_Com, O - HWat | Lodging |  | RET | 0.03 | 0.043291 | 0.047913 | 0.048672 | 0.048258 | 0.047842 | 0.047483 | 0.047108 | 0.046733 | 0.046332
| Faucet Aerator_Com, P - HWat | Lodging |  | RET | 0.03 | 0.043291 | 0.047913 | 0.048672 | 0.048258 | 0.047842 | 0.047483 | 0.047108 | 0.046733 | 0.046332
| Pre Rinse Sprayers_Com, E - HWat | Lodging | Water Heating | RET | 0.03 | 0.042641 | 0.049659 | 0.050396 | 0.05016 | 0.050294 | 0.049727 | 0.050895 | 0.051365 | 0.050259
| Pre Rinse Sprayers_Com, G - HWat | Lodging |  | RET | 0.03 | 0.043755 | 0.048654 | 0.049586 | 0.049508 | 0.04953 | 0.049681 | 0.04987 | 0.050161 | 0.05041
| Pre Rinse Sprayers_Com, O - HWat | Lodging |  | RET | 0.03 | 0.043291 | 0.047913 | 0.048672 | 0.048258 | 0.047842 | 0.047483 | 0.047108 | 0.046733 | 0.046332
| Pre Rinse Sprayers_Com, P - HWat | Lodging |  | RET | 0.03 | 0.043291 | 0.047913 | 0.048672 | 0.048258 | 0.047842 | 0.047483 | 0.047108 | 0.046733 | 0.046332
| Heat Pump Water Heater_Com, E - HWat | Lodging | Water Heating | NC | 0.2 | 0.40942 | 0.58382 | 0.6566 | 0.65237 | 0.65725 | 0.65635 | 0.6388 | 0.63671 | 0.62888
| Heat Pump Water Heater_Com, E - HWat | Lodging | Water Heating | RET | 0.01 | 0.025567 | 0.040813 | 0.044708 | 0.044048 | 0.04277 | 0.040734 | 0.040177 | 0.039096 | 0.036901
| Heat Pump Water Heater_Com, E - HWat | Lodging | Water Heating | REPL | 0.2 | 0.40917 | 0.6073 | 0.66178 | 0.6521 | 0.6312 | 0.59226 | 0.57359 | 0.54602 | 0.50209
| FF Storage Water Heater_Com, G - HWat | Lodging |  | NC | 0.3 | 0.51453 | 0.64713 | 0.68005 | 0.66803 | 0.65197 | 0.64722 | 0.6461 | 0.64704 | 0.64489
| FF Storage Water Heater_Com, G - HWat | Lodging |  | RET | 0.01 | 0.026311 | 0.040416 | 0.045013 | 0.045128 | 0.043855 | 0.042487 | 0.044704 | 0.046963 | 0.049135
| FF Storage Water Heater_Com, G - HWat | Lodging |  | REPL | 0.3 | 0.52248 | 0.64959 | 0.67042 | 0.64943 | 0.61368 | 0.57581 | 0.5943 | 0.61418 | 0.63372
| FF Storage Water Heater_Com, O - HWat | Lodging |  | NC | 0.3 | 0.50908 | 0.63727 | 0.66751 | 0.65117 | 0.62976 | 0.61859 | 0.61032 | 0.60282 | 0.59273
| FF Storage Water Heater_Com, O - HWat | Lodging |  | RET | 0.01 | 0.026032 | 0.0398 | 0.044183 | 0.043989 | 0.042361 | 0.040607 | 0.042229 | 0.043754 | 0.045161
| FF Storage Water Heater_Com, O - HWat | Lodging |  | REPL | 0.3 | 0.51695 | 0.63969 | 0.65806 | 0.63305 | 0.59277 | 0.55034 | 0.56139 | 0.57221 | 0.58246
| FF Storage Water Heater_Com, P - HWat | Lodging |  | NC | 0.3 | 0.50908 | 0.63727 | 0.66751 | 0.65117 | 0.62976 | 0.61859 | 0.61032 | 0.60282 | 0.59273
| FF Storage Water Heater_Com, P - HWat | Lodging |  | RET | 0.01 | 0.026032 | 0.0398 | 0.044183 | 0.043989 | 0.042361 | 0.040607 | 0.042229 | 0.043754 | 0.045161
| FF Storage Water Heater_Com, P - HWat | Lodging |  | REPL | 0.3 | 0.51695 | 0.63969 | 0.65806 | 0.63305 | 0.59277 | 0.55034 | 0.56139 | 0.57221 | 0.58246
| FF Instantaneous Water Heater_Com, G - HWat | Lodging |  | NC | 0.3 | 0.44162 | 0.54009 | 0.576 | 0.57474 | 0.56788 | 0.56632 | 0.56533 | 0.56616 | 0.56428
| FF Instantaneous Water Heater_Com, G - HWat | Lodging |  | RET | 0.01 | 0.023713 | 0.037194 | 0.043419 | 0.04469 | 0.044061 | 0.042747 | 0.041444 | 0.040262 | 0.03908
| FF Instantaneous Water Heater_Com, G - HWat | Lodging |  | REPL | 0.3 | 0.44967 | 0.54567 | 0.57297 | 0.5646 | 0.54053 | 0.50989 | 0.47691 | 0.44459 | 0.41151
| FF Instantaneous Water Heater_Com, O - HWat | Lodging |  | NC | 0.3 | 0.43694 | 0.53186 | 0.56539 | 0.56024 | 0.54853 | 0.54127 | 0.53403 | 0.52747 | 0.51864
| FF Instantaneous Water Heater_Com, O - HWat | Lodging |  | RET | 0.01 | 0.023462 | 0.036627 | 0.042619 | 0.043562 | 0.042559 | 0.040856 | 0.039149 | 0.037511 | 0.035919
| FF Instantaneous Water Heater_Com, O - HWat | Lodging |  | REPL | 0.3 | 0.44491 | 0.53735 | 0.56241 | 0.55035 | 0.52211 | 0.48733 | 0.4505 | 0.41421 | 0.37822
| FF Instantaneous Water Heater_Com, P - HWat | Lodging |  | NC | 0.3 | 0.43694 | 0.53186 | 0.56539 | 0.56024 | 0.54853 | 0.54127 | 0.53403 | 0.52747 | 0.51864
| FF Instantaneous Water Heater_Com, P - HWat | Lodging |  | RET | 0.01 | 0.023462 | 0.036627 | 0.042619 | 0.043562 | 0.042559 | 0.040856 | 0.039149 | 0.037511 | 0.035919
| FF Instantaneous Water Heater_Com, P - HWat | Lodging |  | REPL | 0.3 | 0.44491 | 0.53735 | 0.56241 | 0.55035 | 0.52211 | 0.48733 | 0.4505 | 0.41421 | 0.37822
| Clothes Dryer_Com, E - Appl | Lodging | Appliances | NC | 0.4 | 0.67039 | 0.77229 | 0.78198 | 0.74462 | 0.73941 | 0.73839 | 0.71865 | 0.7163 | 0.70748
| Clothes Dryer_Com, E - Appl | Lodging | Appliances | RET | 0 | 0.011162 | 0.031052 | 0.042755 | 0.04503 | 0.044111 | 0.041538 | 0.041078 | 0.040078 | 0.037929
| Clothes Dryer_Com, E - Appl | Lodging | Appliances | REPL | 0.4 | 0.68741 | 0.83451 | 0.82373 | 0.78079 | 0.73761 | 0.68455 | 0.66538 | 0.63597 | 0.58747
| Clothes Dryer_Com, G - Oth | Lodging |  | NC | 0.4 | 0.67701 | 0.78411 | 0.7866 | 0.75567 | 0.73347 | 0.72813 | 0.72686 | 0.72792 | 0.7255
| Clothes Dryer_Com, G - Oth | Lodging |  | RET | 0 | 0.011453 | 0.030423 | 0.042067 | 0.044444 | 0.04344 | 0.0415 | 0.040251 | 0.039139 | 0.038043
| Clothes Dryer_Com, G - Oth | Lodging |  | REPL | 0.4 | 0.70536 | 0.81761 | 0.81048 | 0.77064 | 0.7264 | 0.68391 | 0.65198 | 0.62106 | 0.58924
| Clothes Dryer_Com, P - Oth | Lodging |  | NC | 0.4 | 0.66984 | 0.77216 | 0.7721 | 0.7366 | 0.70848 | 0.69592 | 0.68661 | 0.67817 | 0.66682
| Clothes Dryer_Com, P - Oth | Lodging |  | RET | 0 | 0.011332 | 0.02996 | 0.041292 | 0.043322 | 0.04196 | 0.039664 | 0.038022 | 0.036464 | 0.034966
| Clothes Dryer_Com, P - Oth | Lodging |  | REPL | 0.4 | 0.69789 | 0.80515 | 0.79554 | 0.75119 | 0.70165 | 0.65366 | 0.61587 | 0.57862 | 0.54158
| Pnemautic to DDC_Com, E - TotE [Building w Elec Heat] | Lodging | Total Electric | RET | 0 | 0.0019198 | 0.0061834 | 0.013576 | 0.024102 | 0.035153 | 0.042819 | 0.048563 | 0.051365 | 0.050259
| Pnemautic to DDC_Com, E - TotE [Building w Gas Heat] | Lodging | Total Electric | RET | 0 | 0.0019198 | 0.0061834 | 0.013576 | 0.024102 | 0.035153 | 0.042819 | 0.048563 | 0.051365 | 0.050259
| Pnemautic to DDC_Com, G - TotF [Building w Gas Heat] | Lodging |  | RET | 0 | 0.00197 | 0.0060582 | 0.013358 | 0.023788 | 0.034619 | 0.042779 | 0.047585 | 0.050161 | 0.05041
| Pnemautic to DDC_Com, E - TotE [Building w Oil Heat] | Lodging | Total Electric | RET | 0 | 0.0019198 | 0.0061834 | 0.013576 | 0.024102 | 0.035153 | 0.042819 | 0.048563 | 0.051365 | 0.050259
| Pnemautic to DDC_Com, O - TotF [Building w Oil Heat] | Lodging |  | RET | 0 | 0.0019491 | 0.0059659 | 0.013112 | 0.023188 | 0.033439 | 0.040886 | 0.04495 | 0.046733 | 0.046332
| Pnemautic to DDC_Com, E - TotE [Building w Propane Heat] | Lodging | Total Electric | RET | 0 | 0.0019198 | 0.0061834 | 0.013576 | 0.024102 | 0.035153 | 0.042819 | 0.048563 | 0.051365 | 0.050259
| Pnemautic to DDC_Com, P - TotF [Building w Propane Heat] | Lodging |  | RET | 0 | 0.0019491 | 0.0059659 | 0.013112 | 0.023188 | 0.033439 | 0.040886 | 0.04495 | 0.046733 | 0.046332
| RCx_Com, E - TotE [Building w Elec Heat] | Lodging | Total Electric | RET | 0.01 | 0.0146 | 0.020392 | 0.02521 | 0.030096 | 0.030176 | 0.029836 | 0.030537 | 0.030819 | 0.030155
| RCx_Com, E - TotE [Building w Gas Heat] | Lodging | Total Electric | RET | 0.01 | 0.0146 | 0.020392 | 0.02521 | 0.030096 | 0.030176 | 0.029836 | 0.030537 | 0.030819 | 0.030155
| RCx_Com, G - TotF [Building w Gas Heat] | Lodging |  | RET | 0.01 | 0.014981 | 0.019979 | 0.024804 | 0.029705 | 0.029718 | 0.029809 | 0.029922 | 0.030097 | 0.030246
| RCx_Com, E - TotE [Building w Oil Heat] | Lodging | Total Electric | RET | 0.01 | 0.0146 | 0.020392 | 0.02521 | 0.030096 | 0.030176 | 0.029836 | 0.030537 | 0.030819 | 0.030155
| RCx_Com, O - TotF [Building w Oil Heat] | Lodging |  | RET | 0.01 | 0.014822 | 0.019675 | 0.024347 | 0.028955 | 0.028705 | 0.02849 | 0.028265 | 0.02804 | 0.027799
| RCx_Com, E - TotE [Building w Propane Heat] | Lodging | Total Electric | RET | 0.01 | 0.0146 | 0.020392 | 0.02521 | 0.030096 | 0.030176 | 0.029836 | 0.030537 | 0.030819 | 0.030155
| RCx_Com, P - TotF [Building w Propane Heat] | Lodging |  | RET | 0.01 | 0.014822 | 0.019675 | 0.024347 | 0.028955 | 0.028705 | 0.02849 | 0.028265 | 0.02804 | 0.027799
| Commissioning_Com, E - TotE [Building w Elec Heat] | Lodging | Total Electric | NC | 0.15 | 0.19987 | 0.2482 | 0.28438 | 0.29862 | 0.31524 | 0.32591 | 0.3194 | 0.32157 | 0.32082
| Commissioning_Com, E - TotE [Building w Gas Heat] | Lodging | Total Electric | NC | 0.15 | 0.19987 | 0.2482 | 0.28438 | 0.29862 | 0.31524 | 0.32591 | 0.3194 | 0.32157 | 0.32082
| Commissioning_Com, G - TotF [Building w Gas Heat] | Lodging |  | NC | 0.15 | 0.20185 | 0.25199 | 0.28606 | 0.30306 | 0.31271 | 0.32138 | 0.32305 | 0.32679 | 0.32899
| Commissioning_Com, E - TotE [Building w Oil Heat] | Lodging | Total Electric | NC | 0.15 | 0.19987 | 0.2482 | 0.28438 | 0.29862 | 0.31524 | 0.32591 | 0.3194 | 0.32157 | 0.32082
| Commissioning_Com, O - TotF [Building w Oil Heat] | Lodging |  | NC | 0.15 | 0.19971 | 0.24815 | 0.28079 | 0.29541 | 0.30205 | 0.30716 | 0.30516 | 0.30445 | 0.30238
| Commissioning_Com, E - TotE [Building w Propane Heat] | Lodging | Total Electric | NC | 0.15 | 0.19987 | 0.2482 | 0.28438 | 0.29862 | 0.31524 | 0.32591 | 0.3194 | 0.32157 | 0.32082
| Commissioning_Com, P - TotF [Building w Propane Heat] | Lodging |  | NC | 0.15 | 0.19971 | 0.24815 | 0.28079 | 0.29541 | 0.30205 | 0.30716 | 0.30516 | 0.30445 | 0.30238
| Integrated Building Design_Com, E - TotE [Building w Elec Heat] | Lodging | Total Electric | NC | 0.07 | 0.10789 | 0.15658 | 0.20737 | 0.24441 | 0.27968 | 0.30429 | 0.31118 | 0.31836 | 0.31444
| Integrated Building Design_Com, E - TotE [Building w Gas Heat] | Lodging | Total Electric | NC | 0.07 | 0.10789 | 0.15658 | 0.20737 | 0.24441 | 0.27968 | 0.30429 | 0.31118 | 0.31836 | 0.31444
| Integrated Building Design_Com, G - TotF [Building w Gas Heat] | Lodging |  | NC | 0.07 | 0.10896 | 0.15897 | 0.20859 | 0.24804 | 0.27744 | 0.30006 | 0.31474 | 0.32352 | 0.32245
| Integrated Building Design_Com, E - TotE [Building w Oil Heat] | Lodging | Total Electric | NC | 0.07 | 0.10789 | 0.15658 | 0.20737 | 0.24441 | 0.27968 | 0.30429 | 0.31118 | 0.31836 | 0.31444
| Integrated Building Design_Com, O - TotF [Building w Oil Heat] | Lodging |  | NC | 0.07 | 0.1078 | 0.15655 | 0.20475 | 0.24178 | 0.26798 | 0.28679 | 0.29731 | 0.30141 | 0.29636
| Integrated Building Design_Com, E - TotE [Building w Propane Heat] | Lodging | Total Electric | NC | 0.07 | 0.10789 | 0.15658 | 0.20737 | 0.24441 | 0.27968 | 0.30429 | 0.31118 | 0.31836 | 0.31444
| Integrated Building Design_Com, P - TotF [Building w Propane Heat] | Lodging |  | NC | 0.07 | 0.1078 | 0.15655 | 0.20475 | 0.24178 | 0.26798 | 0.28679 | 0.29731 | 0.30141 | 0.29636
| Deep Energy Retrofit_Com, E - TotE [Building w Elec Heat] | Lodging | Total Electric | RET | 0.005 | 0.010819 | 0.021339 | 0.032616 | 0.04169 | 0.047317 | 0.049462 | 0.050895 | 0.051365 | 0.050259
| Deep Energy Retrofit_Com, E - TotE [Building w Gas Heat] | Lodging | Total Electric | RET | 0.005 | 0.010819 | 0.021339 | 0.032616 | 0.04169 | 0.047317 | 0.049462 | 0.050895 | 0.051365 | 0.050259
| Deep Energy Retrofit_Com, G - TotF [Building w Gas Heat] | Lodging |  | RET | 0.005 | 0.011102 | 0.020907 | 0.032091 | 0.041148 | 0.046598 | 0.049416 | 0.04987 | 0.050161 | 0.05041
| Deep Energy Retrofit_Com, E - TotE [Building w Oil Heat] | Lodging | Total Electric | RET | 0.005 | 0.010819 | 0.021339 | 0.032616 | 0.04169 | 0.047317 | 0.049462 | 0.050895 | 0.051365 | 0.050259
| Deep Energy Retrofit_Com, O - TotF [Building w Oil Heat] | Lodging |  | RET | 0.005 | 0.010984 | 0.020589 | 0.0315 | 0.04011 | 0.04501 | 0.04723 | 0.047108 | 0.046733 | 0.046332
| Deep Energy Retrofit_Com, E - TotE [Building w Propane Heat] | Lodging | Total Electric | RET | 0.005 | 0.010819 | 0.021339 | 0.032616 | 0.04169 | 0.047317 | 0.049462 | 0.050895 | 0.051365 | 0.050259
| Deep Energy Retrofit_Com, P - TotF [Building w Propane Heat] | Lodging |  | RET | 0.005 | 0.010984 | 0.020589 | 0.0315 | 0.04011 | 0.04501 | 0.04723 | 0.047108 | 0.046733 | 0.046332
| EMS_Com, E - TotE [Building w Elec Heat] | Lodging | Total Electric | NC | 0.07 | 0.072964 | 0.085756 | 0.11043 | 0.13897 | 0.16834 | 0.18669 | 0.19042 | 0.1935 | 0.19259
| EMS_Com, E - TotE [Building w Elec Heat] | Lodging | Total Electric | RET | 0.0035 | 0.0049651 | 0.0094204 | 0.016506 | 0.023041 | 0.026521 | 0.027456 | 0.028501 | 0.028765 | 0.028145
| EMS_Com, E - TotE [Building w Gas Heat] | Lodging | Total Electric | NC | 0.07 | 0.072964 | 0.085756 | 0.11043 | 0.13897 | 0.16834 | 0.18669 | 0.19042 | 0.1935 | 0.19259
| EMS_Com, E - TotE [Building w Gas Heat] | Lodging | Total Electric | RET | 0.0035 | 0.0049651 | 0.0094204 | 0.016506 | 0.023041 | 0.026521 | 0.027456 | 0.028501 | 0.028765 | 0.028145
| EMS_Com, G - TotF [Building w Gas Heat] | Lodging |  | NC | 0.07 | 0.073684 | 0.087068 | 0.11108 | 0.14104 | 0.16699 | 0.1841 | 0.1926 | 0.19664 | 0.1975
| EMS_Com, G - TotF [Building w Gas Heat] | Lodging |  | RET | 0.0035 | 0.0050947 | 0.0092297 | 0.016241 | 0.022741 | 0.026118 | 0.02743 | 0.027927 | 0.02809 | 0.02823
| EMS_Com, E - TotE [Building w Oil Heat] | Lodging | Total Electric | NC | 0.07 | 0.072964 | 0.085756 | 0.11043 | 0.13897 | 0.16834 | 0.18669 | 0.19042 | 0.1935 | 0.19259
| EMS_Com, E - TotE [Building w Oil Heat] | Lodging | Total Electric | RET | 0.0035 | 0.0049651 | 0.0094204 | 0.016506 | 0.023041 | 0.026521 | 0.027456 | 0.028501 | 0.028765 | 0.028145
| EMS_Com, O - TotF [Building w Oil Heat] | Lodging |  | NC | 0.07 | 0.072904 | 0.085741 | 0.10903 | 0.13748 | 0.1613 | 0.17596 | 0.18193 | 0.1832 | 0.18152
| EMS_Com, O - TotF [Building w Oil Heat] | Lodging |  | RET | 0.0035 | 0.0050407 | 0.009089 | 0.015941 | 0.022167 | 0.025228 | 0.026217 | 0.02638 | 0.026171 | 0.025946
| EMS_Com, E - TotE [Building w Propane Heat] | Lodging | Total Electric | NC | 0.07 | 0.072964 | 0.085756 | 0.11043 | 0.13897 | 0.16834 | 0.18669 | 0.19042 | 0.1935 | 0.19259
| EMS_Com, E - TotE [Building w Propane Heat] | Lodging | Total Electric | RET | 0.0035 | 0.0049651 | 0.0094204 | 0.016506 | 0.023041 | 0.026521 | 0.027456 | 0.028501 | 0.028765 | 0.028145
| EMS_Com, P - TotF [Building w Propane Heat] | Lodging |  | NC | 0.07 | 0.072904 | 0.085741 | 0.10903 | 0.13748 | 0.1613 | 0.17596 | 0.18193 | 0.1832 | 0.18152
| EMS_Com, P - TotF [Building w Propane Heat] | Lodging |  | RET | 0.0035 | 0.0050407 | 0.009089 | 0.015941 | 0.022167 | 0.025228 | 0.026217 | 0.02638 | 0.026171 | 0.025946
| VFDs on HVAC Pumps_Com, E - Oth | Lodging | Other | RET | 0.005 | 0.017311 | 0.035982 | 0.04605 | 0.049286 | 0.050294 | 0.049727 | 0.050895 | 0.051365 | 0.050259
| ECM Circulators_Com, E - Oth | Lodging | Other | RET | 0.01 | 0.025818 | 0.042301 | 0.048281 | 0.049885 | 0.050294 | 0.049727 | 0.050895 | 0.051365 | 0.050259
| Motors_Com, E - Oth | Lodging | Other | NC | 0.3 | 0.5095 | 0.63738 | 0.67605 | 0.65826 | 0.65725 | 0.65635 | 0.6388 | 0.63671 | 0.62888
| Motors_Com, E - Oth | Lodging | Other | RET | 0.005 | 0.017225 | 0.035173 | 0.043442 | 0.044393 | 0.043098 | 0.040503 | 0.039515 | 0.03802 | 0.035472
| Motors_Com, E - Oth | Lodging | Other | REPL | 0.3 | 0.51645 | 0.67735 | 0.69864 | 0.67615 | 0.64146 | 0.59444 | 0.56949 | 0.53549 | 0.48554
| Ext Area Ltg_Com, E - ExtL | Lodging | Exterior Lighting | NC | 0.16 | 0.26816 | 0.30892 | 0.31279 | 0.29785 | 0.29576 | 0.29536 | 0.28746 | 0.28652 | 0.28299
| Ext Area Ltg_Com, E - ExtL | Lodging | Exterior Lighting | RET | 0.02 | 0.036839 | 0.046535 | 0.047385 | 0.046386 | 0.050294 | 0.049727 | 0.050895 | 0.051365 | 0.050259
| Ext Area Ltg_Com, E - ExtL | Lodging | Exterior Lighting | REPL | 0.16 | 0.26196 | 0.31185 | 0.30483 | 0.28719 | 0.32472 | 0.35741 | 0.36644 | 0.36983 | 0.36186
| Street Ltg_Com, E - ExtL | Lodging | Exterior Lighting | NC | 0.246 | 0.35859 | 0.4362 | 0.46955 | 0.46439 | 0.46943 | 0.47093 | 0.45834 | 0.45684 | 0.45122
| Street Ltg_Com, E - ExtL | Lodging | Exterior Lighting | RET | 0.02 | 0.033763 | 0.044243 | 0.04651 | 0.046343 | 0.050294 | 0.049727 | 0.050895 | 0.051365 | 0.050259
| Street Ltg_Com, E - ExtL | Lodging | Exterior Lighting | REPL | 0.246 | 0.35149 | 0.44309 | 0.4612 | 0.45164 | 0.51933 | 0.57087 | 0.58427 | 0.58967 | 0.57697
| Ext Ltg Ctrls_Com, E - ExtL | Lodging | Exterior Lighting | RET | 0.02 | 0.036139 | 0.047284 | 0.049739 | 0.05016 | 0.050294 | 0.049727 | 0.050895 | 0.051365 | 0.050259
| Ext Ltg Dsgn_Com, E - ExtL | Lodging | Exterior Lighting | NC | 0.013 | 0.027537 | 0.04613 | 0.061414 | 0.067815 | 0.071987 | 0.073864 | 0.072663 | 0.072426 | 0.071535
| Ext Ltg Dsgn_Com, E - ExtL | Lodging | Exterior Lighting | REPL | 0.013 | 0.028564 | 0.052045 | 0.070812 | 0.082228 | 0.088137 | 0.08954 | 0.092628 | 0.093485 | 0.091471
| Int Ltg Ctrls_Com, E - IntL [No Heat] | Lodging | Interior Lighting | RET | 0.03 | 0.04217 | 0.0494 | 0.050293 | 0.05016 | 0.050294 | 0.049727 | 0.050895 | 0.051365 | 0.050259
| Int Ltg Ctrls_Com, E - IntL [Electric Heat] | Lodging | Interior Lighting | RET | 0.03 | 0.04217 | 0.0494 | 0.050293 | 0.05016 | 0.050294 | 0.049727 | 0.050895 | 0.051365 | 0.050259
| Int Ltg Ctrls_Com, E/G - IntL | Lodging | Interior Lighting | RET | 0.03 | 0.04217 | 0.0494 | 0.050293 | 0.05016 | 0.050294 | 0.049727 | 0.050895 | 0.051365 | 0.050259
| Int Ltg Ctrls_Com, E/O - IntL | Lodging | Interior Lighting | RET | 0.03 | 0.04217 | 0.0494 | 0.050293 | 0.05016 | 0.050294 | 0.049727 | 0.050895 | 0.051365 | 0.050259
| Int Ltg Ctrls_Com, E/P - IntL | Lodging | Interior Lighting | RET | 0.03 | 0.04217 | 0.0494 | 0.050293 | 0.05016 | 0.050294 | 0.049727 | 0.050895 | 0.051365 | 0.050259
| Exit Sign RetFit_Com, E - IntL [No Heat] | Lodging | Interior Lighting | RET | 0.03 | 0.04217 | 0.0494 | 0.050293 | 0.05016 | 0.050294 | 0.049727 | 0.050895 | 0.051365 | 0.050259
| Exit Sign RetFit_Com, E - IntL [Electric Heat] | Lodging | Interior Lighting | RET | 0.03 | 0.04217 | 0.0494 | 0.050293 | 0.05016 | 0.050294 | 0.049727 | 0.050895 | 0.051365 | 0.050259
| Exit Sign RetFit_Com, E/G - IntL | Lodging | Interior Lighting | RET | 0.03 | 0.04217 | 0.0494 | 0.050293 | 0.05016 | 0.050294 | 0.049727 | 0.050895 | 0.051365 | 0.050259
| Exit Sign RetFit_Com, E/O - IntL | Lodging | Interior Lighting | RET | 0.03 | 0.04217 | 0.0494 | 0.050293 | 0.05016 | 0.050294 | 0.049727 | 0.050895 | 0.051365 | 0.050259
| Exit Sign RetFit_Com, E/P - IntL | Lodging | Interior Lighting | RET | 0.03 | 0.04217 | 0.0494 | 0.050293 | 0.05016 | 0.050294 | 0.049727 | 0.050895 | 0.051365 | 0.050259
| LED HiLo Bay_Com, E - IntL [No Heat] | Lodging | Interior Lighting | NC | 0.3 | 0.60332 | 0.7503 | 0.77654 | 0.74462 | 0.73941 | 0.73839 | 0.71865 | 0.7163 | 0.70748
| LED HiLo Bay_Com, E - IntL [No Heat] | Lodging | Interior Lighting | RET | 0.02 | 0.038408 | 0.058727 | 0.065024 | 0.070445 | 0.066829 | 0.062516 | 0.068104 | 0.071742 | 0.07123
| LED HiLo Bay_Com, E - IntL [No Heat] | Lodging | Interior Lighting | REPL | 0.3 | 0.58827 | 0.74494 | 0.72526 | 0.6591 | 0.58844 | 0.5102 | 0.43973 | 0.35134 | 0.30514
| LED HiLo Bay_Com, E - IntL [Electric Heat] | Lodging | Interior Lighting | NC | 0.3 | 0.60332 | 0.7503 | 0.77654 | 0.74462 | 0.73941 | 0.73839 | 0.71865 | 0.7163 | 0.70748
| LED HiLo Bay_Com, E - IntL [Electric Heat] | Lodging | Interior Lighting | RET | 0.02 | 0.038408 | 0.058727 | 0.065024 | 0.070445 | 0.066829 | 0.062516 | 0.068104 | 0.071742 | 0.07123
| LED HiLo Bay_Com, E - IntL [Electric Heat] | Lodging | Interior Lighting | REPL | 0.3 | 0.58827 | 0.74494 | 0.72526 | 0.6591 | 0.58844 | 0.5102 | 0.43973 | 0.35134 | 0.30514
| LED HiLo Bay_Com, E/G - IntL | Lodging | Interior Lighting | NC | 0.3 | 0.60332 | 0.7503 | 0.77654 | 0.74462 | 0.73941 | 0.73839 | 0.71865 | 0.7163 | 0.70748
| LED HiLo Bay_Com, E/G - IntL | Lodging | Interior Lighting | RET | 0.02 | 0.038408 | 0.058727 | 0.065024 | 0.070445 | 0.066829 | 0.062516 | 0.068104 | 0.071742 | 0.07123
| LED HiLo Bay_Com, E/G - IntL | Lodging | Interior Lighting | REPL | 0.3 | 0.58827 | 0.74494 | 0.72526 | 0.6591 | 0.58844 | 0.5102 | 0.43973 | 0.35134 | 0.30514
| LED HiLo Bay_Com, E/O - IntL | Lodging | Interior Lighting | NC | 0.3 | 0.60332 | 0.7503 | 0.77654 | 0.74462 | 0.73941 | 0.73839 | 0.71865 | 0.7163 | 0.70748
| LED HiLo Bay_Com, E/O - IntL | Lodging | Interior Lighting | RET | 0.02 | 0.038408 | 0.058727 | 0.065024 | 0.070445 | 0.066829 | 0.062516 | 0.068104 | 0.071742 | 0.07123
| LED HiLo Bay_Com, E/O - IntL | Lodging | Interior Lighting | REPL | 0.3 | 0.58827 | 0.74494 | 0.72526 | 0.6591 | 0.58844 | 0.5102 | 0.43973 | 0.35134 | 0.30514
| LED HiLo Bay_Com, E/P - IntL | Lodging | Interior Lighting | NC | 0.3 | 0.60332 | 0.7503 | 0.77654 | 0.74462 | 0.73941 | 0.73839 | 0.71865 | 0.7163 | 0.70748
| LED HiLo Bay_Com, E/P - IntL | Lodging | Interior Lighting | RET | 0.02 | 0.038408 | 0.058727 | 0.065024 | 0.070445 | 0.066829 | 0.062516 | 0.068104 | 0.071742 | 0.07123
| LED HiLo Bay_Com, E/P - IntL | Lodging | Interior Lighting | REPL | 0.3 | 0.58827 | 0.74494 | 0.72526 | 0.6591 | 0.58844 | 0.5102 | 0.43973 | 0.35134 | 0.30514
| Repl Scre_Com, E - IntL [No Heat] | Lodging | Interior Lighting | NC | 0.3 | 0.60332 | 0 | 0 | 0 | 0 | 0 | 0 | 0 | 0
| Repl Scre_Com, E - IntL [No Heat] | Lodging | Interior Lighting | RET | 0.1 | 0.11541 | 0 | 0 | 0 | 0 | 0 | 0 | 0 | 0
| Repl Scre_Com, E - IntL [No Heat] | Lodging | Interior Lighting | REPL | 0.3 | 0.62581 | 0 | 0 | 0 | 0 | 0 | 0 | 0 | 0
| Repl Scre_Com, E - IntL [Electric Heat] | Lodging | Interior Lighting | NC | 0.3 | 0.60332 | 0 | 0 | 0 | 0 | 0 | 0 | 0 | 0
| Repl Scre_Com, E - IntL [Electric Heat] | Lodging | Interior Lighting | RET | 0.1 | 0.11541 | 0 | 0 | 0 | 0 | 0 | 0 | 0 | 0
| Repl Scre_Com, E - IntL [Electric Heat] | Lodging | Interior Lighting | REPL | 0.3 | 0.62581 | 0 | 0 | 0 | 0 | 0 | 0 | 0 | 0
| Repl Scre_Com, E/G - IntL | Lodging | Interior Lighting | NC | 0.3 | 0.60332 | 0 | 0 | 0 | 0 | 0 | 0 | 0 | 0
| Repl Scre_Com, E/G - IntL | Lodging | Interior Lighting | RET | 0.1 | 0.11541 | 0 | 0 | 0 | 0 | 0 | 0 | 0 | 0
| Repl Scre_Com, E/G - IntL | Lodging | Interior Lighting | REPL | 0.3 | 0.62581 | 0 | 0 | 0 | 0 | 0 | 0 | 0 | 0
| Repl Scre_Com, E/O - IntL | Lodging | Interior Lighting | NC | 0.3 | 0.60332 | 0 | 0 | 0 | 0 | 0 | 0 | 0 | 0
| Repl Scre_Com, E/O - IntL | Lodging | Interior Lighting | RET | 0.1 | 0.11541 | 0 | 0 | 0 | 0 | 0 | 0 | 0 | 0
| Repl Scre_Com, E/O - IntL | Lodging | Interior Lighting | REPL | 0.3 | 0.62581 | 0 | 0 | 0 | 0 | 0 | 0 | 0 | 0
| Repl Scre_Com, E/P - IntL | Lodging | Interior Lighting | NC | 0.3 | 0.60332 | 0 | 0 | 0 | 0 | 0 | 0 | 0 | 0
| Repl Scre_Com, E/P - IntL | Lodging | Interior Lighting | RET | 0.1 | 0.11541 | 0 | 0 | 0 | 0 | 0 | 0 | 0 | 0
| Repl Scre_Com, E/P - IntL | Lodging | Interior Lighting | REPL | 0.3 | 0.62581 | 0 | 0 | 0 | 0 | 0 | 0 | 0 | 0
| Lin LED Fixture_Com, E - IntL [No Heat] | Lodging | Interior Lighting | NC | 0.045 | 0.061594 | 0.090755 | 0.10887 | 0.10991 | 0.11091 | 0.11076 | 0.1078 | 0.10745 | 0.10612
| Lin LED Fixture_Com, E - IntL [No Heat] | Lodging | Interior Lighting | RET | 0.0045 | 0.0046982 | 0.0054898 | 0.0058062 | 0.0058874 | 0.005911 | 0.005817 | 0.0059256 | 0.0061638 | 0.006031
| Lin LED Fixture_Com, E - IntL [No Heat] | Lodging | Interior Lighting | REPL | 0.045 | 0.063294 | 0.10088 | 0.12295 | 0.12973 | 0.13137 | 0.12909 | 0.13129 | 0.13761 | 0.1357
| Lin LED Fixture_Com, E - IntL [Electric Heat] | Lodging | Interior Lighting | NC | 0.045 | 0.061594 | 0.090755 | 0.10887 | 0.10991 | 0.11091 | 0.11076 | 0.1078 | 0.10745 | 0.10612
| Lin LED Fixture_Com, E - IntL [Electric Heat] | Lodging | Interior Lighting | RET | 0.0045 | 0.0046982 | 0.0054898 | 0.0058062 | 0.0058874 | 0.005911 | 0.005817 | 0.0059256 | 0.0061638 | 0.006031
| Lin LED Fixture_Com, E - IntL [Electric Heat] | Lodging | Interior Lighting | REPL | 0.045 | 0.063294 | 0.10088 | 0.12295 | 0.12973 | 0.13137 | 0.12909 | 0.13129 | 0.13761 | 0.1357
| Lin LED Fixture_Com, E/G - IntL | Lodging | Interior Lighting | NC | 0.045 | 0.061594 | 0.090755 | 0.10887 | 0.10991 | 0.11091 | 0.11076 | 0.1078 | 0.10745 | 0.10612
| Lin LED Fixture_Com, E/G - IntL | Lodging | Interior Lighting | RET | 0.0045 | 0.0046982 | 0.0054898 | 0.0058062 | 0.0058874 | 0.005911 | 0.005817 | 0.0059256 | 0.0061638 | 0.006031
| Lin LED Fixture_Com, E/G - IntL | Lodging | Interior Lighting | REPL | 0.045 | 0.063294 | 0.10088 | 0.12295 | 0.12973 | 0.13137 | 0.12909 | 0.13129 | 0.13761 | 0.1357
| Lin LED Fixture_Com, E/O - IntL | Lodging | Interior Lighting | NC | 0.045 | 0.061594 | 0.090755 | 0.10887 | 0.10991 | 0.11091 | 0.11076 | 0.1078 | 0.10745 | 0.10612
| Lin LED Fixture_Com, E/O - IntL | Lodging | Interior Lighting | RET | 0.0045 | 0.0046982 | 0.0054898 | 0.0058062 | 0.0058874 | 0.005911 | 0.005817 | 0.0059256 | 0.0061638 | 0.006031
| Lin LED Fixture_Com, E/O - IntL | Lodging | Interior Lighting | REPL | 0.045 | 0.063294 | 0.10088 | 0.12295 | 0.12973 | 0.13137 | 0.12909 | 0.13129 | 0.13761 | 0.1357
| Lin LED Fixture_Com, E/P - IntL | Lodging | Interior Lighting | NC | 0.045 | 0.061594 | 0.090755 | 0.10887 | 0.10991 | 0.11091 | 0.11076 | 0.1078 | 0.10745 | 0.10612
| Lin LED Fixture_Com, E/P - IntL | Lodging | Interior Lighting | RET | 0.0045 | 0.0046982 | 0.0054898 | 0.0058062 | 0.0058874 | 0.005911 | 0.005817 | 0.0059256 | 0.0061638 | 0.006031
| Lin LED Fixture_Com, E/P - IntL | Lodging | Interior Lighting | REPL | 0.045 | 0.063294 | 0.10088 | 0.12295 | 0.12973 | 0.13137 | 0.12909 | 0.13129 | 0.13761 | 0.1357
| LED Tube Repl_Com, E - IntL [No Heat] | Lodging | Interior Lighting | RET | 0.0255 | 0.026185 | 0.030053 | 0.031154 | 0.030916 | 0.032624 | 0.033637 | 0.034608 | 0.034928 | 0.034176
| LED Tube Repl_Com, E - IntL [No Heat] | Lodging | Interior Lighting | REPL | 0.255 | 0.34288 | 0.53167 | 0.62835 | 0.64154 | 0.67845 | 0.69528 | 0.73665 | 0.76874 | 0.76896
| LED Tube Repl_Com, E - IntL [Electric Heat] | Lodging | Interior Lighting | RET | 0.0255 | 0.026185 | 0.030053 | 0.031154 | 0.030916 | 0.032624 | 0.033637 | 0.034608 | 0.034928 | 0.034176
| LED Tube Repl_Com, E - IntL [Electric Heat] | Lodging | Interior Lighting | REPL | 0.255 | 0.34288 | 0.53167 | 0.62835 | 0.64154 | 0.67845 | 0.69528 | 0.73665 | 0.76874 | 0.76896
| LED Tube Repl_Com, E/G - IntL | Lodging | Interior Lighting | RET | 0.0255 | 0.026185 | 0.030053 | 0.031154 | 0.030916 | 0.032624 | 0.033637 | 0.034608 | 0.034928 | 0.034176
| LED Tube Repl_Com, E/G - IntL | Lodging | Interior Lighting | REPL | 0.255 | 0.34288 | 0.53167 | 0.62835 | 0.64154 | 0.67845 | 0.69528 | 0.73665 | 0.76874 | 0.76896
| LED Tube Repl_Com, E/O - IntL | Lodging | Interior Lighting | RET | 0.0255 | 0.026185 | 0.030053 | 0.031154 | 0.030916 | 0.032624 | 0.033637 | 0.034608 | 0.034928 | 0.034176
| LED Tube Repl_Com, E/O - IntL | Lodging | Interior Lighting | REPL | 0.255 | 0.34288 | 0.53167 | 0.62835 | 0.64154 | 0.67845 | 0.69528 | 0.73665 | 0.76874 | 0.76896
| LED Tube Repl_Com, E/P - IntL | Lodging | Interior Lighting | RET | 0.0255 | 0.026185 | 0.030053 | 0.031154 | 0.030916 | 0.032624 | 0.033637 | 0.034608 | 0.034928 | 0.034176
| LED Tube Repl_Com, E/P - IntL | Lodging | Interior Lighting | REPL | 0.255 | 0.34288 | 0.53167 | 0.62835 | 0.64154 | 0.67845 | 0.69528 | 0.73665 | 0.76874 | 0.76896
| Repl pin CFL wLED_Com, E - IntL [No Heat] | Lodging | Interior Lighting | RET | 0.03 | 0.041824 | 0.047343 | 0.04655 | 0.044852 | 0.049034 | 0.049727 | 0.050895 | 0.051365 | 0.050259
| Repl pin CFL wLED_Com, E - IntL [No Heat] | Lodging | Interior Lighting | REPL | 0.3 | 0.57962 | 0.74281 | 0.74093 | 0.702 | 0.7576 | 0.80217 | 0.87537 | 0.92457 | 0.90466
| Repl pin CFL wLED_Com, E - IntL [Electric Heat] | Lodging | Interior Lighting | RET | 0.03 | 0.041824 | 0.047343 | 0.04655 | 0.044852 | 0.049034 | 0.049727 | 0.050895 | 0.051365 | 0.050259
| Repl pin CFL wLED_Com, E - IntL [Electric Heat] | Lodging | Interior Lighting | REPL | 0.3 | 0.57962 | 0.74281 | 0.74093 | 0.702 | 0.7576 | 0.80217 | 0.87537 | 0.92457 | 0.90466
| Repl pin CFL wLED_Com, E/G - IntL | Lodging | Interior Lighting | RET | 0.03 | 0.041824 | 0.047343 | 0.04655 | 0.044852 | 0.049034 | 0.049727 | 0.050895 | 0.051365 | 0.050259
| Repl pin CFL wLED_Com, E/G - IntL | Lodging | Interior Lighting | REPL | 0.3 | 0.57962 | 0.74281 | 0.74093 | 0.702 | 0.7576 | 0.80217 | 0.87537 | 0.92457 | 0.90466
| Repl pin CFL wLED_Com, E/O - IntL | Lodging | Interior Lighting | RET | 0.03 | 0.041824 | 0.047343 | 0.04655 | 0.044852 | 0.049034 | 0.049727 | 0.050895 | 0.051365 | 0.050259
| Repl pin CFL wLED_Com, E/O - IntL | Lodging | Interior Lighting | REPL | 0.3 | 0.57962 | 0.74281 | 0.74093 | 0.702 | 0.7576 | 0.80217 | 0.87537 | 0.92457 | 0.90466
| Repl pin CFL wLED_Com, E/P - IntL | Lodging | Interior Lighting | RET | 0.03 | 0.041824 | 0.047343 | 0.04655 | 0.044852 | 0.049034 | 0.049727 | 0.050895 | 0.051365 | 0.050259
| Repl pin CFL wLED_Com, E/P - IntL | Lodging | Interior Lighting | REPL | 0.3 | 0.57962 | 0.74281 | 0.74093 | 0.702 | 0.7576 | 0.80217 | 0.87537 | 0.92457 | 0.90466
| Refrig Case LED_Com, E - IntL | Lodging | Interior Lighting | NC | 0.3 | 0.60332 | 0.7503 | 0.77654 | 0.74462 | 0.73941 | 0.73839 | 0.71865 | 0.7163 | 0.70748
| Refrig Case LED_Com, E - IntL | Lodging | Interior Lighting | RET | 0.03 | 0.042002 | 0.047843 | 0.047371 | 0.04597 | 0.044941 | 0.043324 | 0.043232 | 0.047892 | 0.050259
| Refrig Case LED_Com, E - IntL | Lodging | Interior Lighting | REPL | 0.3 | 0.57962 | 0.74281 | 0.74093 | 0.702 | 0.65861 | 0.60643 | 0.57486 | 0.63026 | 0.66568
| Refrig Case Ctrls_Com, E - IntL | Lodging | Interior Lighting | RET | 0.03 | 0.04217 | 0.0494 | 0.050293 | 0.05016 | 0.050294 | 0.049727 | 0.050895 | 0.051365 | 0.050259
| Stair Occ Sensor_Com, E - IntL [No Heat] | Lodging | Interior Lighting | NC | 0.3 | 0.5095 | 0.63738 | 0.67605 | 0.65826 | 0.65725 | 0.65635 | 0.6388 | 0.63671 | 0.62888
| Stair Occ Sensor_Com, E - IntL [No Heat] | Lodging | Interior Lighting | RET | 0.02 | 0.028053 | 0.033714 | 0.034858 | 0.035112 | 0.035206 | 0.034809 | 0.035626 | 0.035956 | 0.035181
| Stair Occ Sensor_Com, E - IntL [Electric Heat] | Lodging | Interior Lighting | NC | 0.3 | 0.5095 | 0.63738 | 0.67605 | 0.65826 | 0.65725 | 0.65635 | 0.6388 | 0.63671 | 0.62888
| Stair Occ Sensor_Com, E - IntL [Electric Heat] | Lodging | Interior Lighting | RET | 0.02 | 0.029027 | 0.034423 | 0.035165 | 0.035112 | 0.035206 | 0.034809 | 0.035626 | 0.035956 | 0.035181
| Stair Occ Sensor_Com, E/G - IntL | Lodging | Interior Lighting | NC | 0.3 | 0.5095 | 0.63738 | 0.67605 | 0.65826 | 0.65725 | 0.65635 | 0.6388 | 0.63671 | 0.62888
| Stair Occ Sensor_Com, E/G - IntL | Lodging | Interior Lighting | RET | 0.02 | 0.029027 | 0.034423 | 0.035165 | 0.035112 | 0.035206 | 0.034809 | 0.035626 | 0.035956 | 0.035181
| Stair Occ Sensor_Com, E/O - IntL | Lodging | Interior Lighting | NC | 0.3 | 0.5095 | 0.63738 | 0.67605 | 0.65826 | 0.65725 | 0.65635 | 0.6388 | 0.63671 | 0.62888
| Stair Occ Sensor_Com, E/O - IntL | Lodging | Interior Lighting | RET | 0.02 | 0.029027 | 0.034423 | 0.035165 | 0.035112 | 0.035206 | 0.034809 | 0.035626 | 0.035956 | 0.035181
| Stair Occ Sensor_Com, E/P - IntL | Lodging | Interior Lighting | NC | 0.3 | 0.5095 | 0.63738 | 0.67605 | 0.65826 | 0.65725 | 0.65635 | 0.6388 | 0.63671 | 0.62888
| Stair Occ Sensor_Com, E/P - IntL | Lodging | Interior Lighting | RET | 0.02 | 0.029027 | 0.034423 | 0.035165 | 0.035112 | 0.035206 | 0.034809 | 0.035626 | 0.035956 | 0.035181
| Int Delamping_Com, E - IntL [No Heat] | Lodging | Interior Lighting | RET | 0.02 | 0.028053 | 0.033714 | 0.034858 | 0.035112 | 0.035206 | 0.034809 | 0.035626 | 0.035956 | 0.035181
| Int Delamping_Com, E - IntL [Electric Heat] | Lodging | Interior Lighting | RET | 0.02 | 0.028053 | 0.033714 | 0.034858 | 0.035112 | 0.035206 | 0.034809 | 0.035626 | 0.035956 | 0.035181
| Int Delamping_Com, E/G - IntL | Lodging | Interior Lighting | RET | 0.02 | 0.028053 | 0.033714 | 0.034858 | 0.035112 | 0.035206 | 0.034809 | 0.035626 | 0.035956 | 0.035181
| Int Delamping_Com, E/O - IntL | Lodging | Interior Lighting | RET | 0.02 | 0.028053 | 0.033714 | 0.034858 | 0.035112 | 0.035206 | 0.034809 | 0.035626 | 0.035956 | 0.035181
| Int Delamping_Com, E/P - IntL | Lodging | Interior Lighting | RET | 0.02 | 0.028053 | 0.033714 | 0.034858 | 0.035112 | 0.035206 | 0.034809 | 0.035626 | 0.035956 | 0.035181
| Int Ltg Dsgn_Com, E - IntL [No Heat] | Lodging | Interior Lighting | NC | 0.2 | 0.34106 | 0.46865 | 0.54131 | 0.55337 | 0.56722 | 0.57362 | 0.55895 | 0.55712 | 0.55027
| Int Ltg Dsgn_Com, E - IntL [Electric Heat] | Lodging | Interior Lighting | NC | 0.2 | 0.34106 | 0.46865 | 0.54131 | 0.55337 | 0.56722 | 0.57362 | 0.55895 | 0.55712 | 0.55027
| Int Ltg Dsgn_Com, E/G - IntL | Lodging | Interior Lighting | NC | 0.2 | 0.34106 | 0.46865 | 0.54131 | 0.55337 | 0.56722 | 0.57362 | 0.55895 | 0.55712 | 0.55027
| Int Ltg Dsgn_Com, E/O - IntL | Lodging | Interior Lighting | NC | 0.2 | 0.34106 | 0.46865 | 0.54131 | 0.55337 | 0.56722 | 0.57362 | 0.55895 | 0.55712 | 0.55027
| Int Ltg Dsgn_Com, E/P - IntL | Lodging | Interior Lighting | NC | 0.2 | 0.34106 | 0.46865 | 0.54131 | 0.55337 | 0.56722 | 0.57362 | 0.55895 | 0.55712 | 0.55027
| Room Air Conditioner_Com, E - Cool | Small Retail | Cooling | NC | 0.35 | 0.54918 | 0.65532 | 0.6821 | 0.66004 | 0.65725 | 0.65635 | 0.6388 | 0.63671 | 0.62888
| Room Air Conditioner_Com, E - Cool | Small Retail | Cooling | RET | 0.002 | 0.0023269 | 0.0037523 | 0.0054738 | 0.0062613 | 0.0062231 | 0.0071944 | 0.0082558 | 0.0091693 | 0.0090466
| Room Air Conditioner_Com, E - Cool | Small Retail | Cooling | REPL | 0.35 | 0.56704 | 0.73282 | 0.77425 | 0.78123 | 0.77838 | 0.79564 | 0.81431 | 0.82184 | 0.80414
| Computer Room Air Conditioner_Com, E - Cool | Small Retail | Cooling | NC | 0.25 | 0.46346 | 0.61438 | 0.66797 | 0.65584 | 0.65725 | 0.65635 | 0.6388 | 0.63671 | 0.62888
| Computer Room Air Conditioner_Com, E - Cool | Small Retail | Cooling | REPL | 0.25 | 0.48074 | 0.69316 | 0.77019 | 0.79523 | 0.80471 | 0.79564 | 0.81431 | 0.82184 | 0.80414
| Mini Split Ductless AC_Com, E - Cool | Small Retail | Cooling | NC | 0 | 0 | 0 | 0 | 0 | 0 | 0 | 0 | 0 | 0
| Mini Split Ductless AC_Com, E - Cool | Small Retail | Cooling | RET | 0.002 | 0.0025171 | 0.0043144 | 0.0067169 | 0.0082024 | 0.008698 | 0.0086676 | 0.0088335 | 0.0088777 | 0.00865
| Mini Split Ductless AC_Com, E - Cool | Small Retail | Cooling | REPL | 0 | 0 | 0 | 0 | 0 | 0 | 0 | 0 | 0 | 0
| Eff Unitary AC_Com, E - Cool | Small Retail | Cooling | NC | 0.35 | 0.54918 | 0.65532 | 0.6821 | 0.66004 | 0.65725 | 0.65635 | 0.6388 | 0.63671 | 0.62888
| Eff Unitary AC_Com, E - Cool | Small Retail | Cooling | RET | 0.05 | 0.047535 | 0.048638 | 0.046985 | 0.045657 | 0.044715 | 0.043183 | 0.045717 | 0.047639 | 0.048045
| Eff Unitary AC_Com, E - Cool | Small Retail | Cooling | REPL | 0.35 | 0.53548 | 0.67282 | 0.69211 | 0.68028 | 0.65986 | 0.62855 | 0.65964 | 0.68222 | 0.68365
| PTAC_Com, E - Cool | Small Retail | Cooling | NC | 0.35 | 0.54918 | 0.65532 | 0.6821 | 0.66004 | 0.65725 | 0.65635 | 0.6388 | 0.63671 | 0.62888
| PTAC_Com, E - Cool | Small Retail | Cooling | RET | 0.004 | 0.0050347 | 0.0086307 | 0.013439 | 0.016417 | 0.017415 | 0.017362 | 0.018322 | 0.018491 | 0.018093
| PTAC_Com, E - Cool | Small Retail | Cooling | REPL | 0.35 | 0.56443 | 0.72628 | 0.76201 | 0.76213 | 0.75205 | 0.72926 | 0.81431 | 0.82184 | 0.80414
| Unitary Equipment Economizer_Com, E - Cool | Small Retail | Cooling | RET | 0.02 | 0.036139 | 0.047284 | 0.049739 | 0.05016 | 0.050294 | 0.049727 | 0.050895 | 0.051365 | 0.050259
| AC Tuneup_Com, E - Cool [ASHP] | Small Retail | Cooling | RET | 0.01 | 0.025818 | 0.042301 | 0.048281 | 0.049885 | 0.050294 | 0.049727 | 0.050895 | 0.051365 | 0.050259
| AC Tuneup_Com, E - Heat [ASHP] | Small Retail | Space Heating | RET | 0.01 | 0.025818 | 0.042301 | 0.048281 | 0.049885 | 0.050294 | 0.049727 | 0.050895 | 0.051365 | 0.050259
| AC Tuneup_Com, E - Cool [Unitary AC] | Small Retail | Cooling | RET | 0.01 | 0.025818 | 0.042301 | 0.048281 | 0.049885 | 0.050294 | 0.049727 | 0.050895 | 0.051365 | 0.050259
| DCV_Com, E - Cool [Building w Elec Heat] | Small Retail | Cooling | RET | 0.015 | 0.029391 | 0.042942 | 0.047996 | 0.049657 | 0.050294 | 0.049727 | 0.050895 | 0.051365 | 0.050259
| DCV_Com, E - Heat [Building w Elec Heat] | Small Retail | Space Heating | RET | 0.015 | 0.029391 | 0.042942 | 0.047996 | 0.049657 | 0.050294 | 0.049727 | 0.050895 | 0.051365 | 0.050259
| DCV_Com, E - Vent [Building w Elec Heat] | Small Retail | Ventilation | RET | 0.015 | 0.029391 | 0.042942 | 0.047996 | 0.049657 | 0.050294 | 0.049727 | 0.050895 | 0.051365 | 0.050259
| DCV_Com, E - Cool [Building w Gas Heat] | Small Retail | Cooling | RET | 0.015 | 0.029391 | 0.042942 | 0.047996 | 0.049657 | 0.050294 | 0.049727 | 0.050895 | 0.051365 | 0.050259
| DCV_Com, G - Heat [Building w Gas Heat] | Small Retail |  | RET | 0.015 | 0.030159 | 0.042072 | 0.047224 | 0.049011 | 0.04953 | 0.049681 | 0.04987 | 0.050161 | 0.05041
| DCV_Com, E - Vent [Building w Gas Heat] | Small Retail | Ventilation | RET | 0.015 | 0.029391 | 0.042942 | 0.047996 | 0.049657 | 0.050294 | 0.049727 | 0.050895 | 0.051365 | 0.050259
| DCV_Com, E - Cool [Building w Oil Heat] | Small Retail | Cooling | RET | 0.015 | 0.029391 | 0.042942 | 0.047996 | 0.049657 | 0.050294 | 0.049727 | 0.050895 | 0.051365 | 0.050259
| DCV_Com, O - Heat [Building w Oil Heat] | Small Retail |  | RET | 0.015 | 0.029839 | 0.041431 | 0.046354 | 0.047774 | 0.047842 | 0.047483 | 0.047108 | 0.046733 | 0.046332
| DCV_Com, E - Vent [Building w Oil Heat] | Small Retail | Ventilation | RET | 0.015 | 0.029391 | 0.042942 | 0.047996 | 0.049657 | 0.050294 | 0.049727 | 0.050895 | 0.051365 | 0.050259
| DCV_Com, E - Cool [Building w Propane Heat] | Small Retail | Cooling | RET | 0.015 | 0.029391 | 0.042942 | 0.047996 | 0.049657 | 0.050294 | 0.049727 | 0.050895 | 0.051365 | 0.050259
| DCV_Com, P - Heat [Building w Propane Heat] | Small Retail |  | RET | 0.015 | 0.029839 | 0.041431 | 0.046354 | 0.047774 | 0.047842 | 0.047483 | 0.047108 | 0.046733 | 0.046332
| DCV_Com, E - Vent [Building w Propane Heat] | Small Retail | Ventilation | RET | 0.015 | 0.029391 | 0.042942 | 0.047996 | 0.049657 | 0.050294 | 0.049727 | 0.050895 | 0.051365 | 0.050259
| Controls for Unitary AC_Com, E - Cool | Small Retail | Cooling | RET | 0.015 | 0.029391 | 0.042942 | 0.047996 | 0.049657 | 0.050294 | 0.049727 | 0.050895 | 0.051365 | 0.050259
| Optimized Unitary AC Sys_Com, E - Cool [Building w Elec Heat] | Small Retail | Cooling | NC | 0.15 | 0.28154 | 0.42121 | 0.51481 | 0.54172 | 0.56238 | 0.57169 | 0.55895 | 0.55712 | 0.55027
| Optimized Unitary AC Sys_Com, E - Heat [Building w Elec Heat] | Small Retail | Space Heating | NC | 0.15 | 0.28154 | 0.42121 | 0.51481 | 0.54172 | 0.56238 | 0.57169 | 0.55895 | 0.55712 | 0.55027
| Optimized Unitary AC Sys_Com, E - Cool [Building w Gas Heat] | Small Retail | Cooling | NC | 0.15 | 0.28154 | 0.42121 | 0.51481 | 0.54172 | 0.56238 | 0.57169 | 0.55895 | 0.55712 | 0.55027
| Optimized Unitary AC Sys_Com, G - Heat [Building w Gas Heat] | Small Retail |  | NC | 0.15 | 0.28432 | 0.42765 | 0.51785 | 0.54977 | 0.55786 | 0.56374 | 0.56533 | 0.56616 | 0.56428
| Optimized Unitary AC Sys_Com, E - Cool [Building w Oil Heat] | Small Retail | Cooling | NC | 0.15 | 0.28154 | 0.42121 | 0.51481 | 0.54172 | 0.56238 | 0.57169 | 0.55895 | 0.55712 | 0.55027
| Optimized Unitary AC Sys_Com, O - Heat [Building w Oil Heat] | Small Retail |  | NC | 0.15 | 0.28131 | 0.42114 | 0.50831 | 0.53589 | 0.53885 | 0.5388 | 0.53403 | 0.52747 | 0.51864
| Optimized Unitary AC Sys_Com, E - Cool [Building w Propane Heat] | Small Retail | Cooling | NC | 0.15 | 0.28154 | 0.42121 | 0.51481 | 0.54172 | 0.56238 | 0.57169 | 0.55895 | 0.55712 | 0.55027
| Optimized Unitary AC Sys_Com, P - Heat [Building w Propane Heat] | Small Retail |  | NC | 0.15 | 0.28131 | 0.42114 | 0.50831 | 0.53589 | 0.53885 | 0.5388 | 0.53403 | 0.52747 | 0.51864
| Cool Roof_Com, E - Cool [Building w Elec Heat] | Small Retail | Cooling | NC | 0.1 | 0.15554 | 0.22193 | 0.28549 | 0.32654 | 0.36473 | 0.39023 | 0.39489 | 0.39795 | 0.39305
| Cool Roof_Com, E - Cool [Building w Elec Heat] | Small Retail | Cooling | RET | 0 | 0.0019198 | 0.0061834 | 0.013576 | 0.024102 | 0.035153 | 0.042819 | 0.048563 | 0.051365 | 0.050259
| Cool Roof_Com, E - Heat [Building w Elec Heat] | Small Retail | Space Heating | NC | 0.1 | 0.15554 | 0.22193 | 0.28549 | 0.32654 | 0.36473 | 0.39023 | 0.39489 | 0.39795 | 0.39305
| Cool Roof_Com, E - Heat [Building w Elec Heat] | Small Retail | Space Heating | RET | 0 | 0.0019198 | 0.0061834 | 0.013576 | 0.024102 | 0.035153 | 0.042819 | 0.048563 | 0.051365 | 0.050259
| Cool Roof_Com, E - Cool [Building w Gas Heat] | Small Retail | Cooling | NC | 0.1 | 0.15554 | 0.22193 | 0.28549 | 0.32654 | 0.36473 | 0.39023 | 0.39489 | 0.39795 | 0.39305
| Cool Roof_Com, E - Cool [Building w Gas Heat] | Small Retail | Cooling | RET | 0 | 0.0019198 | 0.0061834 | 0.013576 | 0.024102 | 0.035153 | 0.042819 | 0.048563 | 0.051365 | 0.050259
| Cool Roof_Com, G - Heat [Building w Gas Heat] | Small Retail |  | NC | 0.1 | 0.15708 | 0.22533 | 0.28718 | 0.33139 | 0.3618 | 0.3848 | 0.3994 | 0.4044 | 0.40306
| Cool Roof_Com, G - Heat [Building w Gas Heat] | Small Retail |  | RET | 0 | 0.00197 | 0.0060582 | 0.013358 | 0.023788 | 0.034619 | 0.042779 | 0.047585 | 0.050161 | 0.05041
| Cool Roof_Com, E - Cool [Building w Oil Heat] | Small Retail | Cooling | NC | 0.1 | 0.15554 | 0.22193 | 0.28549 | 0.32654 | 0.36473 | 0.39023 | 0.39489 | 0.39795 | 0.39305
| Cool Roof_Com, E - Cool [Building w Oil Heat] | Small Retail | Cooling | RET | 0 | 0.0019198 | 0.0061834 | 0.013576 | 0.024102 | 0.035153 | 0.042819 | 0.048563 | 0.051365 | 0.050259
| Cool Roof_Com, O - Heat [Building w Oil Heat] | Small Retail |  | NC | 0.1 | 0.15541 | 0.22189 | 0.28189 | 0.32303 | 0.34947 | 0.36778 | 0.37728 | 0.37676 | 0.37046
| Cool Roof_Com, O - Heat [Building w Oil Heat] | Small Retail |  | RET | 0 | 0.0019491 | 0.0059659 | 0.013112 | 0.023188 | 0.033439 | 0.040886 | 0.04495 | 0.046733 | 0.046332
| Cool Roof_Com, E - Cool [Building w Propane Heat] | Small Retail | Cooling | NC | 0.1 | 0.15554 | 0.22193 | 0.28549 | 0.32654 | 0.36473 | 0.39023 | 0.39489 | 0.39795 | 0.39305
| Cool Roof_Com, E - Cool [Building w Propane Heat] | Small Retail | Cooling | RET | 0 | 0.0019198 | 0.0061834 | 0.013576 | 0.024102 | 0.035153 | 0.042819 | 0.048563 | 0.051365 | 0.050259
| Cool Roof_Com, P - Heat [Building w Propane Heat] | Small Retail |  | NC | 0.1 | 0.15541 | 0.22189 | 0.28189 | 0.32303 | 0.34947 | 0.36778 | 0.37728 | 0.37676 | 0.37046
| Cool Roof_Com, P - Heat [Building w Propane Heat] | Small Retail |  | RET | 0 | 0.0019491 | 0.0059659 | 0.013112 | 0.023188 | 0.033439 | 0.040886 | 0.04495 | 0.046733 | 0.046332
| GSHP_Com, E - Cool | Small Retail | Cooling | RET | 0.002 | 0.0038855 | 0.0060812 | 0.0079712 | 0.0098337 | 0.011714 | 0.013351 | 0.015399 | 0.017206 | 0.018371
| GSHP_Com, E - Cool | Small Retail | Cooling | REPL | 0.02 | 0.037028 | 0.068472 | 0.11081 | 0.16526 | 0.22516 | 0.27463 | 0.31961 | 0.34548 | 0.34792
| GSHP_Com, E - Heat | Small Retail | Space Heating | RET | 0.002 | 0.0038855 | 0.0060812 | 0.0079712 | 0.0098337 | 0.011714 | 0.013351 | 0.015399 | 0.017206 | 0.018371
| GSHP_Com, E - Heat | Small Retail | Space Heating | REPL | 0.02 | 0.037028 | 0.068472 | 0.11081 | 0.16526 | 0.22516 | 0.27463 | 0.31961 | 0.34548 | 0.34792
| Unitary HP_Com, E - Cool | Small Retail | Cooling | NC | 0.35 | 0.54918 | 0.65532 | 0.6821 | 0.66004 | 0.65725 | 0.65635 | 0.6388 | 0.63671 | 0.62888
| Unitary HP_Com, E - Cool | Small Retail | Cooling | RET | 0.008 | 0.022718 | 0.039759 | 0.046036 | 0.046943 | 0.046353 | 0.044727 | 0.05054 | 0.051365 | 0.050259
| Unitary HP_Com, E - Cool | Small Retail | Cooling | REPL | 0.35 | 0.55175 | 0.68685 | 0.69346 | 0.666 | 0.62941 | 0.58254 | 0.64934 | 0.70896 | 0.74615
| Unitary HP_Com, E - Heat | Small Retail | Space Heating | NC | 0.35 | 0.54918 | 0.65532 | 0.6821 | 0.66004 | 0.65725 | 0.65635 | 0.6388 | 0.63671 | 0.62888
| Unitary HP_Com, E - Heat | Small Retail | Space Heating | RET | 0.008 | 0.022718 | 0.039759 | 0.046036 | 0.046943 | 0.046353 | 0.044727 | 0.05054 | 0.051365 | 0.050259
| Unitary HP_Com, E - Heat | Small Retail | Space Heating | REPL | 0.35 | 0.55175 | 0.68685 | 0.69346 | 0.666 | 0.62941 | 0.58254 | 0.64934 | 0.70896 | 0.74615
| PTHP_Com, E - Cool | Small Retail | Cooling | NC | 0.35 | 0.54918 | 0.65532 | 0.6821 | 0.66004 | 0.65725 | 0.65635 | 0.6388 | 0.63671 | 0.62888
| PTHP_Com, E - Cool | Small Retail | Cooling | RET | 0.004 | 0.0042067 | 0.0053489 | 0.0066696 | 0.0074858 | 0.0077622 | 0.0077008 | 0.0079902 | 0.0081729 | 0.0080414
| PTHP_Com, E - Cool | Small Retail | Cooling | REPL | 0.35 | 0.56491 | 0.72929 | 0.7705 | 0.77798 | 0.77587 | 0.76076 | 0.78869 | 0.80615 | 0.79873
| PTHP_Com, E - Heat | Small Retail | Space Heating | NC | 0.35 | 0.54918 | 0.65532 | 0.6821 | 0.66004 | 0.65725 | 0.65635 | 0.6388 | 0.63671 | 0.62888
| PTHP_Com, E - Heat | Small Retail | Space Heating | RET | 0.004 | 0.0042067 | 0.0053489 | 0.0066696 | 0.0074858 | 0.0077622 | 0.0077008 | 0.0079902 | 0.0081729 | 0.0080414
| PTHP_Com, E - Heat | Small Retail | Space Heating | REPL | 0.35 | 0.56491 | 0.72929 | 0.7705 | 0.77798 | 0.77587 | 0.76076 | 0.78869 | 0.80615 | 0.79873
| Minisplit Ductless HP_Com, E - Cool | Small Retail | Cooling | RET | 0.025 | 0.038607 | 0.04567 | 0.045089 | 0.043136 | 0.041287 | 0.038968 | 0.039108 | 0.038723 | 0.037192
| Minisplit Ductless HP_Com, E - Cool | Small Retail | Cooling | REPL | 0.175 | 0.26615 | 0.32784 | 0.32921 | 0.315 | 0.29661 | 0.27337 | 0.26773 | 0.25803 | 0.24056
| Minisplit Ductless HP_Com, E - Heat | Small Retail | Space Heating | RET | 0.025 | 0.038607 | 0.04567 | 0.045089 | 0.043136 | 0.041287 | 0.038968 | 0.039108 | 0.038723 | 0.037192
| Minisplit Ductless HP_Com, E - Heat | Small Retail | Space Heating | REPL | 0.175 | 0.26615 | 0.32784 | 0.32921 | 0.315 | 0.29661 | 0.27337 | 0.26773 | 0.25803 | 0.24056
| Programmable TStat_Com, E - Cool [Building w Elec Heat] | Small Retail | Cooling | NC | 0.3 | 0.18767 | 0.090372 | 0 | 0 | 0 | 0 | 0 | 0 | 0
| Programmable TStat_Com, E - Cool [Building w Elec Heat] | Small Retail | Cooling | RET | 0.02 | 0.0097332 | 0 | 0 | 0 | 0 | 0 | 0 | 0 | 0
| Programmable TStat_Com, E - Heat [Building w Elec Heat] | Small Retail | Space Heating | NC | 0.3 | 0.18767 | 0.090372 | 0 | 0 | 0 | 0 | 0 | 0 | 0
| Programmable TStat_Com, E - Heat [Building w Elec Heat] | Small Retail | Space Heating | RET | 0.02 | 0.0097332 | 0 | 0 | 0 | 0 | 0 | 0 | 0 | 0
| Programmable TStat_Com, E - Cool [Building w Gas Heat] | Small Retail | Cooling | NC | 0.3 | 0.18767 | 0.090372 | 0 | 0 | 0 | 0 | 0 | 0 | 0
| Programmable TStat_Com, E - Cool [Building w Gas Heat] | Small Retail | Cooling | RET | 0.02 | 0.0097332 | 0 | 0 | 0 | 0 | 0 | 0 | 0 | 0
| Programmable TStat_Com, G - Heat [Building w Gas Heat] | Small Retail |  | NC | 0.3 | 0.18952 | 0.091754 | 0 | 0 | 0 | 0 | 0 | 0 | 0
| Programmable TStat_Com, G - Heat [Building w Gas Heat] | Small Retail |  | RET | 0.02 | 0.0099873 | 0 | 0 | 0 | 0 | 0 | 0 | 0 | 0
| Programmable TStat_Com, E - Cool [Building w Propane Heat] | Small Retail | Cooling | NC | 0.3 | 0.18767 | 0.090372 | 0 | 0 | 0 | 0 | 0 | 0 | 0
| Programmable TStat_Com, E - Cool [Building w Propane Heat] | Small Retail | Cooling | RET | 0.02 | 0.0097332 | 0 | 0 | 0 | 0 | 0 | 0 | 0 | 0
| Programmable TStat_Com, P - Heat [Building w Propane Heat] | Small Retail |  | NC | 0.3 | 0.18751 | 0.090356 | 0 | 0 | 0 | 0 | 0 | 0 | 0
| Programmable TStat_Com, P - Heat [Building w Propane Heat] | Small Retail |  | RET | 0.02 | 0.0098815 | 0 | 0 | 0 | 0 | 0 | 0 | 0 | 0
| Programmable TStat_Com, E - Cool [Building w Oil Heat] | Small Retail | Cooling | NC | 0.3 | 0.18767 | 0.090372 | 0 | 0 | 0 | 0 | 0 | 0 | 0
| Programmable TStat_Com, E - Cool [Building w Oil Heat] | Small Retail | Cooling | RET | 0.02 | 0.0097332 | 0 | 0 | 0 | 0 | 0 | 0 | 0 | 0
| Programmable TStat_Com, O - Heat [Building w Oil Heat] | Small Retail |  | NC | 0.3 | 0.18751 | 0.090356 | 0 | 0 | 0 | 0 | 0 | 0 | 0
| Programmable TStat_Com, O - Heat [Building w Oil Heat] | Small Retail |  | RET | 0.02 | 0.0098815 | 0 | 0 | 0 | 0 | 0 | 0 | 0 | 0
| Smart TStat_Com, E - Cool [Building w Elec Heat] | Small Retail | Cooling | NC | 0.05 | 0.18767 | 0.36149 | 0.43728 | 0.49641 | 0.57509 | 0.65635 | 0.6388 | 0.63671 | 0.62888
| Smart TStat_Com, E - Cool [Building w Elec Heat] | Small Retail | Cooling | RET | 0.008 | 0.013966 | 0.027581 | 0.036803 | 0.039407 | 0.040235 | 0.039782 | 0.040716 | 0.041092 | 0.040207
| Smart TStat_Com, E - Heat [Building w Elec Heat] | Small Retail | Space Heating | NC | 0.05 | 0.18767 | 0.36149 | 0.43728 | 0.49641 | 0.57509 | 0.65635 | 0.6388 | 0.63671 | 0.62888
| Smart TStat_Com, E - Heat [Building w Elec Heat] | Small Retail | Space Heating | RET | 0.008 | 0.013966 | 0.027581 | 0.036803 | 0.039407 | 0.040235 | 0.039782 | 0.040716 | 0.041092 | 0.040207
| Smart TStat_Com, E - Cool [Building w Gas Heat] | Small Retail | Cooling | NC | 0.05 | 0.18767 | 0.36149 | 0.43728 | 0.49641 | 0.57509 | 0.65635 | 0.6388 | 0.63671 | 0.62888
| Smart TStat_Com, E - Cool [Building w Gas Heat] | Small Retail | Cooling | RET | 0.008 | 0.013966 | 0.027581 | 0.036803 | 0.039407 | 0.040235 | 0.039782 | 0.040716 | 0.041092 | 0.040207
| Smart TStat_Com, G - Heat [Building w Gas Heat] | Small Retail |  | NC | 0.05 | 0.18952 | 0.36702 | 0.43986 | 0.50378 | 0.57047 | 0.64722 | 0.6461 | 0.64704 | 0.64489
| Smart TStat_Com, G - Heat [Building w Gas Heat] | Small Retail |  | RET | 0.008 | 0.01433 | 0.027023 | 0.036211 | 0.038894 | 0.039624 | 0.039745 | 0.039896 | 0.040129 | 0.040328
| Smart TStat_Com, E - Cool [Building w Propane Heat] | Small Retail | Cooling | NC | 0.05 | 0.18767 | 0.36149 | 0.43728 | 0.49641 | 0.57509 | 0.65635 | 0.6388 | 0.63671 | 0.62888
| Smart TStat_Com, E - Cool [Building w Propane Heat] | Small Retail | Cooling | RET | 0.008 | 0.013966 | 0.027581 | 0.036803 | 0.039407 | 0.040235 | 0.039782 | 0.040716 | 0.041092 | 0.040207
| Smart TStat_Com, P - Heat [Building w Propane Heat] | Small Retail |  | NC | 0.05 | 0.18751 | 0.36142 | 0.43176 | 0.49107 | 0.55104 | 0.61859 | 0.61032 | 0.60282 | 0.59273
| Smart TStat_Com, P - Heat [Building w Propane Heat] | Small Retail |  | RET | 0.008 | 0.014179 | 0.026611 | 0.035544 | 0.037913 | 0.038274 | 0.037987 | 0.037686 | 0.037387 | 0.037066
| Smart TStat_Com, E - Cool [Building w Oil Heat] | Small Retail | Cooling | NC | 0.05 | 0.18767 | 0.36149 | 0.43728 | 0.49641 | 0.57509 | 0.65635 | 0.6388 | 0.63671 | 0.62888
| Smart TStat_Com, E - Cool [Building w Oil Heat] | Small Retail | Cooling | RET | 0.008 | 0.013966 | 0.027581 | 0.036803 | 0.039407 | 0.040235 | 0.039782 | 0.040716 | 0.041092 | 0.040207
| Smart TStat_Com, O - Heat [Building w Oil Heat] | Small Retail |  | NC | 0.05 | 0.18751 | 0.36142 | 0.43176 | 0.49107 | 0.55104 | 0.61859 | 0.61032 | 0.60282 | 0.59273
| Smart TStat_Com, O - Heat [Building w Oil Heat] | Small Retail |  | RET | 0.008 | 0.014179 | 0.026611 | 0.035544 | 0.037913 | 0.038274 | 0.037987 | 0.037686 | 0.037387 | 0.037066
| Boiler Blowdown Controls_Com, G - Heat | Small Retail |  | RET | 0.015 | 0.030159 | 0.042072 | 0.047224 | 0.049011 | 0.04953 | 0.049681 | 0.04987 | 0.050161 | 0.05041
| Boiler Blowdown Controls_Com, O - Heat | Small Retail |  | RET | 0.015 | 0.029839 | 0.041431 | 0.046354 | 0.047774 | 0.047842 | 0.047483 | 0.047108 | 0.046733 | 0.046332
| Boiler Blowdown Controls_Com, P - Heat | Small Retail |  | RET | 0.015 | 0.029839 | 0.041431 | 0.046354 | 0.047774 | 0.047842 | 0.047483 | 0.047108 | 0.046733 | 0.046332
| Boiler Modifications_Com, G - Heat | Small Retail |  | RET | 0.015 | 0.030159 | 0.042072 | 0.047224 | 0.049011 | 0.04953 | 0.049681 | 0.04987 | 0.050161 | 0.05041
| Boiler Modifications_Com, O - Heat | Small Retail |  | RET | 0.015 | 0.029839 | 0.041431 | 0.046354 | 0.047774 | 0.047842 | 0.047483 | 0.047108 | 0.046733 | 0.046332
| Boiler Modifications_Com, P - Heat | Small Retail |  | RET | 0.015 | 0.029839 | 0.041431 | 0.046354 | 0.047774 | 0.047842 | 0.047483 | 0.047108 | 0.046733 | 0.046332
| Boilers_Com, G - Heat | Small Retail |  | NC | 0.35 | 0.5546 | 0.66535 | 0.68613 | 0.66984 | 0.65197 | 0.64722 | 0.6461 | 0.64704 | 0.64489
| Boilers_Com, G - Heat | Small Retail |  | RET | 0.015 | 0.032228 | 0.042962 | 0.045226 | 0.044549 | 0.042966 | 0.041519 | 0.040149 | 0.038905 | 0.037665
| Boilers_Com, G - Heat | Small Retail |  | REPL | 0.35 | 0.55669 | 0.65762 | 0.66473 | 0.63908 | 0.60152 | 0.56362 | 0.52586 | 0.48881 | 0.4509
| Boilers_Com, O - Heat | Small Retail |  | NC | 0.35 | 0.54873 | 0.65521 | 0.67348 | 0.65294 | 0.62976 | 0.61859 | 0.61032 | 0.60282 | 0.59273
| Boilers_Com, O - Heat | Small Retail |  | RET | 0.015 | 0.031854 | 0.04217 | 0.044113 | 0.043005 | 0.040959 | 0.039027 | 0.037171 | 0.035401 | 0.033695
| Boilers_Com, O - Heat | Small Retail |  | REPL | 0.35 | 0.55079 | 0.6476 | 0.65248 | 0.62295 | 0.58103 | 0.53869 | 0.49674 | 0.4554 | 0.41443
| Boilers_Com, P - Heat | Small Retail |  | NC | 0.35 | 0.54873 | 0.65521 | 0.67348 | 0.65294 | 0.62976 | 0.61859 | 0.61032 | 0.60282 | 0.59273
| Boilers_Com, P - Heat | Small Retail |  | RET | 0.015 | 0.031871 | 0.042239 | 0.044252 | 0.043215 | 0.04123 | 0.039353 | 0.037547 | 0.035821 | 0.034154
| Boilers_Com, P - Heat | Small Retail |  | REPL | 0.35 | 0.55079 | 0.6476 | 0.65248 | 0.62295 | 0.58103 | 0.53869 | 0.49674 | 0.4554 | 0.41443
| Furnace_Com, G - Heat | Small Retail |  | NC | 0.35 | 0.5546 | 0.66535 | 0.68613 | 0.66984 | 0.65197 | 0.64722 | 0.6461 | 0.64704 | 0.64489
| Furnace_Com, G - Heat | Small Retail |  | RET | 0.015 | 0.03229 | 0.043226 | 0.045768 | 0.045371 | 0.044045 | 0.04284 | 0.041698 | 0.04067 | 0.039632
| Furnace_Com, G - Heat | Small Retail |  | REPL | 0.35 | 0.55669 | 0.65762 | 0.66473 | 0.63908 | 0.60152 | 0.56362 | 0.52586 | 0.48881 | 0.4509
| Furnace_Com, O - Heat | Small Retail |  | NC | 0.35 | 0.54873 | 0.65521 | 0.67348 | 0.65294 | 0.62976 | 0.61859 | 0.61032 | 0.60282 | 0.59273
| Furnace_Com, O - Heat | Small Retail |  | RET | 0.015 | 0.031806 | 0.041964 | 0.043692 | 0.042378 | 0.04015 | 0.038055 | 0.036055 | 0.034159 | 0.032341
| Furnace_Com, O - Heat | Small Retail |  | REPL | 0.35 | 0.55079 | 0.6476 | 0.65248 | 0.62295 | 0.58103 | 0.53869 | 0.49674 | 0.4554 | 0.41443
| Furnace_Com, P - Heat | Small Retail |  | NC | 0.35 | 0.54873 | 0.65521 | 0.67348 | 0.65294 | 0.62976 | 0.61859 | 0.61032 | 0.60282 | 0.59273
| Furnace_Com, P - Heat | Small Retail |  | RET | 0.015 | 0.031877 | 0.042265 | 0.044306 | 0.043295 | 0.041334 | 0.039478 | 0.037691 | 0.035983 | 0.03433
| Furnace_Com, P - Heat | Small Retail |  | REPL | 0.35 | 0.55079 | 0.6476 | 0.65248 | 0.62295 | 0.58103 | 0.53869 | 0.49674 | 0.4554 | 0.41443
| Unit Heater_Com, G - Heat | Small Retail |  | NC | 0.35 | 0.5546 | 0.66535 | 0.68613 | 0.66984 | 0.65197 | 0.64722 | 0.6461 | 0.64704 | 0.64489
| Unit Heater_Com, G - Heat | Small Retail |  | RET | 0.015 | 0.0322 | 0.04284 | 0.044977 | 0.044173 | 0.042475 | 0.04092 | 0.03945 | 0.040167 | 0.040835
| Unit Heater_Com, G - Heat | Small Retail |  | REPL | 0.35 | 0.55669 | 0.65762 | 0.66473 | 0.63908 | 0.60152 | 0.56362 | 0.52586 | 0.52169 | 0.517
| Unit Heater_Com, P - Heat | Small Retail |  | NC | 0.35 | 0.54873 | 0.65521 | 0.67348 | 0.65294 | 0.62976 | 0.61859 | 0.61032 | 0.60282 | 0.59273
| Unit Heater_Com, P - Heat | Small Retail |  | RET | 0.015 | 0.031757 | 0.041759 | 0.043278 | 0.041762 | 0.03936 | 0.037111 | 0.034977 | 0.032964 | 0.031047
| Unit Heater_Com, P - Heat | Small Retail |  | REPL | 0.35 | 0.55079 | 0.6476 | 0.65248 | 0.62295 | 0.58103 | 0.53869 | 0.49674 | 0.4554 | 0.41443
| Energy Recovery Ventilator_Com, G - Heat | Small Retail |  | NC | 0.2 | 0.34443 | 0.47582 | 0.5445 | 0.56159 | 0.56266 | 0.56565 | 0.56533 | 0.56616 | 0.56428
| Energy Recovery Ventilator_Com, G - Heat | Small Retail |  | RET | 0.01 | 0.023673 | 0.03698 | 0.042888 | 0.043794 | 0.042811 | 0.041176 | 0.041238 | 0.041389 | 0.041506
| Energy Recovery Ventilator_Com, G - Heat | Small Retail |  | REPL | 0.2 | 0.35071 | 0.48073 | 0.54164 | 0.55167 | 0.53557 | 0.50929 | 0.50019 | 0.49141 | 0.48208
| Energy Recovery Ventilator_Com, O - Heat | Small Retail |  | NC | 0.2 | 0.34078 | 0.46857 | 0.53447 | 0.54741 | 0.54349 | 0.54063 | 0.53403 | 0.52747 | 0.51864
| Energy Recovery Ventilator_Com, O - Heat | Small Retail |  | RET | 0.01 | 0.023422 | 0.036417 | 0.042098 | 0.042689 | 0.041353 | 0.039355 | 0.038955 | 0.03856 | 0.038149
| Energy Recovery Ventilator_Com, O - Heat | Small Retail |  | REPL | 0.2 | 0.34699 | 0.47341 | 0.53166 | 0.53775 | 0.51732 | 0.48676 | 0.47249 | 0.45782 | 0.44309
| Energy Recovery Ventilator_Com, P - Heat | Small Retail |  | NC | 0.2 | 0.34078 | 0.46857 | 0.53447 | 0.54741 | 0.54349 | 0.54063 | 0.53403 | 0.52747 | 0.51864
| Energy Recovery Ventilator_Com, P - Heat | Small Retail |  | RET | 0.01 | 0.023422 | 0.036417 | 0.042098 | 0.042689 | 0.041353 | 0.039355 | 0.038955 | 0.03856 | 0.038149
| Energy Recovery Ventilator_Com, P - Heat | Small Retail |  | REPL | 0.2 | 0.34699 | 0.47341 | 0.53166 | 0.53775 | 0.51732 | 0.48676 | 0.47249 | 0.45782 | 0.44309
| Forced Air Heating Maintenance_Com, G - Heat | Small Retail |  | RET | 0.01 | 0.019143 | 0.025814 | 0.028544 | 0.029474 | 0.029718 | 0.029809 | 0.029922 | 0.030097 | 0.030246
| Forced Air Heating Maintenance_Com, O - Heat | Small Retail |  | RET | 0.01 | 0.01894 | 0.02542 | 0.028018 | 0.02873 | 0.028705 | 0.02849 | 0.028265 | 0.02804 | 0.027799
| Forced Air Heating Maintenance_Com, P - Heat | Small Retail |  | RET | 0.01 | 0.01894 | 0.02542 | 0.028018 | 0.02873 | 0.028705 | 0.02849 | 0.028265 | 0.02804 | 0.027799
| Infrared Heater_Com, G - Heat | Small Retail |  | NC | 0.05 | 0.17265 | 0.37924 | 0.55522 | 0.62535 | 0.64099 | 0.64707 | 0.6461 | 0.64704 | 0.64489
| Infrared Heater_Com, G - Heat | Small Retail |  | RET | 0.01 | 0.026469 | 0.041314 | 0.047185 | 0.048703 | 0.048783 | 0.048721 | 0.048694 | 0.050161 | 0.05041
| Infrared Heater_Com, G - Heat | Small Retail |  | REPL | 0.05 | 0.17532 | 0.38069 | 0.54736 | 0.60794 | 0.60335 | 0.57567 | 0.5381 | 0.64489 | 0.75225
| Infrared Heater_Com, P - Heat | Small Retail |  | NC | 0.05 | 0.17082 | 0.37346 | 0.54499 | 0.60957 | 0.61915 | 0.61845 | 0.61032 | 0.60282 | 0.59273
| Infrared Heater_Com, P - Heat | Small Retail |  | RET | 0.01 | 0.026189 | 0.040685 | 0.046316 | 0.047474 | 0.047121 | 0.046565 | 0.045998 | 0.046733 | 0.046332
| Infrared Heater_Com, P - Heat | Small Retail |  | REPL | 0.05 | 0.17346 | 0.37488 | 0.53728 | 0.5926 | 0.58279 | 0.55021 | 0.5083 | 0.60082 | 0.6914
| Steam Trap Maintenance_Com, G - Heat | Small Retail |  | RET | 0.025 | 0.041268 | 0.047932 | 0.04941 | 0.049508 | 0.04953 | 0.049681 | 0.04987 | 0.050161 | 0.05041
| Steam Trap Maintenance_Com, O - Heat | Small Retail |  | RET | 0.025 | 0.040831 | 0.047201 | 0.0485 | 0.048258 | 0.047842 | 0.047483 | 0.047108 | 0.046733 | 0.046332
| Windows_Com, E - Cool [Building w Elec Heat] | Small Retail | Cooling | NC | 0.25 | 0.39246 | 0.50425 | 0.55944 | 0.56098 | 0.57032 | 0.5743 | 0.55895 | 0.55712 | 0.55027
| Windows_Com, E - Heat [Building w Elec Heat] | Small Retail | Space Heating | NC | 0.25 | 0.39246 | 0.50425 | 0.55944 | 0.56098 | 0.57032 | 0.5743 | 0.55895 | 0.55712 | 0.55027
| Windows_Com, E - Cool [Building w Gas Heat] | Small Retail | Cooling | NC | 0.25 | 0.39246 | 0.50425 | 0.55944 | 0.56098 | 0.57032 | 0.5743 | 0.55895 | 0.55712 | 0.55027
| Windows_Com, G - Heat [Building w Gas Heat] | Small Retail |  | NC | 0.25 | 0.39634 | 0.51196 | 0.56274 | 0.56931 | 0.56574 | 0.56632 | 0.56533 | 0.56616 | 0.56428
| Windows_Com, E - Cool [Building w Oil Heat] | Small Retail | Cooling | NC | 0.25 | 0.39246 | 0.50425 | 0.55944 | 0.56098 | 0.57032 | 0.5743 | 0.55895 | 0.55712 | 0.55027
| Windows_Com, O - Heat [Building w Oil Heat] | Small Retail |  | NC | 0.25 | 0.39214 | 0.50416 | 0.55237 | 0.55494 | 0.54646 | 0.54127 | 0.53403 | 0.52747 | 0.51864
| Windows_Com, E - Cool [Building w Propane Heat] | Small Retail | Cooling | NC | 0.25 | 0.39246 | 0.50425 | 0.55944 | 0.56098 | 0.57032 | 0.5743 | 0.55895 | 0.55712 | 0.55027
| Windows_Com, P - Heat [Building w Propane Heat] | Small Retail |  | NC | 0.25 | 0.39214 | 0.50416 | 0.55237 | 0.55494 | 0.54646 | 0.54127 | 0.53403 | 0.52747 | 0.51864
| Window Film_Com, E - Cool [Building w Elec Heat] | Small Retail | Cooling | RET | 0.01 | 0.025818 | 0.042301 | 0.048281 | 0.049885 | 0.050294 | 0.049727 | 0.050895 | 0.051365 | 0.050259
| Window Film_Com, E - Heat [Building w Elec Heat] | Small Retail | Space Heating | RET | 0.01 | 0.025818 | 0.042301 | 0.048281 | 0.049885 | 0.050294 | 0.049727 | 0.050895 | 0.051365 | 0.050259
| Window Film_Com, E - Cool [Building w Gas Heat] | Small Retail | Cooling | RET | 0.01 | 0.025818 | 0.042301 | 0.048281 | 0.049885 | 0.050294 | 0.049727 | 0.050895 | 0.051365 | 0.050259
| Window Film_Com, G - Heat [Building w Gas Heat] | Small Retail |  | RET | 0.01 | 0.026492 | 0.041445 | 0.047505 | 0.049237 | 0.04953 | 0.049681 | 0.04987 | 0.050161 | 0.05041
| Window Film_Com, E - Cool [Building w Oil Heat] | Small Retail | Cooling | RET | 0.01 | 0.025818 | 0.042301 | 0.048281 | 0.049885 | 0.050294 | 0.049727 | 0.050895 | 0.051365 | 0.050259
| Window Film_Com, O - Heat [Building w Oil Heat] | Small Retail |  | RET | 0.01 | 0.026211 | 0.040813 | 0.046629 | 0.047994 | 0.047842 | 0.047483 | 0.047108 | 0.046733 | 0.046332
| Window Film_Com, E - Cool [Building w Propane Heat] | Small Retail | Cooling | RET | 0.01 | 0.025818 | 0.042301 | 0.048281 | 0.049885 | 0.050294 | 0.049727 | 0.050895 | 0.051365 | 0.050259
| Window Film_Com, P - Heat [Building w Propane Heat] | Small Retail |  | RET | 0.01 | 0.026211 | 0.040813 | 0.046629 | 0.047994 | 0.047842 | 0.047483 | 0.047108 | 0.046733 | 0.046332
| Motors and Fans_Com, E - Vent | Small Retail | Ventilation | NC | 0.4 | 0.58374 | 0.66971 | 0.68679 | 0.66141 | 0.65725 | 0.65635 | 0.6388 | 0.63671 | 0.62888
| Motors and Fans_Com, E - Vent | Small Retail | Ventilation | RET | 0.03 | 0.040918 | 0.045877 | 0.044466 | 0.042158 | 0.040179 | 0.03776 | 0.036846 | 0.03546 | 0.033091
| Motors and Fans_Com, E - Vent | Small Retail | Ventilation | REPL | 0.4 | 0.56111 | 0.66358 | 0.65597 | 0.62423 | 0.58611 | 0.53972 | 0.51348 | 0.47897 | 0.43023
| ECM Furnace Motors_Com, E - Vent | Small Retail | Ventilation | RET | 0.025 | 0.039504 | 0.04852 | 0.050067 | 0.05016 | 0.050294 | 0.049727 | 0.050895 | 0.051365 | 0.050259
| VFD on HVAC System_Com, E - Vent | Small Retail | Ventilation | RET | 0.025 | 0.039504 | 0.04852 | 0.050067 | 0.05016 | 0.050294 | 0.049727 | 0.050895 | 0.051365 | 0.050259
| Kitchen DCV_Com, E - Vent [Building w Elec Heat] | Small Retail | Ventilation | NC | 0.1 | 0.21183 | 0.35485 | 0.47241 | 0.52165 | 0.55375 | 0.56819 | 0.55895 | 0.55712 | 0.55027
| Kitchen DCV_Com, E - Vent [Building w Elec Heat] | Small Retail | Ventilation | RET | 0.005 | 0.014921 | 0.030643 | 0.040713 | 0.043802 | 0.043591 | 0.041507 | 0.041297 | 0.04054 | 0.038604
| Kitchen DCV_Com, E - Vent [Building w Elec Heat] | Small Retail | Ventilation | REPL | 0.1 | 0.21524 | 0.37992 | 0.49384 | 0.54329 | 0.54875 | 0.52304 | 0.51654 | 0.49655 | 0.46162
| Kitchen DCV_Com, E - Heat [Building w Elec Heat] | Small Retail | Space Heating | NC | 0.1 | 0.21183 | 0.35485 | 0.47241 | 0.52165 | 0.55375 | 0.56819 | 0.55895 | 0.55712 | 0.55027
| Kitchen DCV_Com, E - Heat [Building w Elec Heat] | Small Retail | Space Heating | RET | 0.005 | 0.014921 | 0.030643 | 0.040713 | 0.043802 | 0.043591 | 0.041507 | 0.041297 | 0.04054 | 0.038604
| Kitchen DCV_Com, E - Heat [Building w Elec Heat] | Small Retail | Space Heating | REPL | 0.1 | 0.21524 | 0.37992 | 0.49384 | 0.54329 | 0.54875 | 0.52304 | 0.51654 | 0.49655 | 0.46162
| Kitchen DCV_Com, E - Vent [Building w Gas Heat] | Small Retail | Ventilation | NC | 0.1 | 0.21183 | 0.35485 | 0.47241 | 0.52165 | 0.55375 | 0.56819 | 0.55895 | 0.55712 | 0.55027
| Kitchen DCV_Com, E - Vent [Building w Gas Heat] | Small Retail | Ventilation | RET | 0.005 | 0.014921 | 0.030643 | 0.040713 | 0.043802 | 0.043591 | 0.041507 | 0.041297 | 0.04054 | 0.038604
| Kitchen DCV_Com, E - Vent [Building w Gas Heat] | Small Retail | Ventilation | REPL | 0.1 | 0.21524 | 0.37992 | 0.49384 | 0.54329 | 0.54875 | 0.52304 | 0.51654 | 0.49655 | 0.46162
| Kitchen DCV_Com, G - Heat [Building w Gas Heat] | Small Retail |  | NC | 0.1 | 0.21392 | 0.36027 | 0.4752 | 0.5294 | 0.5493 | 0.56029 | 0.56533 | 0.56616 | 0.56428
| Kitchen DCV_Com, G - Heat [Building w Gas Heat] | Small Retail |  | RET | 0.005 | 0.015311 | 0.030022 | 0.040058 | 0.043232 | 0.042929 | 0.041468 | 0.040466 | 0.03959 | 0.03872
| Kitchen DCV_Com, G - Heat [Building w Gas Heat] | Small Retail |  | REPL | 0.1 | 0.22086 | 0.37223 | 0.48589 | 0.53622 | 0.54041 | 0.52256 | 0.50614 | 0.48491 | 0.46301
| Kitchen DCV_Com, E - Vent [Building w Oil Heat] | Small Retail | Ventilation | NC | 0.1 | 0.21183 | 0.35485 | 0.47241 | 0.52165 | 0.55375 | 0.56819 | 0.55895 | 0.55712 | 0.55027
| Kitchen DCV_Com, E - Vent [Building w Oil Heat] | Small Retail | Ventilation | RET | 0.005 | 0.014921 | 0.030643 | 0.040713 | 0.043802 | 0.043591 | 0.041507 | 0.041297 | 0.04054 | 0.038604
| Kitchen DCV_Com, E - Vent [Building w Oil Heat] | Small Retail | Ventilation | REPL | 0.1 | 0.21524 | 0.37992 | 0.49384 | 0.54329 | 0.54875 | 0.52304 | 0.51654 | 0.49655 | 0.46162
| Kitchen DCV_Com, O - Heat [Building w Oil Heat] | Small Retail |  | NC | 0.1 | 0.21165 | 0.35478 | 0.46645 | 0.51604 | 0.53058 | 0.5355 | 0.53403 | 0.52747 | 0.51864
| Kitchen DCV_Com, O - Heat [Building w Oil Heat] | Small Retail |  | RET | 0.005 | 0.015149 | 0.029565 | 0.03932 | 0.042141 | 0.041466 | 0.039634 | 0.038225 | 0.036884 | 0.035588
| Kitchen DCV_Com, O - Heat [Building w Oil Heat] | Small Retail |  | REPL | 0.1 | 0.21852 | 0.36655 | 0.47694 | 0.52269 | 0.522 | 0.49944 | 0.47811 | 0.45177 | 0.42555
| Kitchen DCV_Com, E - Vent [Building w Propane Heat] | Small Retail | Ventilation | NC | 0.1 | 0.21183 | 0.35485 | 0.47241 | 0.52165 | 0.55375 | 0.56819 | 0.55895 | 0.55712 | 0.55027
| Kitchen DCV_Com, E - Vent [Building w Propane Heat] | Small Retail | Ventilation | RET | 0.005 | 0.014921 | 0.030643 | 0.040713 | 0.043802 | 0.043591 | 0.041507 | 0.041297 | 0.04054 | 0.038604
| Kitchen DCV_Com, E - Vent [Building w Propane Heat] | Small Retail | Ventilation | REPL | 0.1 | 0.21524 | 0.37992 | 0.49384 | 0.54329 | 0.54875 | 0.52304 | 0.51654 | 0.49655 | 0.46162
| Kitchen DCV_Com, P - Heat [Building w Propane Heat] | Small Retail |  | NC | 0.1 | 0.21165 | 0.35478 | 0.46645 | 0.51604 | 0.53058 | 0.5355 | 0.53403 | 0.52747 | 0.51864
| Kitchen DCV_Com, P - Heat [Building w Propane Heat] | Small Retail |  | RET | 0.005 | 0.015149 | 0.029565 | 0.03932 | 0.042141 | 0.041466 | 0.039634 | 0.038225 | 0.036884 | 0.035588
| Kitchen DCV_Com, P - Heat [Building w Propane Heat] | Small Retail |  | REPL | 0.1 | 0.21852 | 0.36655 | 0.47694 | 0.52269 | 0.522 | 0.49944 | 0.47811 | 0.45177 | 0.42555
| Duct Sealing Regulated_Com, E - Vent [Building w Elec Heat] | Small Retail | Ventilation | RET | 0.01 | 0.023268 | 0.038858 | 0.046378 | 0.049129 | 0.050225 | 0.049727 | 0.050895 | 0.051365 | 0.050259
| Duct Sealing Regulated_Com, E - Heat [Building w Elec Heat] | Small Retail | Space Heating | RET | 0.01 | 0.023268 | 0.038858 | 0.046378 | 0.049129 | 0.050225 | 0.049727 | 0.050895 | 0.051365 | 0.050259
| Duct Sealing Regulated_Com, E - Cool [Building w Elec Heat] | Small Retail | Cooling | RET | 0.01 | 0.023268 | 0.038858 | 0.046378 | 0.049129 | 0.050225 | 0.049727 | 0.050895 | 0.051365 | 0.050259
| Duct Sealing Regulated_Com, E - Vent [Building w Gas Heat] | Small Retail | Ventilation | RET | 0.01 | 0.023268 | 0.038858 | 0.046378 | 0.049129 | 0.050225 | 0.049727 | 0.050895 | 0.051365 | 0.050259
| Duct Sealing Regulated_Com, G - Heat [Building w Gas Heat] | Small Retail |  | RET | 0.01 | 0.023876 | 0.038071 | 0.045632 | 0.04849 | 0.049462 | 0.049681 | 0.04987 | 0.050161 | 0.05041
| Duct Sealing Regulated_Com, E - Cool [Building w Gas Heat] | Small Retail | Cooling | RET | 0.01 | 0.023268 | 0.038858 | 0.046378 | 0.049129 | 0.050225 | 0.049727 | 0.050895 | 0.051365 | 0.050259
| Duct Sealing Non Regulated_Com, E - Vent [Building w Oil Heat] | Small Retail | Ventilation | RET | 0.01 | 0.023268 | 0.038858 | 0.046378 | 0.049129 | 0.050225 | 0.049727 | 0.050895 | 0.051365 | 0.050259
| Duct Sealing Non Regulated_Com, O - Heat [Building w Oil Heat] | Small Retail |  | RET | 0.01 | 0.023623 | 0.037491 | 0.044791 | 0.047267 | 0.047776 | 0.047483 | 0.047108 | 0.046733 | 0.046332
| Duct Sealing Non Regulated_Com, E - Cool [Building w Oil Heat] | Small Retail | Cooling | RET | 0.01 | 0.023268 | 0.038858 | 0.046378 | 0.049129 | 0.050225 | 0.049727 | 0.050895 | 0.051365 | 0.050259
| Duct Sealing Non Regulated_Com, E - Vent [Building w Propane Heat] | Small Retail | Ventilation | RET | 0.01 | 0.023268 | 0.038858 | 0.046378 | 0.049129 | 0.050225 | 0.049727 | 0.050895 | 0.051365 | 0.050259
| Duct Sealing Non Regulated_Com, P - Heat [Building w Propane Heat] | Small Retail |  | RET | 0.01 | 0.023623 | 0.037491 | 0.044791 | 0.047267 | 0.047776 | 0.047483 | 0.047108 | 0.046733 | 0.046332
| Duct Sealing Non Regulated_Com, E - Cool [Building w Propane Heat] | Small Retail | Cooling | RET | 0.01 | 0.023268 | 0.038858 | 0.046378 | 0.049129 | 0.050225 | 0.049727 | 0.050895 | 0.051365 | 0.050259
| Power Strip_Com, E - Plug [Tier 1] | Small Retail | Plug Loads | NC | 0.25 | 0.18767 | 0.13556 | 0.13118 | 0.1241 | 0.12323 | 0.12306 | 0.11977 | 0.12059 | 0.12031
| Power Strip_Com, E - Plug [Tier 1] | Small Retail | Plug Loads | RET | 0.01 | 0.0086755 | 0.0080083 | 0.0068769 | 0.0059177 | 0.0049939 | 0.0039782 | 0.0030537 | 0.0020546 | 0.0010052
| Power Strip_Com, E - Plug [Tier 1] | Small Retail | Plug Loads | REPL | 0.25 | 0.19096 | 0.14881 | 0.14612 | 0.14679 | 0.14876 | 0.1488 | 0.15268 | 0.1541 | 0.15078
| Power Strip_Com, E - Plug [Tier 2] | Small Retail | Plug Loads | NC | 0 | 0.046917 | 0.13556 | 0.21864 | 0.28957 | 0.3697 | 0.36919 | 0.35932 | 0.36177 | 0.36092
| Power Strip_Com, E - Plug [Tier 2] | Small Retail | Plug Loads | RET | 0 | 0.00097332 | 0.0020373 | 0.0030165 | 0.0040128 | 0.0050294 | 0.0059673 | 0.0071252 | 0.0082184 | 0.0090466
| Power Strip_Com, E - Plug [Tier 2] | Small Retail | Plug Loads | REPL | 0 | 0.048617 | 0.15248 | 0.25059 | 0.35112 | 0.45265 | 0.44755 | 0.45805 | 0.46229 | 0.45233
| Computer Power Management_Com, E - Plug | Small Retail | Plug Loads | RET | 0.005 | 0.017311 | 0.035982 | 0.04605 | 0.049286 | 0.050294 | 0.049727 | 0.050895 | 0.051365 | 0.050259
| Vending Machine Controls_Com, E - Plug [Non-Refrigerated] | Small Retail | Plug Loads | RET | 0.005 | 0.017311 | 0.035982 | 0.04605 | 0.049286 | 0.050294 | 0.049727 | 0.050895 | 0.051365 | 0.050259
| Vending Machine Controls_Com, E - Plug [Refrigerated] | Small Retail | Plug Loads | RET | 0.005 | 0.017311 | 0.035982 | 0.04605 | 0.049286 | 0.050294 | 0.049727 | 0.050895 | 0.051365 | 0.050259
| Ovens_Com, E - Cook | Small Retail | Cooking | NC | 0.4 | 0.67039 | 0.77229 | 0.78198 | 0.74462 | 0.73941 | 0.73839 | 0.71865 | 0.7163 | 0.70748
| Ovens_Com, E - Cook | Small Retail | Cooking | REPL | 0.4 | 0.69538 | 0.87133 | 0.90165 | 0.90288 | 0.90529 | 0.89509 | 0.9161 | 0.92457 | 0.90466
| Ovens_Com, G - Cook | Small Retail |  | NC | 0.4 | 0.67701 | 0.78411 | 0.7866 | 0.75567 | 0.73347 | 0.72813 | 0.72686 | 0.72792 | 0.7255
| Ovens_Com, G - Cook | Small Retail |  | REPL | 0.4 | 0.71354 | 0.85369 | 0.88714 | 0.89114 | 0.89153 | 0.89426 | 0.89765 | 0.9029 | 0.90738
| Ovens_Com, P - Cook | Small Retail |  | NC | 0.4 | 0.66984 | 0.77216 | 0.7721 | 0.7366 | 0.70848 | 0.69592 | 0.68661 | 0.67817 | 0.66682
| Ovens_Com, P - Cook | Small Retail |  | REPL | 0.4 | 0.70598 | 0.84068 | 0.8708 | 0.86865 | 0.86116 | 0.8547 | 0.84794 | 0.8412 | 0.83398
| Fryers_Com, E - Cook | Small Retail | Cooking | NC | 0.4 | 0.67039 | 0.77229 | 0.78198 | 0.74462 | 0.73941 | 0.73839 | 0.71865 | 0.7163 | 0.70748
| Fryers_Com, E - Cook | Small Retail | Cooking | REPL | 0.4 | 0.69538 | 0.87133 | 0.90165 | 0.90288 | 0.90529 | 0.89509 | 0.9161 | 0.92457 | 0.90466
| Fryers_Com, G - Cook | Small Retail |  | NC | 0.4 | 0.67701 | 0.78411 | 0.7866 | 0.75567 | 0.73347 | 0.72813 | 0.72686 | 0.72792 | 0.7255
| Fryers_Com, G - Cook | Small Retail |  | REPL | 0.4 | 0.71354 | 0.85369 | 0.88714 | 0.89114 | 0.89153 | 0.89426 | 0.89765 | 0.9029 | 0.90738
| Fryers_Com, P - Cook | Small Retail |  | NC | 0.4 | 0.66984 | 0.77216 | 0.7721 | 0.7366 | 0.70848 | 0.69592 | 0.68661 | 0.67817 | 0.66682
| Fryers_Com, P - Cook | Small Retail |  | REPL | 0.4 | 0.70598 | 0.84068 | 0.8708 | 0.86865 | 0.86116 | 0.8547 | 0.84794 | 0.8412 | 0.83398
| Griddles_Com, E - Cook | Small Retail | Cooking | NC | 0.4 | 0.67039 | 0.77229 | 0.78198 | 0.74462 | 0.73941 | 0.73839 | 0.71865 | 0.7163 | 0.70748
| Griddles_Com, E - Cook | Small Retail | Cooking | REPL | 0.4 | 0.69538 | 0.87133 | 0.90165 | 0.90288 | 0.90529 | 0.89509 | 0.9161 | 0.92457 | 0.90466
| Griddles_Com, G - Cook | Small Retail |  | NC | 0.4 | 0.67701 | 0.78411 | 0.7866 | 0.75567 | 0.73347 | 0.72813 | 0.72686 | 0.72792 | 0.7255
| Griddles_Com, G - Cook | Small Retail |  | REPL | 0.4 | 0.71354 | 0.85369 | 0.88714 | 0.89114 | 0.89153 | 0.89426 | 0.89765 | 0.9029 | 0.90738
| Griddles_Com, P - Cook | Small Retail |  | NC | 0.4 | 0.66984 | 0.77216 | 0.7721 | 0.7366 | 0.70848 | 0.69592 | 0.68661 | 0.67817 | 0.66682
| Griddles_Com, P - Cook | Small Retail |  | REPL | 0.4 | 0.70598 | 0.84068 | 0.8708 | 0.86865 | 0.86116 | 0.8547 | 0.84794 | 0.8412 | 0.83398
| Hot Food Holding Cabinet_Com, E - Cook | Small Retail | Cooking | NC | 0.4 | 0.67039 | 0.77229 | 0.78198 | 0.74462 | 0.73941 | 0.73839 | 0.71865 | 0.7163 | 0.70748
| Hot Food Holding Cabinet_Com, E - Cook | Small Retail | Cooking | REPL | 0.4 | 0.69538 | 0.87133 | 0.90165 | 0.90288 | 0.90529 | 0.89509 | 0.9161 | 0.92457 | 0.90466
| Steamers_Com, E - Cook | Small Retail | Cooking | NC | 0.4 | 0.67039 | 0.77229 | 0.78198 | 0.74462 | 0.73941 | 0.73839 | 0.71865 | 0.7163 | 0.70748
| Steamers_Com, E - Cook | Small Retail | Cooking | REPL | 0.4 | 0.69538 | 0.87133 | 0.90165 | 0.90288 | 0.90529 | 0.89509 | 0.9161 | 0.92457 | 0.90466
| Steamers_Com, G - Cook | Small Retail |  | NC | 0.4 | 0.67701 | 0.78411 | 0.7866 | 0.75567 | 0.73347 | 0.72813 | 0.72686 | 0.72792 | 0.7255
| Steamers_Com, G - Cook | Small Retail |  | REPL | 0.4 | 0.71354 | 0.85369 | 0.88714 | 0.89114 | 0.89153 | 0.89426 | 0.89765 | 0.9029 | 0.90738
| ES Refrigerator and Freezer_Com, E - Refr | Small Retail | Refrigeration | NC | 0.2 | 0.40942 | 0.58382 | 0.6566 | 0.65237 | 0.65725 | 0.65635 | 0.6388 | 0.63671 | 0.62888
| ES Refrigerator and Freezer_Com, E - Refr | Small Retail | Refrigeration | REPL | 0.2 | 0.42469 | 0.65869 | 0.75709 | 0.79102 | 0.80471 | 0.79564 | 0.81431 | 0.82184 | 0.80414
| Anti Sweat Heat Control_Com, E - Refr | Small Retail | Refrigeration | NC | 0.2 | 0.34106 | 0.46865 | 0.54131 | 0.55337 | 0.56722 | 0.57362 | 0.55895 | 0.55712 | 0.55027
| Anti Sweat Heat Control_Com, E - Refr | Small Retail | Refrigeration | RET | 0.01 | 0.025818 | 0.042301 | 0.048281 | 0.049885 | 0.050294 | 0.049727 | 0.050895 | 0.051365 | 0.050259
| Case Night Covers_Com, E - Refr | Small Retail | Refrigeration | RET | 0.005 | 0.021367 | 0.040297 | 0.04782 | 0.04982 | 0.050294 | 0.049727 | 0.050895 | 0.051365 | 0.050259
| Loading Dock Pit Seals_Com, E - Refr | Small Retail | Refrigeration | NC | 0.05 | 0.12904 | 0.25541 | 0.39367 | 0.47885 | 0.53402 | 0.55994 | 0.55575 | 0.55712 | 0.55027
| Loading Dock Pit Seals_Com, E - Refr | Small Retail | Refrigeration | RET | 0.01 | 0.025818 | 0.042301 | 0.048281 | 0.049885 | 0.050294 | 0.049727 | 0.050895 | 0.051365 | 0.050259
| ECM Comp Cond Fan Motor_Com, E - Refr | Small Retail | Refrigeration | NC | 0.15 | 0.28154 | 0.42121 | 0.51481 | 0.54172 | 0.56238 | 0.57169 | 0.55895 | 0.55712 | 0.55027
| ECM Comp Cond Fan Motor_Com, E - Refr | Small Retail | Refrigeration | RET | 0.01 | 0.025728 | 0.041766 | 0.046983 | 0.047736 | 0.047295 | 0.04595 | 0.050895 | 0.051365 | 0.050259
| ECM Comp Cond Fan Motor_Com, E - Refr | Small Retail | Refrigeration | REPL | 0.15 | 0.28138 | 0.43815 | 0.51886 | 0.5415 | 0.5332 | 0.502 | 0.58383 | 0.65754 | 0.70362
| Evap Fan Motor Replacement_Com, E - Refr | Small Retail | Refrigeration | NC | 0.15 | 0.28154 | 0.42121 | 0.51481 | 0.54172 | 0.56238 | 0.57169 | 0.55895 | 0.55712 | 0.55027
| Evap Fan Motor Replacement_Com, E - Refr | Small Retail | Refrigeration | RET | 0.01 | 0.025569 | 0.04082 | 0.044724 | 0.044073 | 0.042301 | 0.039805 | 0.039161 | 0.038008 | 0.035777
| Evap Fan Motor Replacement_Com, E - Refr | Small Retail | Refrigeration | REPL | 0.15 | 0.28138 | 0.43815 | 0.51886 | 0.5415 | 0.5332 | 0.502 | 0.48596 | 0.45999 | 0.42028
| Evap Fan Speed Controls_Com, E - Refr | Small Retail | Refrigeration | NC | 0.15 | 0.28154 | 0.42121 | 0.51481 | 0.54172 | 0.56238 | 0.57169 | 0.55895 | 0.55712 | 0.55027
| Evap Fan Speed Controls_Com, E - Refr | Small Retail | Refrigeration | RET | 0.01 | 0.025818 | 0.042301 | 0.048281 | 0.049885 | 0.050294 | 0.049727 | 0.050895 | 0.051365 | 0.050259
| LowHeat NoHeat Doors_Com, E - Refr | Small Retail | Refrigeration | NC | 0.15 | 0.28154 | 0.42121 | 0.51481 | 0.54172 | 0.56238 | 0.57169 | 0.55895 | 0.55712 | 0.55027
| LowHeat NoHeat Doors_Com, E - Refr | Small Retail | Refrigeration | RET | 0.01 | 0.025818 | 0.042301 | 0.048281 | 0.049885 | 0.050294 | 0.049727 | 0.050895 | 0.051365 | 0.050259
| Refrigerated Vending Machine_Com, E - Refr | Small Retail | Refrigeration | NC | 0.15 | 0.28154 | 0.42121 | 0.51481 | 0.54172 | 0.56238 | 0.57169 | 0.55895 | 0.55712 | 0.55027
| Refrigerated Vending Machine_Com, E - Refr | Small Retail | Refrigeration | REPL | 0.15 | 0.29204 | 0.47522 | 0.59359 | 0.65686 | 0.68855 | 0.69301 | 0.71252 | 0.71911 | 0.70362
| Walk In Refrigeration_Com, E - Refr | Small Retail | Refrigeration | NC | 0.15 | 0.28154 | 0.42121 | 0.51481 | 0.54172 | 0.56238 | 0.57169 | 0.55895 | 0.55712 | 0.55027
| Refrigeration Tune Up_Com, E - Refr | Small Retail | Refrigeration | RET | 0.01 | 0.025818 | 0.042301 | 0.048281 | 0.049885 | 0.050294 | 0.049727 | 0.050895 | 0.051365 | 0.050259
| ES Ice Machine_Com, E - Refr | Small Retail | Refrigeration | NC | 0.35 | 0.47676 | 0.55412 | 0.58264 | 0.57031 | 0.57406 | 0.5743 | 0.55895 | 0.55712 | 0.55027
| ES Ice Machine_Com, E - Refr | Small Retail | Refrigeration | REPL | 0.35 | 0.49454 | 0.62517 | 0.67181 | 0.69153 | 0.70285 | 0.69618 | 0.71252 | 0.71911 | 0.70362
| Walk In Cooler Retroft_Com, E - Refr | Small Retail | Refrigeration | RET | 0.01 | 0.025818 | 0.042301 | 0.048281 | 0.049885 | 0.050294 | 0.049727 | 0.050895 | 0.051365 | 0.050259
| HE Built Up Refrig_Com, E - Refr | Small Retail | Refrigeration | NC | 0.05 | 0.12904 | 0.25541 | 0.39367 | 0.47885 | 0.53402 | 0.55994 | 0.55575 | 0.55712 | 0.55027
| HE Built Up Refrig_Com, E - Refr | Small Retail | Refrigeration | RET | 0.01 | 0.023268 | 0.038858 | 0.046378 | 0.049129 | 0.050225 | 0.049727 | 0.050895 | 0.051365 | 0.050259
| Door Gasket Replacement_Com, E - Refr | Small Retail | Refrigeration | RET | 0.01 | 0.028327 | 0.044251 | 0.048997 | 0.050108 | 0.050294 | 0.049727 | 0.050895 | 0.051365 | 0.050259
| EnergyStar Dehumidifier_Com, E - Appl | Small Retail | Appliances | NC | 0.4 | 0.67039 | 0.77229 | 0.78198 | 0.74462 | 0.73941 | 0.73839 | 0.71865 | 0.7163 | 0.70748
| EnergyStar Dehumidifier_Com, E - Appl | Small Retail | Appliances | REPL | 0.4 | 0.69538 | 0.87133 | 0.90165 | 0.90288 | 0.90529 | 0.89509 | 0.9161 | 0.92457 | 0.90466
| Clothes Washer Elec WH_Com, E - Appl [unit w/ elec dry - Washer] | Small Retail | Appliances | NC | 0.4 | 0.67039 | 0.77229 | 0.78198 | 0.74462 | 0.73941 | 0.73839 | 0.72591 | 0.73085 | 0.72914
| Clothes Washer Elec WH_Com, E - Appl [unit w/ elec dry - Washer] | Small Retail | Appliances | REPL | 0.4 | 0.69538 | 0.87133 | 0.90165 | 0.90288 | 0.90529 | 0.89509 | 0.9161 | 0.92457 | 0.90466
| Clothes Washer Elec WH_Com, E - Appl [unit w/ elec dry - Dryer] | Small Retail | Appliances | NC | 0.4 | 0.67039 | 0.77229 | 0.78198 | 0.74462 | 0.73941 | 0.73839 | 0.72591 | 0.73085 | 0.72914
| Clothes Washer Elec WH_Com, E - Appl [unit w/ elec dry - Dryer] | Small Retail | Appliances | REPL | 0.4 | 0.69538 | 0.87133 | 0.90165 | 0.90288 | 0.90529 | 0.89509 | 0.9161 | 0.92457 | 0.90466
| Clothes Washer Elec WH_Com, E - HWat [unit w/ elec dry - Water Heater] | Small Retail | Water Heating | NC | 0.4 | 0.67039 | 0.77229 | 0.78198 | 0.74462 | 0.73941 | 0.73839 | 0.72591 | 0.73085 | 0.72914
| Clothes Washer Elec WH_Com, E - HWat [unit w/ elec dry - Water Heater] | Small Retail | Water Heating | REPL | 0.4 | 0.69538 | 0.87133 | 0.90165 | 0.90288 | 0.90529 | 0.89509 | 0.9161 | 0.92457 | 0.90466
| Clothes Washer Elec WH_Com, E - Appl [unit w/ gas dry - Washer] | Small Retail | Appliances | NC | 0.4 | 0.67039 | 0.77229 | 0.78198 | 0.74462 | 0.73941 | 0.73839 | 0.72591 | 0.73085 | 0.72914
| Clothes Washer Elec WH_Com, E - Appl [unit w/ gas dry - Washer] | Small Retail | Appliances | REPL | 0.4 | 0.69538 | 0.87133 | 0.90165 | 0.90288 | 0.90529 | 0.89509 | 0.9161 | 0.92457 | 0.90466
| Clothes Washer Elec WH_Com, E - HWat [unit w/ gas dry - Water Heater] | Small Retail | Water Heating | NC | 0.4 | 0.67039 | 0.77229 | 0.78198 | 0.74462 | 0.73941 | 0.73839 | 0.72591 | 0.73085 | 0.72914
| Clothes Washer Elec WH_Com, E - HWat [unit w/ gas dry - Water Heater] | Small Retail | Water Heating | REPL | 0.4 | 0.69538 | 0.87133 | 0.90165 | 0.90288 | 0.90529 | 0.89509 | 0.9161 | 0.92457 | 0.90466
| Clothes Washer Elec WH_Com, E - Appl [unit w/ propane dry - Washer] | Small Retail | Appliances | NC | 0.4 | 0.67039 | 0.77229 | 0.78198 | 0.74462 | 0.73941 | 0.73839 | 0.72591 | 0.73085 | 0.72914
| Clothes Washer Elec WH_Com, E - Appl [unit w/ propane dry - Washer] | Small Retail | Appliances | REPL | 0.4 | 0.69538 | 0.87133 | 0.90165 | 0.90288 | 0.90529 | 0.89509 | 0.9161 | 0.92457 | 0.90466
| Clothes Washer Elec WH_Com, P - Oth [unit w/ propane dry - Dryer] | Small Retail |  | NC | 0.4 | 0.66984 | 0.77216 | 0.7721 | 0.7366 | 0.70848 | 0.69592 | 0.69354 | 0.69194 | 0.68723
| Clothes Washer Elec WH_Com, P - Oth [unit w/ propane dry - Dryer] | Small Retail |  | REPL | 0.4 | 0.70598 | 0.84068 | 0.8708 | 0.86865 | 0.86116 | 0.8547 | 0.84794 | 0.8412 | 0.83398
| Clothes Washer Elec WH_Com, E - HWat [unit w/ propane dry - Water Heater] | Small Retail | Water Heating | NC | 0.4 | 0.67039 | 0.77229 | 0.78198 | 0.74462 | 0.73941 | 0.73839 | 0.72591 | 0.73085 | 0.72914
| Clothes Washer Elec WH_Com, E - HWat [unit w/ propane dry - Water Heater] | Small Retail | Water Heating | REPL | 0.4 | 0.69538 | 0.87133 | 0.90165 | 0.90288 | 0.90529 | 0.89509 | 0.9161 | 0.92457 | 0.90466
| Clothes Washer Gas WH_Com, E - Appl [unit w/ elec dry - Washer] | Small Retail | Appliances | NC | 0.4 | 0.67039 | 0.77229 | 0.78198 | 0.74462 | 0.73941 | 0.73839 | 0.72591 | 0.73085 | 0.72914
| Clothes Washer Gas WH_Com, E - Appl [unit w/ elec dry - Washer] | Small Retail | Appliances | REPL | 0.4 | 0.69538 | 0.87133 | 0.90165 | 0.90288 | 0.90529 | 0.89509 | 0.9161 | 0.92457 | 0.90466
| Clothes Washer Gas WH_Com, E - Appl [unit w/ elec dry - Dryer] | Small Retail | Appliances | NC | 0.4 | 0.67039 | 0.77229 | 0.78198 | 0.74462 | 0.73941 | 0.73839 | 0.72591 | 0.73085 | 0.72914
| Clothes Washer Gas WH_Com, E - Appl [unit w/ elec dry - Dryer] | Small Retail | Appliances | REPL | 0.4 | 0.69538 | 0.87133 | 0.90165 | 0.90288 | 0.90529 | 0.89509 | 0.9161 | 0.92457 | 0.90466
| Clothes Washer Gas WH_Com, G - HWat [unit w/ elec dry - Water Heater] | Small Retail |  | NC | 0.4 | 0.67701 | 0.78411 | 0.7866 | 0.75567 | 0.73347 | 0.72813 | 0.7342 | 0.7427 | 0.74771
| Clothes Washer Gas WH_Com, G - HWat [unit w/ elec dry - Water Heater] | Small Retail |  | REPL | 0.4 | 0.71354 | 0.85369 | 0.88714 | 0.89114 | 0.89153 | 0.89426 | 0.89765 | 0.9029 | 0.90738
| Clothes Washer Gas WH_Com, E - Appl [unit w/ gas dry - Washer] | Small Retail | Appliances | NC | 0.4 | 0.67039 | 0.77229 | 0.78198 | 0.74462 | 0.73941 | 0.73839 | 0.72591 | 0.73085 | 0.72914
| Clothes Washer Gas WH_Com, E - Appl [unit w/ gas dry - Washer] | Small Retail | Appliances | REPL | 0.4 | 0.69538 | 0.87133 | 0.90165 | 0.90288 | 0.90529 | 0.89509 | 0.9161 | 0.92457 | 0.90466
| Clothes Washer Gas WH_Com, G - HWat [unit w/ gas dry - Water Heater] | Small Retail |  | NC | 0.4 | 0.67701 | 0.78411 | 0.7866 | 0.75567 | 0.73347 | 0.72813 | 0.7342 | 0.7427 | 0.74771
| Clothes Washer Gas WH_Com, G - HWat [unit w/ gas dry - Water Heater] | Small Retail |  | REPL | 0.4 | 0.71354 | 0.85369 | 0.88714 | 0.89114 | 0.89153 | 0.89426 | 0.89765 | 0.9029 | 0.90738
| Clothes Washer Gas WH_Com, E - Appl [unit w/ propane dry - Washer] | Small Retail | Appliances | NC | 0.4 | 0.67039 | 0.77229 | 0.78198 | 0.74462 | 0.73941 | 0.73839 | 0.72591 | 0.73085 | 0.72914
| Clothes Washer Gas WH_Com, E - Appl [unit w/ propane dry - Washer] | Small Retail | Appliances | REPL | 0.4 | 0.69538 | 0.87133 | 0.90165 | 0.90288 | 0.90529 | 0.89509 | 0.9161 | 0.92457 | 0.90466
| Clothes Washer Gas WH_Com, P - Oth [unit w/ propane dry - Dryer] | Small Retail |  | NC | 0.4 | 0.66984 | 0.77216 | 0.7721 | 0.7366 | 0.70848 | 0.69592 | 0.69354 | 0.69194 | 0.68723
| Clothes Washer Gas WH_Com, P - Oth [unit w/ propane dry - Dryer] | Small Retail |  | REPL | 0.4 | 0.70598 | 0.84068 | 0.8708 | 0.86865 | 0.86116 | 0.8547 | 0.84794 | 0.8412 | 0.83398
| Clothes Washer Gas WH_Com, G - HWat [unit w/ propane dry - Water Heater] | Small Retail |  | NC | 0.4 | 0.67701 | 0.78411 | 0.7866 | 0.75567 | 0.73347 | 0.72813 | 0.7342 | 0.7427 | 0.74771
| Clothes Washer Gas WH_Com, G - HWat [unit w/ propane dry - Water Heater] | Small Retail |  | REPL | 0.4 | 0.71354 | 0.85369 | 0.88714 | 0.89114 | 0.89153 | 0.89426 | 0.89765 | 0.9029 | 0.90738
| Clothes Washer Oil WH_Com, E - Appl [unit w/ elec dry - Washer] | Small Retail | Appliances | NC | 0.4 | 0.67039 | 0.77229 | 0.78198 | 0.74462 | 0.73941 | 0.73839 | 0.72591 | 0.73085 | 0.72914
| Clothes Washer Oil WH_Com, E - Appl [unit w/ elec dry - Washer] | Small Retail | Appliances | REPL | 0.4 | 0.69538 | 0.87133 | 0.90165 | 0.90288 | 0.90529 | 0.89509 | 0.9161 | 0.92457 | 0.90466
| Clothes Washer Oil WH_Com, E - Appl [unit w/ elec dry - Dryer] | Small Retail | Appliances | NC | 0.4 | 0.67039 | 0.77229 | 0.78198 | 0.74462 | 0.73941 | 0.73839 | 0.72591 | 0.73085 | 0.72914
| Clothes Washer Oil WH_Com, E - Appl [unit w/ elec dry - Dryer] | Small Retail | Appliances | REPL | 0.4 | 0.69538 | 0.87133 | 0.90165 | 0.90288 | 0.90529 | 0.89509 | 0.9161 | 0.92457 | 0.90466
| Clothes Washer Oil WH_Com, O - HWat [unit w/ elec dry - Water Heater] | Small Retail |  | NC | 0.4 | 0.66984 | 0.77216 | 0.7721 | 0.7366 | 0.70848 | 0.69592 | 0.69354 | 0.69194 | 0.68723
| Clothes Washer Oil WH_Com, O - HWat [unit w/ elec dry - Water Heater] | Small Retail |  | REPL | 0.4 | 0.70598 | 0.84068 | 0.8708 | 0.86865 | 0.86116 | 0.8547 | 0.84794 | 0.8412 | 0.83398
| Clothes Washer Oil WH_Com, E - Appl [unit w/ gas dry - Washer] | Small Retail | Appliances | NC | 0.4 | 0.67039 | 0.77229 | 0.78198 | 0.74462 | 0.73941 | 0.73839 | 0.72591 | 0.73085 | 0.72914
| Clothes Washer Oil WH_Com, E - Appl [unit w/ gas dry - Washer] | Small Retail | Appliances | REPL | 0.4 | 0.69538 | 0.87133 | 0.90165 | 0.90288 | 0.90529 | 0.89509 | 0.9161 | 0.92457 | 0.90466
| Clothes Washer Oil WH_Com, O - HWat [unit w/ gas dry - Water Heater] | Small Retail |  | NC | 0.4 | 0.66984 | 0.77216 | 0.7721 | 0.7366 | 0.70848 | 0.69592 | 0.69354 | 0.69194 | 0.68723
| Clothes Washer Oil WH_Com, O - HWat [unit w/ gas dry - Water Heater] | Small Retail |  | REPL | 0.4 | 0.70598 | 0.84068 | 0.8708 | 0.86865 | 0.86116 | 0.8547 | 0.84794 | 0.8412 | 0.83398
| Clothes Washer Oil WH_Com, E - Appl [unit w/ propane dry - Washer] | Small Retail | Appliances | NC | 0.4 | 0.67039 | 0.77229 | 0.78198 | 0.74462 | 0.73941 | 0.73839 | 0.72591 | 0.73085 | 0.72914
| Clothes Washer Oil WH_Com, E - Appl [unit w/ propane dry - Washer] | Small Retail | Appliances | REPL | 0.4 | 0.69538 | 0.87133 | 0.90165 | 0.90288 | 0.90529 | 0.89509 | 0.9161 | 0.92457 | 0.90466
| Clothes Washer Oil WH_Com, P - Oth [unit w/ propane dry - Dryer] | Small Retail |  | NC | 0.4 | 0.66984 | 0.77216 | 0.7721 | 0.7366 | 0.70848 | 0.69592 | 0.69354 | 0.69194 | 0.68723
| Clothes Washer Oil WH_Com, P - Oth [unit w/ propane dry - Dryer] | Small Retail |  | REPL | 0.4 | 0.70598 | 0.84068 | 0.8708 | 0.86865 | 0.86116 | 0.8547 | 0.84794 | 0.8412 | 0.83398
| Clothes Washer Oil WH_Com, O - HWat [unit w/ propane dry - Water Heater] | Small Retail |  | NC | 0.4 | 0.66984 | 0.77216 | 0.7721 | 0.7366 | 0.70848 | 0.69592 | 0.69354 | 0.69194 | 0.68723
| Clothes Washer Oil WH_Com, O - HWat [unit w/ propane dry - Water Heater] | Small Retail |  | REPL | 0.4 | 0.70598 | 0.84068 | 0.8708 | 0.86865 | 0.86116 | 0.8547 | 0.84794 | 0.8412 | 0.83398
| Clothes Washer Propane WH_Com, E - Appl [unit w/ elec dry - Washer] | Small Retail | Appliances | NC | 0.4 | 0.67039 | 0.77229 | 0.78198 | 0.74462 | 0.73941 | 0.73839 | 0.72591 | 0.73085 | 0.72914
| Clothes Washer Propane WH_Com, E - Appl [unit w/ elec dry - Washer] | Small Retail | Appliances | REPL | 0.4 | 0.69538 | 0.87133 | 0.90165 | 0.90288 | 0.90529 | 0.89509 | 0.9161 | 0.92457 | 0.90466
| Clothes Washer Propane WH_Com, E - Appl [unit w/ elec dry - Dryer] | Small Retail | Appliances | NC | 0.4 | 0.67039 | 0.77229 | 0.78198 | 0.74462 | 0.73941 | 0.73839 | 0.72591 | 0.73085 | 0.72914
| Clothes Washer Propane WH_Com, E - Appl [unit w/ elec dry - Dryer] | Small Retail | Appliances | REPL | 0.4 | 0.69538 | 0.87133 | 0.90165 | 0.90288 | 0.90529 | 0.89509 | 0.9161 | 0.92457 | 0.90466
| Clothes Washer Propane WH_Com, P - HWat [unit w/ elec dry - Water Heater] | Small Retail |  | NC | 0.4 | 0.66984 | 0.77216 | 0.7721 | 0.7366 | 0.70848 | 0.69592 | 0.69354 | 0.69194 | 0.68723
| Clothes Washer Propane WH_Com, P - HWat [unit w/ elec dry - Water Heater] | Small Retail |  | REPL | 0.4 | 0.70598 | 0.84068 | 0.8708 | 0.86865 | 0.86116 | 0.8547 | 0.84794 | 0.8412 | 0.83398
| Clothes Washer Propane WH_Com, E - Appl [unit w/ gas dry - Washer] | Small Retail | Appliances | NC | 0.4 | 0.67039 | 0.77229 | 0.78198 | 0.74462 | 0.73941 | 0.73839 | 0.72591 | 0.73085 | 0.72914
| Clothes Washer Propane WH_Com, E - Appl [unit w/ gas dry - Washer] | Small Retail | Appliances | REPL | 0.4 | 0.69538 | 0.87133 | 0.90165 | 0.90288 | 0.90529 | 0.89509 | 0.9161 | 0.92457 | 0.90466
| Clothes Washer Propane WH_Com, P - HWat [unit w/ gas dry - Water Heater] | Small Retail |  | NC | 0.4 | 0.66984 | 0.77216 | 0.7721 | 0.7366 | 0.70848 | 0.69592 | 0.69354 | 0.69194 | 0.68723
| Clothes Washer Propane WH_Com, P - HWat [unit w/ gas dry - Water Heater] | Small Retail |  | REPL | 0.4 | 0.70598 | 0.84068 | 0.8708 | 0.86865 | 0.86116 | 0.8547 | 0.84794 | 0.8412 | 0.83398
| Clothes Washer Propane WH_Com, E - Appl [unit w/ propane dry - Washer] | Small Retail | Appliances | NC | 0.4 | 0.67039 | 0.77229 | 0.78198 | 0.74462 | 0.73941 | 0.73839 | 0.72591 | 0.73085 | 0.72914
| Clothes Washer Propane WH_Com, E - Appl [unit w/ propane dry - Washer] | Small Retail | Appliances | REPL | 0.4 | 0.69538 | 0.87133 | 0.90165 | 0.90288 | 0.90529 | 0.89509 | 0.9161 | 0.92457 | 0.90466
| Clothes Washer Propane WH_Com, P - Oth [unit w/ propane dry - Dryer] | Small Retail |  | NC | 0.4 | 0.66984 | 0.77216 | 0.7721 | 0.7366 | 0.70848 | 0.69592 | 0.69354 | 0.69194 | 0.68723
| Clothes Washer Propane WH_Com, P - Oth [unit w/ propane dry - Dryer] | Small Retail |  | REPL | 0.4 | 0.70598 | 0.84068 | 0.8708 | 0.86865 | 0.86116 | 0.8547 | 0.84794 | 0.8412 | 0.83398
| Clothes Washer Propane WH_Com, P - HWat [unit w/ propane dry - Water Heater] | Small Retail |  | NC | 0.4 | 0.66984 | 0.77216 | 0.7721 | 0.7366 | 0.70848 | 0.69592 | 0.69354 | 0.69194 | 0.68723
| Clothes Washer Propane WH_Com, P - HWat [unit w/ propane dry - Water Heater] | Small Retail |  | REPL | 0.4 | 0.70598 | 0.84068 | 0.8708 | 0.86865 | 0.86116 | 0.8547 | 0.84794 | 0.8412 | 0.83398
| Dishwasher_Com, E - Appl [Building w elec WH] | Small Retail | Appliances | NC | 0.4 | 0.67039 | 0.77229 | 0.78198 | 0.74462 | 0.73941 | 0.73839 | 0.71865 | 0.7163 | 0.70748
| Dishwasher_Com, E - Appl [Building w elec WH] | Small Retail | Appliances | REPL | 0.4 | 0.69538 | 0.87133 | 0.90165 | 0.90288 | 0.90529 | 0.89509 | 0.9161 | 0.92457 | 0.90466
| Dishwasher_Com, E - HWat [Building w elec WH] | Small Retail | Water Heating | NC | 0.4 | 0.67039 | 0.77229 | 0.78198 | 0.74462 | 0.73941 | 0.73839 | 0.71865 | 0.7163 | 0.70748
| Dishwasher_Com, E - HWat [Building w elec WH] | Small Retail | Water Heating | REPL | 0.4 | 0.69538 | 0.87133 | 0.90165 | 0.90288 | 0.90529 | 0.89509 | 0.9161 | 0.92457 | 0.90466
| Dishwasher_Com, E - Appl [Building w gas WH] | Small Retail | Appliances | NC | 0.4 | 0.67039 | 0.77229 | 0.78198 | 0.74462 | 0.73941 | 0.73839 | 0.71865 | 0.7163 | 0.70748
| Dishwasher_Com, E - Appl [Building w gas WH] | Small Retail | Appliances | REPL | 0.4 | 0.69538 | 0.87133 | 0.90165 | 0.90288 | 0.90529 | 0.89509 | 0.9161 | 0.92457 | 0.90466
| Dishwasher_Com, G - HWat [Building w gas WH] | Small Retail |  | NC | 0.4 | 0.67701 | 0.78411 | 0.7866 | 0.75567 | 0.73347 | 0.72813 | 0.72686 | 0.72792 | 0.7255
| Dishwasher_Com, G - HWat [Building w gas WH] | Small Retail |  | REPL | 0.4 | 0.71354 | 0.85369 | 0.88714 | 0.89114 | 0.89153 | 0.89426 | 0.89765 | 0.9029 | 0.90738
| Dishwasher_Com, E - Appl [Building w oil WH] | Small Retail | Appliances | NC | 0.4 | 0.67039 | 0.77229 | 0.78198 | 0.74462 | 0.73941 | 0.73839 | 0.71865 | 0.7163 | 0.70748
| Dishwasher_Com, E - Appl [Building w oil WH] | Small Retail | Appliances | REPL | 0.4 | 0.69538 | 0.87133 | 0.90165 | 0.90288 | 0.90529 | 0.89509 | 0.9161 | 0.92457 | 0.90466
| Dishwasher_Com, O - HWat [Building w oil WH] | Small Retail |  | NC | 0.4 | 0.66984 | 0.77216 | 0.7721 | 0.7366 | 0.70848 | 0.69592 | 0.68661 | 0.67817 | 0.66682
| Dishwasher_Com, O - HWat [Building w oil WH] | Small Retail |  | REPL | 0.4 | 0.70598 | 0.84068 | 0.8708 | 0.86865 | 0.86116 | 0.8547 | 0.84794 | 0.8412 | 0.83398
| Dishwasher_Com, E - Appl [Building w propane WH] | Small Retail | Appliances | NC | 0.4 | 0.67039 | 0.77229 | 0.78198 | 0.74462 | 0.73941 | 0.73839 | 0.71865 | 0.7163 | 0.70748
| Dishwasher_Com, E - Appl [Building w propane WH] | Small Retail | Appliances | REPL | 0.4 | 0.69538 | 0.87133 | 0.90165 | 0.90288 | 0.90529 | 0.89509 | 0.9161 | 0.92457 | 0.90466
| Dishwasher_Com, P - HWat [Building w propane WH] | Small Retail |  | NC | 0.4 | 0.66984 | 0.77216 | 0.7721 | 0.7366 | 0.70848 | 0.69592 | 0.68661 | 0.67817 | 0.66682
| Dishwasher_Com, P - HWat [Building w propane WH] | Small Retail |  | REPL | 0.4 | 0.70598 | 0.84068 | 0.8708 | 0.86865 | 0.86116 | 0.8547 | 0.84794 | 0.8412 | 0.83398
| Faucet Aerator_Com, E - HWat | Small Retail | Water Heating | RET | 0.03 | 0.042641 | 0.049659 | 0.050396 | 0.05016 | 0.050294 | 0.049727 | 0.050895 | 0.051365 | 0.050259
| Faucet Aerator_Com, G - HWat | Small Retail |  | RET | 0.03 | 0.043755 | 0.048654 | 0.049586 | 0.049508 | 0.04953 | 0.049681 | 0.04987 | 0.050161 | 0.05041
| Faucet Aerator_Com, O - HWat | Small Retail |  | RET | 0.03 | 0.043291 | 0.047913 | 0.048672 | 0.048258 | 0.047842 | 0.047483 | 0.047108 | 0.046733 | 0.046332
| Faucet Aerator_Com, P - HWat | Small Retail |  | RET | 0.03 | 0.043291 | 0.047913 | 0.048672 | 0.048258 | 0.047842 | 0.047483 | 0.047108 | 0.046733 | 0.046332
| Pre Rinse Sprayers_Com, E - HWat | Small Retail | Water Heating | RET | 0.03 | 0.042641 | 0.049659 | 0.050396 | 0.05016 | 0.050294 | 0.049727 | 0.050895 | 0.051365 | 0.050259
| Pre Rinse Sprayers_Com, G - HWat | Small Retail |  | RET | 0.03 | 0.043755 | 0.048654 | 0.049586 | 0.049508 | 0.04953 | 0.049681 | 0.04987 | 0.050161 | 0.05041
| Pre Rinse Sprayers_Com, O - HWat | Small Retail |  | RET | 0.03 | 0.043291 | 0.047913 | 0.048672 | 0.048258 | 0.047842 | 0.047483 | 0.047108 | 0.046733 | 0.046332
| Pre Rinse Sprayers_Com, P - HWat | Small Retail |  | RET | 0.03 | 0.043291 | 0.047913 | 0.048672 | 0.048258 | 0.047842 | 0.047483 | 0.047108 | 0.046733 | 0.046332
| Heat Pump Water Heater_Com, E - HWat | Small Retail | Water Heating | NC | 0.2 | 0.40942 | 0.58382 | 0.6566 | 0.65237 | 0.65725 | 0.65635 | 0.6388 | 0.63671 | 0.62888
| Heat Pump Water Heater_Com, E - HWat | Small Retail | Water Heating | RET | 0.01 | 0.025567 | 0.040813 | 0.044708 | 0.044048 | 0.04277 | 0.040734 | 0.040177 | 0.039096 | 0.036901
| Heat Pump Water Heater_Com, E - HWat | Small Retail | Water Heating | REPL | 0.2 | 0.40917 | 0.6073 | 0.66178 | 0.6521 | 0.6312 | 0.59226 | 0.57359 | 0.54602 | 0.50209
| FF Storage Water Heater_Com, G - HWat | Small Retail |  | NC | 0.3 | 0.51453 | 0.64713 | 0.68005 | 0.66803 | 0.65197 | 0.64722 | 0.6461 | 0.64704 | 0.64489
| FF Storage Water Heater_Com, G - HWat | Small Retail |  | RET | 0.01 | 0.026311 | 0.040416 | 0.045013 | 0.045128 | 0.043855 | 0.042487 | 0.044704 | 0.046963 | 0.049135
| FF Storage Water Heater_Com, G - HWat | Small Retail |  | REPL | 0.3 | 0.52248 | 0.64959 | 0.67042 | 0.64943 | 0.61368 | 0.57581 | 0.5943 | 0.61418 | 0.63372
| FF Storage Water Heater_Com, O - HWat | Small Retail |  | NC | 0.3 | 0.50908 | 0.63727 | 0.66751 | 0.65117 | 0.62976 | 0.61859 | 0.61032 | 0.60282 | 0.59273
| FF Storage Water Heater_Com, O - HWat | Small Retail |  | RET | 0.01 | 0.026032 | 0.0398 | 0.044183 | 0.043989 | 0.042361 | 0.040607 | 0.042229 | 0.043754 | 0.045161
| FF Storage Water Heater_Com, O - HWat | Small Retail |  | REPL | 0.3 | 0.51695 | 0.63969 | 0.65806 | 0.63305 | 0.59277 | 0.55034 | 0.56139 | 0.57221 | 0.58246
| FF Storage Water Heater_Com, P - HWat | Small Retail |  | NC | 0.3 | 0.50908 | 0.63727 | 0.66751 | 0.65117 | 0.62976 | 0.61859 | 0.61032 | 0.60282 | 0.59273
| FF Storage Water Heater_Com, P - HWat | Small Retail |  | RET | 0.01 | 0.026032 | 0.0398 | 0.044183 | 0.043989 | 0.042361 | 0.040607 | 0.042229 | 0.043754 | 0.045161
| FF Storage Water Heater_Com, P - HWat | Small Retail |  | REPL | 0.3 | 0.51695 | 0.63969 | 0.65806 | 0.63305 | 0.59277 | 0.55034 | 0.56139 | 0.57221 | 0.58246
| FF Instantaneous Water Heater_Com, G - HWat | Small Retail |  | NC | 0.3 | 0.44162 | 0.54009 | 0.576 | 0.57474 | 0.56788 | 0.56632 | 0.56533 | 0.56616 | 0.56428
| FF Instantaneous Water Heater_Com, G - HWat | Small Retail |  | RET | 0.01 | 0.023713 | 0.037194 | 0.043419 | 0.04469 | 0.044061 | 0.042747 | 0.041444 | 0.040262 | 0.03908
| FF Instantaneous Water Heater_Com, G - HWat | Small Retail |  | REPL | 0.3 | 0.44967 | 0.54567 | 0.57297 | 0.5646 | 0.54053 | 0.50989 | 0.47691 | 0.44459 | 0.41151
| FF Instantaneous Water Heater_Com, O - HWat | Small Retail |  | NC | 0.3 | 0.43694 | 0.53186 | 0.56539 | 0.56024 | 0.54853 | 0.54127 | 0.53403 | 0.52747 | 0.51864
| FF Instantaneous Water Heater_Com, O - HWat | Small Retail |  | RET | 0.01 | 0.023462 | 0.036627 | 0.042619 | 0.043562 | 0.042559 | 0.040856 | 0.039149 | 0.037511 | 0.035919
| FF Instantaneous Water Heater_Com, O - HWat | Small Retail |  | REPL | 0.3 | 0.44491 | 0.53735 | 0.56241 | 0.55035 | 0.52211 | 0.48733 | 0.4505 | 0.41421 | 0.37822
| FF Instantaneous Water Heater_Com, P - HWat | Small Retail |  | NC | 0.3 | 0.43694 | 0.53186 | 0.56539 | 0.56024 | 0.54853 | 0.54127 | 0.53403 | 0.52747 | 0.51864
| FF Instantaneous Water Heater_Com, P - HWat | Small Retail |  | RET | 0.01 | 0.023462 | 0.036627 | 0.042619 | 0.043562 | 0.042559 | 0.040856 | 0.039149 | 0.037511 | 0.035919
| FF Instantaneous Water Heater_Com, P - HWat | Small Retail |  | REPL | 0.3 | 0.44491 | 0.53735 | 0.56241 | 0.55035 | 0.52211 | 0.48733 | 0.4505 | 0.41421 | 0.37822
| Clothes Dryer_Com, E - Appl | Small Retail | Appliances | NC | 0.4 | 0.67039 | 0.77229 | 0.78198 | 0.74462 | 0.73941 | 0.73839 | 0.71865 | 0.7163 | 0.70748
| Clothes Dryer_Com, E - Appl | Small Retail | Appliances | RET | 0 | 0.011162 | 0.031052 | 0.042755 | 0.04503 | 0.044111 | 0.041538 | 0.041078 | 0.040078 | 0.037929
| Clothes Dryer_Com, E - Appl | Small Retail | Appliances | REPL | 0.4 | 0.68741 | 0.83451 | 0.82373 | 0.78079 | 0.73761 | 0.68455 | 0.66538 | 0.63597 | 0.58747
| Clothes Dryer_Com, P - Oth | Small Retail |  | NC | 0.4 | 0.66984 | 0.77216 | 0.7721 | 0.7366 | 0.70848 | 0.69592 | 0.68661 | 0.67817 | 0.66682
| Clothes Dryer_Com, P - Oth | Small Retail |  | RET | 0 | 0.011332 | 0.02996 | 0.041292 | 0.043322 | 0.04196 | 0.039664 | 0.038022 | 0.036464 | 0.034966
| Clothes Dryer_Com, P - Oth | Small Retail |  | REPL | 0.4 | 0.69789 | 0.80515 | 0.79554 | 0.75119 | 0.70165 | 0.65366 | 0.61587 | 0.57862 | 0.54158
| Pnemautic to DDC_Com, E - TotE [Building w Elec Heat] | Small Retail | Total Electric | RET | 0 | 0.0019198 | 0.0061834 | 0.013576 | 0.024102 | 0.035153 | 0.042819 | 0.048563 | 0.051365 | 0.050259
| Pnemautic to DDC_Com, E - TotE [Building w Gas Heat] | Small Retail | Total Electric | RET | 0 | 0.0019198 | 0.0061834 | 0.013576 | 0.024102 | 0.035153 | 0.042819 | 0.048563 | 0.051365 | 0.050259
| Pnemautic to DDC_Com, G - TotF [Building w Gas Heat] | Small Retail |  | RET | 0 | 0.00197 | 0.0060582 | 0.013358 | 0.023788 | 0.034619 | 0.042779 | 0.047585 | 0.050161 | 0.05041
| Pnemautic to DDC_Com, E - TotE [Building w Oil Heat] | Small Retail | Total Electric | RET | 0 | 0.0019198 | 0.0061834 | 0.013576 | 0.024102 | 0.035153 | 0.042819 | 0.048563 | 0.051365 | 0.050259
| Pnemautic to DDC_Com, O - TotF [Building w Oil Heat] | Small Retail |  | RET | 0 | 0.0019491 | 0.0059659 | 0.013112 | 0.023188 | 0.033439 | 0.040886 | 0.04495 | 0.046733 | 0.046332
| Pnemautic to DDC_Com, E - TotE [Building w Propane Heat] | Small Retail | Total Electric | RET | 0 | 0.0019198 | 0.0061834 | 0.013576 | 0.024102 | 0.035153 | 0.042819 | 0.048563 | 0.051365 | 0.050259
| Pnemautic to DDC_Com, P - TotF [Building w Propane Heat] | Small Retail |  | RET | 0 | 0.0019491 | 0.0059659 | 0.013112 | 0.023188 | 0.033439 | 0.040886 | 0.04495 | 0.046733 | 0.046332
| RCx_Com, E - TotE [Building w Elec Heat] | Small Retail | Total Electric | RET | 0.01 | 0.0146 | 0.020392 | 0.02521 | 0.030096 | 0.030176 | 0.029836 | 0.030537 | 0.030819 | 0.030155
| RCx_Com, E - TotE [Building w Gas Heat] | Small Retail | Total Electric | RET | 0.01 | 0.0146 | 0.020392 | 0.02521 | 0.030096 | 0.030176 | 0.029836 | 0.030537 | 0.030819 | 0.030155
| RCx_Com, G - TotF [Building w Gas Heat] | Small Retail |  | RET | 0.01 | 0.014981 | 0.019979 | 0.024804 | 0.029705 | 0.029718 | 0.029809 | 0.029922 | 0.030097 | 0.030246
| RCx_Com, E - TotE [Building w Oil Heat] | Small Retail | Total Electric | RET | 0.01 | 0.0146 | 0.020392 | 0.02521 | 0.030096 | 0.030176 | 0.029836 | 0.030537 | 0.030819 | 0.030155
| RCx_Com, O - TotF [Building w Oil Heat] | Small Retail |  | RET | 0.01 | 0.014822 | 0.019675 | 0.024347 | 0.028955 | 0.028705 | 0.02849 | 0.028265 | 0.02804 | 0.027799
| RCx_Com, E - TotE [Building w Propane Heat] | Small Retail | Total Electric | RET | 0.01 | 0.0146 | 0.020392 | 0.02521 | 0.030096 | 0.030176 | 0.029836 | 0.030537 | 0.030819 | 0.030155
| RCx_Com, P - TotF [Building w Propane Heat] | Small Retail |  | RET | 0.01 | 0.014822 | 0.019675 | 0.024347 | 0.028955 | 0.028705 | 0.02849 | 0.028265 | 0.02804 | 0.027799
| Commissioning_Com, E - TotE [Building w Elec Heat] | Small Retail | Total Electric | NC | 0.15 | 0.19987 | 0.2482 | 0.28438 | 0.29862 | 0.31524 | 0.32591 | 0.3194 | 0.32157 | 0.32082
| Commissioning_Com, E - TotE [Building w Gas Heat] | Small Retail | Total Electric | NC | 0.15 | 0.19987 | 0.2482 | 0.28438 | 0.29862 | 0.31524 | 0.32591 | 0.3194 | 0.32157 | 0.32082
| Commissioning_Com, G - TotF [Building w Gas Heat] | Small Retail |  | NC | 0.15 | 0.20185 | 0.25199 | 0.28606 | 0.30306 | 0.31271 | 0.32138 | 0.32305 | 0.32679 | 0.32899
| Commissioning_Com, E - TotE [Building w Oil Heat] | Small Retail | Total Electric | NC | 0.15 | 0.19987 | 0.2482 | 0.28438 | 0.29862 | 0.31524 | 0.32591 | 0.3194 | 0.32157 | 0.32082
| Commissioning_Com, O - TotF [Building w Oil Heat] | Small Retail |  | NC | 0.15 | 0.19971 | 0.24815 | 0.28079 | 0.29541 | 0.30205 | 0.30716 | 0.30516 | 0.30445 | 0.30238
| Commissioning_Com, E - TotE [Building w Propane Heat] | Small Retail | Total Electric | NC | 0.15 | 0.19987 | 0.2482 | 0.28438 | 0.29862 | 0.31524 | 0.32591 | 0.3194 | 0.32157 | 0.32082
| Commissioning_Com, P - TotF [Building w Propane Heat] | Small Retail |  | NC | 0.15 | 0.19971 | 0.24815 | 0.28079 | 0.29541 | 0.30205 | 0.30716 | 0.30516 | 0.30445 | 0.30238
| Integrated Building Design_Com, E - TotE [Building w Elec Heat] | Small Retail | Total Electric | NC | 0.07 | 0.10789 | 0.15658 | 0.20737 | 0.24441 | 0.27968 | 0.30429 | 0.31118 | 0.31836 | 0.31444
| Integrated Building Design_Com, E - TotE [Building w Gas Heat] | Small Retail | Total Electric | NC | 0.07 | 0.10789 | 0.15658 | 0.20737 | 0.24441 | 0.27968 | 0.30429 | 0.31118 | 0.31836 | 0.31444
| Integrated Building Design_Com, G - TotF [Building w Gas Heat] | Small Retail |  | NC | 0.07 | 0.10896 | 0.15897 | 0.20859 | 0.24804 | 0.27744 | 0.30006 | 0.31474 | 0.32352 | 0.32245
| Integrated Building Design_Com, E - TotE [Building w Oil Heat] | Small Retail | Total Electric | NC | 0.07 | 0.10789 | 0.15658 | 0.20737 | 0.24441 | 0.27968 | 0.30429 | 0.31118 | 0.31836 | 0.31444
| Integrated Building Design_Com, O - TotF [Building w Oil Heat] | Small Retail |  | NC | 0.07 | 0.1078 | 0.15655 | 0.20475 | 0.24178 | 0.26798 | 0.28679 | 0.29731 | 0.30141 | 0.29636
| Integrated Building Design_Com, E - TotE [Building w Propane Heat] | Small Retail | Total Electric | NC | 0.07 | 0.10789 | 0.15658 | 0.20737 | 0.24441 | 0.27968 | 0.30429 | 0.31118 | 0.31836 | 0.31444
| Integrated Building Design_Com, P - TotF [Building w Propane Heat] | Small Retail |  | NC | 0.07 | 0.1078 | 0.15655 | 0.20475 | 0.24178 | 0.26798 | 0.28679 | 0.29731 | 0.30141 | 0.29636
| Deep Energy Retrofit_Com, E - TotE [Building w Elec Heat] | Small Retail | Total Electric | RET | 0.005 | 0.010819 | 0.021339 | 0.032616 | 0.04169 | 0.047317 | 0.049462 | 0.050895 | 0.051365 | 0.050259
| Deep Energy Retrofit_Com, E - TotE [Building w Gas Heat] | Small Retail | Total Electric | RET | 0.005 | 0.010819 | 0.021339 | 0.032616 | 0.04169 | 0.047317 | 0.049462 | 0.050895 | 0.051365 | 0.050259
| Deep Energy Retrofit_Com, G - TotF [Building w Gas Heat] | Small Retail |  | RET | 0.005 | 0.011102 | 0.020907 | 0.032091 | 0.041148 | 0.046598 | 0.049416 | 0.04987 | 0.050161 | 0.05041
| Deep Energy Retrofit_Com, E - TotE [Building w Oil Heat] | Small Retail | Total Electric | RET | 0.005 | 0.010819 | 0.021339 | 0.032616 | 0.04169 | 0.047317 | 0.049462 | 0.050895 | 0.051365 | 0.050259
| Deep Energy Retrofit_Com, O - TotF [Building w Oil Heat] | Small Retail |  | RET | 0.005 | 0.010984 | 0.020589 | 0.0315 | 0.04011 | 0.04501 | 0.04723 | 0.047108 | 0.046733 | 0.046332
| Deep Energy Retrofit_Com, E - TotE [Building w Propane Heat] | Small Retail | Total Electric | RET | 0.005 | 0.010819 | 0.021339 | 0.032616 | 0.04169 | 0.047317 | 0.049462 | 0.050895 | 0.051365 | 0.050259
| Deep Energy Retrofit_Com, P - TotF [Building w Propane Heat] | Small Retail |  | RET | 0.005 | 0.010984 | 0.020589 | 0.0315 | 0.04011 | 0.04501 | 0.04723 | 0.047108 | 0.046733 | 0.046332
| EMS_Com, E - TotE [Building w Elec Heat] | Small Retail | Total Electric | NC | 0.07 | 0.072964 | 0.085756 | 0.11043 | 0.13897 | 0.16834 | 0.18669 | 0.19042 | 0.1935 | 0.19259
| EMS_Com, E - TotE [Building w Elec Heat] | Small Retail | Total Electric | RET | 0.0035 | 0.0049651 | 0.0094204 | 0.016506 | 0.023041 | 0.026521 | 0.027456 | 0.028501 | 0.028765 | 0.028145
| EMS_Com, E - TotE [Building w Gas Heat] | Small Retail | Total Electric | NC | 0.07 | 0.072964 | 0.085756 | 0.11043 | 0.13897 | 0.16834 | 0.18669 | 0.19042 | 0.1935 | 0.19259
| EMS_Com, E - TotE [Building w Gas Heat] | Small Retail | Total Electric | RET | 0.0035 | 0.0049651 | 0.0094204 | 0.016506 | 0.023041 | 0.026521 | 0.027456 | 0.028501 | 0.028765 | 0.028145
| EMS_Com, G - TotF [Building w Gas Heat] | Small Retail |  | NC | 0.07 | 0.073684 | 0.087068 | 0.11108 | 0.14104 | 0.16699 | 0.1841 | 0.1926 | 0.19664 | 0.1975
| EMS_Com, G - TotF [Building w Gas Heat] | Small Retail |  | RET | 0.0035 | 0.0050947 | 0.0092297 | 0.016241 | 0.022741 | 0.026118 | 0.02743 | 0.027927 | 0.02809 | 0.02823
| EMS_Com, E - TotE [Building w Oil Heat] | Small Retail | Total Electric | NC | 0.07 | 0.072964 | 0.085756 | 0.11043 | 0.13897 | 0.16834 | 0.18669 | 0.19042 | 0.1935 | 0.19259
| EMS_Com, E - TotE [Building w Oil Heat] | Small Retail | Total Electric | RET | 0.0035 | 0.0049651 | 0.0094204 | 0.016506 | 0.023041 | 0.026521 | 0.027456 | 0.028501 | 0.028765 | 0.028145
| EMS_Com, O - TotF [Building w Oil Heat] | Small Retail |  | NC | 0.07 | 0.072904 | 0.085741 | 0.10903 | 0.13748 | 0.1613 | 0.17596 | 0.18193 | 0.1832 | 0.18152
| EMS_Com, O - TotF [Building w Oil Heat] | Small Retail |  | RET | 0.0035 | 0.0050407 | 0.009089 | 0.015941 | 0.022167 | 0.025228 | 0.026217 | 0.02638 | 0.026171 | 0.025946
| EMS_Com, E - TotE [Building w Propane Heat] | Small Retail | Total Electric | NC | 0.07 | 0.072964 | 0.085756 | 0.11043 | 0.13897 | 0.16834 | 0.18669 | 0.19042 | 0.1935 | 0.19259
| EMS_Com, E - TotE [Building w Propane Heat] | Small Retail | Total Electric | RET | 0.0035 | 0.0049651 | 0.0094204 | 0.016506 | 0.023041 | 0.026521 | 0.027456 | 0.028501 | 0.028765 | 0.028145
| EMS_Com, P - TotF [Building w Propane Heat] | Small Retail |  | NC | 0.07 | 0.072904 | 0.085741 | 0.10903 | 0.13748 | 0.1613 | 0.17596 | 0.18193 | 0.1832 | 0.18152
| EMS_Com, P - TotF [Building w Propane Heat] | Small Retail |  | RET | 0.0035 | 0.0050407 | 0.009089 | 0.015941 | 0.022167 | 0.025228 | 0.026217 | 0.02638 | 0.026171 | 0.025946
| VFDs on HVAC Pumps_Com, E - Oth | Small Retail | Other | RET | 0.005 | 0.017311 | 0.035982 | 0.04605 | 0.049286 | 0.050294 | 0.049727 | 0.050895 | 0.051365 | 0.050259
| ECM Circulators_Com, E - Oth | Small Retail | Other | RET | 0.01 | 0.025818 | 0.042301 | 0.048281 | 0.049885 | 0.050294 | 0.049727 | 0.050895 | 0.051365 | 0.050259
| Motors_Com, E - Oth | Small Retail | Other | NC | 0.3 | 0.5095 | 0.63738 | 0.67605 | 0.65826 | 0.65725 | 0.65635 | 0.6388 | 0.63671 | 0.62888
| Motors_Com, E - Oth | Small Retail | Other | RET | 0.005 | 0.017225 | 0.035173 | 0.043442 | 0.044393 | 0.043098 | 0.040503 | 0.039515 | 0.03802 | 0.035472
| Motors_Com, E - Oth | Small Retail | Other | REPL | 0.3 | 0.51645 | 0.67735 | 0.69864 | 0.67615 | 0.64146 | 0.59444 | 0.56949 | 0.53549 | 0.48554
| Ext Area Ltg_Com, E - ExtL | Small Retail | Exterior Lighting | NC | 0.16 | 0.26816 | 0.30892 | 0.31279 | 0.29785 | 0.29576 | 0.29536 | 0.28746 | 0.28652 | 0.28299
| Ext Area Ltg_Com, E - ExtL | Small Retail | Exterior Lighting | RET | 0.02 | 0.036839 | 0.046535 | 0.047385 | 0.046386 | 0.050294 | 0.049727 | 0.050895 | 0.051365 | 0.050259
| Ext Area Ltg_Com, E - ExtL | Small Retail | Exterior Lighting | REPL | 0.16 | 0.26196 | 0.31185 | 0.30483 | 0.28719 | 0.32472 | 0.35741 | 0.36644 | 0.36983 | 0.36186
| Street Ltg_Com, E - ExtL | Small Retail | Exterior Lighting | NC | 0.246 | 0.35859 | 0.4362 | 0.46955 | 0.46439 | 0.46943 | 0.47093 | 0.45834 | 0.45684 | 0.45122
| Street Ltg_Com, E - ExtL | Small Retail | Exterior Lighting | RET | 0.02 | 0.033763 | 0.044243 | 0.04651 | 0.046343 | 0.050294 | 0.049727 | 0.050895 | 0.051365 | 0.050259
| Street Ltg_Com, E - ExtL | Small Retail | Exterior Lighting | REPL | 0.246 | 0.35149 | 0.44309 | 0.4612 | 0.45164 | 0.51933 | 0.57087 | 0.58427 | 0.58967 | 0.57697
| Ext Ltg Ctrls_Com, E - ExtL | Small Retail | Exterior Lighting | RET | 0.02 | 0.036139 | 0.047284 | 0.049739 | 0.05016 | 0.050294 | 0.049727 | 0.050895 | 0.051365 | 0.050259
| Ext Ltg Dsgn_Com, E - ExtL | Small Retail | Exterior Lighting | NC | 0.013 | 0.027537 | 0.04613 | 0.061414 | 0.067815 | 0.071987 | 0.073864 | 0.072663 | 0.072426 | 0.071535
| Ext Ltg Dsgn_Com, E - ExtL | Small Retail | Exterior Lighting | REPL | 0.013 | 0.028564 | 0.052045 | 0.070812 | 0.082228 | 0.088137 | 0.08954 | 0.092628 | 0.093485 | 0.091471
| Int Ltg Ctrls_Com, E - IntL [No Heat] | Small Retail | Interior Lighting | RET | 0.03 | 0.04217 | 0.0494 | 0.050293 | 0.05016 | 0.050294 | 0.049727 | 0.050895 | 0.051365 | 0.050259
| Int Ltg Ctrls_Com, E - IntL [Electric Heat] | Small Retail | Interior Lighting | RET | 0.03 | 0.04217 | 0.0494 | 0.050293 | 0.05016 | 0.050294 | 0.049727 | 0.050895 | 0.051365 | 0.050259
| Int Ltg Ctrls_Com, E/G - IntL | Small Retail | Interior Lighting | RET | 0.03 | 0.04217 | 0.0494 | 0.050293 | 0.05016 | 0.050294 | 0.049727 | 0.050895 | 0.051365 | 0.050259
| Int Ltg Ctrls_Com, E/O - IntL | Small Retail | Interior Lighting | RET | 0.03 | 0.04217 | 0.0494 | 0.050293 | 0.05016 | 0.050294 | 0.049727 | 0.050895 | 0.051365 | 0.050259
| Int Ltg Ctrls_Com, E/P - IntL | Small Retail | Interior Lighting | RET | 0.03 | 0.04217 | 0.0494 | 0.050293 | 0.05016 | 0.050294 | 0.049727 | 0.050895 | 0.051365 | 0.050259
| Exit Sign RetFit_Com, E - IntL [No Heat] | Small Retail | Interior Lighting | RET | 0.03 | 0.04217 | 0.0494 | 0.050293 | 0.05016 | 0.050294 | 0.049727 | 0.050895 | 0.051365 | 0.050259
| Exit Sign RetFit_Com, E - IntL [Electric Heat] | Small Retail | Interior Lighting | RET | 0.03 | 0.04217 | 0.0494 | 0.050293 | 0.05016 | 0.050294 | 0.049727 | 0.050895 | 0.051365 | 0.050259
| Exit Sign RetFit_Com, E/G - IntL | Small Retail | Interior Lighting | RET | 0.03 | 0.04217 | 0.0494 | 0.050293 | 0.05016 | 0.050294 | 0.049727 | 0.050895 | 0.051365 | 0.050259
| Exit Sign RetFit_Com, E/O - IntL | Small Retail | Interior Lighting | RET | 0.03 | 0.04217 | 0.0494 | 0.050293 | 0.05016 | 0.050294 | 0.049727 | 0.050895 | 0.051365 | 0.050259
| Exit Sign RetFit_Com, E/P - IntL | Small Retail | Interior Lighting | RET | 0.03 | 0.04217 | 0.0494 | 0.050293 | 0.05016 | 0.050294 | 0.049727 | 0.050895 | 0.051365 | 0.050259
| LED HiLo Bay_Com, E - IntL [No Heat] | Small Retail | Interior Lighting | NC | 0.3 | 0.60332 | 0.7503 | 0.77654 | 0.74462 | 0.73941 | 0.73839 | 0.71865 | 0.7163 | 0.70748
| LED HiLo Bay_Com, E - IntL [No Heat] | Small Retail | Interior Lighting | RET | 0.02 | 0.038408 | 0.058727 | 0.065024 | 0.070445 | 0.066829 | 0.062516 | 0.068104 | 0.071742 | 0.07123
| LED HiLo Bay_Com, E - IntL [No Heat] | Small Retail | Interior Lighting | REPL | 0.3 | 0.58827 | 0.74494 | 0.72526 | 0.6591 | 0.58844 | 0.5102 | 0.43973 | 0.35134 | 0.30514
| LED HiLo Bay_Com, E - IntL [Electric Heat] | Small Retail | Interior Lighting | NC | 0.3 | 0.60332 | 0.7503 | 0.77654 | 0.74462 | 0.73941 | 0.73839 | 0.71865 | 0.7163 | 0.70748
| LED HiLo Bay_Com, E - IntL [Electric Heat] | Small Retail | Interior Lighting | RET | 0.02 | 0.038408 | 0.058727 | 0.065024 | 0.070445 | 0.066829 | 0.062516 | 0.068104 | 0.071742 | 0.07123
| LED HiLo Bay_Com, E - IntL [Electric Heat] | Small Retail | Interior Lighting | REPL | 0.3 | 0.58827 | 0.74494 | 0.72526 | 0.6591 | 0.58844 | 0.5102 | 0.43973 | 0.35134 | 0.30514
| LED HiLo Bay_Com, E/G - IntL | Small Retail | Interior Lighting | NC | 0.3 | 0.60332 | 0.7503 | 0.77654 | 0.74462 | 0.73941 | 0.73839 | 0.71865 | 0.7163 | 0.70748
| LED HiLo Bay_Com, E/G - IntL | Small Retail | Interior Lighting | RET | 0.02 | 0.038408 | 0.058727 | 0.065024 | 0.070445 | 0.066829 | 0.062516 | 0.068104 | 0.071742 | 0.07123
| LED HiLo Bay_Com, E/G - IntL | Small Retail | Interior Lighting | REPL | 0.3 | 0.58827 | 0.74494 | 0.72526 | 0.6591 | 0.58844 | 0.5102 | 0.43973 | 0.35134 | 0.30514
| LED HiLo Bay_Com, E/O - IntL | Small Retail | Interior Lighting | NC | 0.3 | 0.60332 | 0.7503 | 0.77654 | 0.74462 | 0.73941 | 0.73839 | 0.71865 | 0.7163 | 0.70748
| LED HiLo Bay_Com, E/O - IntL | Small Retail | Interior Lighting | RET | 0.02 | 0.038408 | 0.058727 | 0.065024 | 0.070445 | 0.066829 | 0.062516 | 0.068104 | 0.071742 | 0.07123
| LED HiLo Bay_Com, E/O - IntL | Small Retail | Interior Lighting | REPL | 0.3 | 0.58827 | 0.74494 | 0.72526 | 0.6591 | 0.58844 | 0.5102 | 0.43973 | 0.35134 | 0.30514
| LED HiLo Bay_Com, E/P - IntL | Small Retail | Interior Lighting | NC | 0.3 | 0.60332 | 0.7503 | 0.77654 | 0.74462 | 0.73941 | 0.73839 | 0.71865 | 0.7163 | 0.70748
| LED HiLo Bay_Com, E/P - IntL | Small Retail | Interior Lighting | RET | 0.02 | 0.038408 | 0.058727 | 0.065024 | 0.070445 | 0.066829 | 0.062516 | 0.068104 | 0.071742 | 0.07123
| LED HiLo Bay_Com, E/P - IntL | Small Retail | Interior Lighting | REPL | 0.3 | 0.58827 | 0.74494 | 0.72526 | 0.6591 | 0.58844 | 0.5102 | 0.43973 | 0.35134 | 0.30514
| Repl Scre_Com, E - IntL [No Heat] | Small Retail | Interior Lighting | NC | 0.3 | 0.60332 | 0 | 0 | 0 | 0 | 0 | 0 | 0 | 0
| Repl Scre_Com, E - IntL [No Heat] | Small Retail | Interior Lighting | RET | 0.1 | 0.11541 | 0 | 0 | 0 | 0 | 0 | 0 | 0 | 0
| Repl Scre_Com, E - IntL [No Heat] | Small Retail | Interior Lighting | REPL | 0.3 | 0.62581 | 0 | 0 | 0 | 0 | 0 | 0 | 0 | 0
| Repl Scre_Com, E - IntL [Electric Heat] | Small Retail | Interior Lighting | NC | 0.3 | 0.60332 | 0 | 0 | 0 | 0 | 0 | 0 | 0 | 0
| Repl Scre_Com, E - IntL [Electric Heat] | Small Retail | Interior Lighting | RET | 0.1 | 0.11541 | 0 | 0 | 0 | 0 | 0 | 0 | 0 | 0
| Repl Scre_Com, E - IntL [Electric Heat] | Small Retail | Interior Lighting | REPL | 0.3 | 0.62581 | 0 | 0 | 0 | 0 | 0 | 0 | 0 | 0
| Repl Scre_Com, E/G - IntL | Small Retail | Interior Lighting | NC | 0.3 | 0.60332 | 0 | 0 | 0 | 0 | 0 | 0 | 0 | 0
| Repl Scre_Com, E/G - IntL | Small Retail | Interior Lighting | RET | 0.1 | 0.11541 | 0 | 0 | 0 | 0 | 0 | 0 | 0 | 0
| Repl Scre_Com, E/G - IntL | Small Retail | Interior Lighting | REPL | 0.3 | 0.62581 | 0 | 0 | 0 | 0 | 0 | 0 | 0 | 0
| Repl Scre_Com, E/O - IntL | Small Retail | Interior Lighting | NC | 0.3 | 0.60332 | 0 | 0 | 0 | 0 | 0 | 0 | 0 | 0
| Repl Scre_Com, E/O - IntL | Small Retail | Interior Lighting | RET | 0.1 | 0.11541 | 0 | 0 | 0 | 0 | 0 | 0 | 0 | 0
| Repl Scre_Com, E/O - IntL | Small Retail | Interior Lighting | REPL | 0.3 | 0.62581 | 0 | 0 | 0 | 0 | 0 | 0 | 0 | 0
| Repl Scre_Com, E/P - IntL | Small Retail | Interior Lighting | NC | 0.3 | 0.60332 | 0 | 0 | 0 | 0 | 0 | 0 | 0 | 0
| Repl Scre_Com, E/P - IntL | Small Retail | Interior Lighting | RET | 0.1 | 0.11541 | 0 | 0 | 0 | 0 | 0 | 0 | 0 | 0
| Repl Scre_Com, E/P - IntL | Small Retail | Interior Lighting | REPL | 0.3 | 0.62581 | 0 | 0 | 0 | 0 | 0 | 0 | 0 | 0
| Lin LED Fixture_Com, E - IntL [No Heat] | Small Retail | Interior Lighting | NC | 0.045 | 0.061594 | 0.090755 | 0.10887 | 0.10991 | 0.11091 | 0.11076 | 0.1078 | 0.10745 | 0.10612
| Lin LED Fixture_Com, E - IntL [No Heat] | Small Retail | Interior Lighting | RET | 0.0045 | 0.0046982 | 0.0054898 | 0.0058062 | 0.0058874 | 0.005911 | 0.005817 | 0.0059256 | 0.0061638 | 0.006031
| Lin LED Fixture_Com, E - IntL [No Heat] | Small Retail | Interior Lighting | REPL | 0.045 | 0.063294 | 0.10088 | 0.12295 | 0.12973 | 0.13137 | 0.12909 | 0.13129 | 0.13761 | 0.1357
| Lin LED Fixture_Com, E - IntL [Electric Heat] | Small Retail | Interior Lighting | NC | 0.045 | 0.061594 | 0.090755 | 0.10887 | 0.10991 | 0.11091 | 0.11076 | 0.1078 | 0.10745 | 0.10612
| Lin LED Fixture_Com, E - IntL [Electric Heat] | Small Retail | Interior Lighting | RET | 0.0045 | 0.0046982 | 0.0054898 | 0.0058062 | 0.0058874 | 0.005911 | 0.005817 | 0.0059256 | 0.0061638 | 0.006031
| Lin LED Fixture_Com, E - IntL [Electric Heat] | Small Retail | Interior Lighting | REPL | 0.045 | 0.063294 | 0.10088 | 0.12295 | 0.12973 | 0.13137 | 0.12909 | 0.13129 | 0.13761 | 0.1357
| Lin LED Fixture_Com, E/G - IntL | Small Retail | Interior Lighting | NC | 0.045 | 0.061594 | 0.090755 | 0.10887 | 0.10991 | 0.11091 | 0.11076 | 0.1078 | 0.10745 | 0.10612
| Lin LED Fixture_Com, E/G - IntL | Small Retail | Interior Lighting | RET | 0.0045 | 0.0046982 | 0.0054898 | 0.0058062 | 0.0058874 | 0.005911 | 0.005817 | 0.0059256 | 0.0061638 | 0.006031
| Lin LED Fixture_Com, E/G - IntL | Small Retail | Interior Lighting | REPL | 0.045 | 0.063294 | 0.10088 | 0.12295 | 0.12973 | 0.13137 | 0.12909 | 0.13129 | 0.13761 | 0.1357
| Lin LED Fixture_Com, E/O - IntL | Small Retail | Interior Lighting | NC | 0.045 | 0.061594 | 0.090755 | 0.10887 | 0.10991 | 0.11091 | 0.11076 | 0.1078 | 0.10745 | 0.10612
| Lin LED Fixture_Com, E/O - IntL | Small Retail | Interior Lighting | RET | 0.0045 | 0.0046982 | 0.0054898 | 0.0058062 | 0.0058874 | 0.005911 | 0.005817 | 0.0059256 | 0.0061638 | 0.006031
| Lin LED Fixture_Com, E/O - IntL | Small Retail | Interior Lighting | REPL | 0.045 | 0.063294 | 0.10088 | 0.12295 | 0.12973 | 0.13137 | 0.12909 | 0.13129 | 0.13761 | 0.1357
| Lin LED Fixture_Com, E/P - IntL | Small Retail | Interior Lighting | NC | 0.045 | 0.061594 | 0.090755 | 0.10887 | 0.10991 | 0.11091 | 0.11076 | 0.1078 | 0.10745 | 0.10612
| Lin LED Fixture_Com, E/P - IntL | Small Retail | Interior Lighting | RET | 0.0045 | 0.0046982 | 0.0054898 | 0.0058062 | 0.0058874 | 0.005911 | 0.005817 | 0.0059256 | 0.0061638 | 0.006031
| Lin LED Fixture_Com, E/P - IntL | Small Retail | Interior Lighting | REPL | 0.045 | 0.063294 | 0.10088 | 0.12295 | 0.12973 | 0.13137 | 0.12909 | 0.13129 | 0.13761 | 0.1357
| LED Tube Repl_Com, E - IntL [No Heat] | Small Retail | Interior Lighting | RET | 0.0255 | 0.026185 | 0.030053 | 0.031154 | 0.030916 | 0.032624 | 0.033637 | 0.034608 | 0.034928 | 0.034176
| LED Tube Repl_Com, E - IntL [No Heat] | Small Retail | Interior Lighting | REPL | 0.255 | 0.34288 | 0.53167 | 0.62835 | 0.64154 | 0.67845 | 0.69528 | 0.73665 | 0.76874 | 0.76896
| LED Tube Repl_Com, E - IntL [Electric Heat] | Small Retail | Interior Lighting | RET | 0.0255 | 0.026185 | 0.030053 | 0.031154 | 0.030916 | 0.032624 | 0.033637 | 0.034608 | 0.034928 | 0.034176
| LED Tube Repl_Com, E - IntL [Electric Heat] | Small Retail | Interior Lighting | REPL | 0.255 | 0.34288 | 0.53167 | 0.62835 | 0.64154 | 0.67845 | 0.69528 | 0.73665 | 0.76874 | 0.76896
| LED Tube Repl_Com, E/G - IntL | Small Retail | Interior Lighting | RET | 0.0255 | 0.026185 | 0.030053 | 0.031154 | 0.030916 | 0.032624 | 0.033637 | 0.034608 | 0.034928 | 0.034176
| LED Tube Repl_Com, E/G - IntL | Small Retail | Interior Lighting | REPL | 0.255 | 0.34288 | 0.53167 | 0.62835 | 0.64154 | 0.67845 | 0.69528 | 0.73665 | 0.76874 | 0.76896
| LED Tube Repl_Com, E/O - IntL | Small Retail | Interior Lighting | RET | 0.0255 | 0.026185 | 0.030053 | 0.031154 | 0.030916 | 0.032624 | 0.033637 | 0.034608 | 0.034928 | 0.034176
| LED Tube Repl_Com, E/O - IntL | Small Retail | Interior Lighting | REPL | 0.255 | 0.34288 | 0.53167 | 0.62835 | 0.64154 | 0.67845 | 0.69528 | 0.73665 | 0.76874 | 0.76896
| LED Tube Repl_Com, E/P - IntL | Small Retail | Interior Lighting | RET | 0.0255 | 0.026185 | 0.030053 | 0.031154 | 0.030916 | 0.032624 | 0.033637 | 0.034608 | 0.034928 | 0.034176
| LED Tube Repl_Com, E/P - IntL | Small Retail | Interior Lighting | REPL | 0.255 | 0.34288 | 0.53167 | 0.62835 | 0.64154 | 0.67845 | 0.69528 | 0.73665 | 0.76874 | 0.76896
| Repl pin CFL wLED_Com, E - IntL [No Heat] | Small Retail | Interior Lighting | RET | 0.03 | 0.041824 | 0.047343 | 0.04655 | 0.044852 | 0.049034 | 0.049727 | 0.050895 | 0.051365 | 0.050259
| Repl pin CFL wLED_Com, E - IntL [No Heat] | Small Retail | Interior Lighting | REPL | 0.3 | 0.57962 | 0.74281 | 0.74093 | 0.702 | 0.7576 | 0.80217 | 0.87537 | 0.92457 | 0.90466
| Repl pin CFL wLED_Com, E - IntL [Electric Heat] | Small Retail | Interior Lighting | RET | 0.03 | 0.041824 | 0.047343 | 0.04655 | 0.044852 | 0.049034 | 0.049727 | 0.050895 | 0.051365 | 0.050259
| Repl pin CFL wLED_Com, E - IntL [Electric Heat] | Small Retail | Interior Lighting | REPL | 0.3 | 0.57962 | 0.74281 | 0.74093 | 0.702 | 0.7576 | 0.80217 | 0.87537 | 0.92457 | 0.90466
| Repl pin CFL wLED_Com, E/G - IntL | Small Retail | Interior Lighting | RET | 0.03 | 0.041824 | 0.047343 | 0.04655 | 0.044852 | 0.049034 | 0.049727 | 0.050895 | 0.051365 | 0.050259
| Repl pin CFL wLED_Com, E/G - IntL | Small Retail | Interior Lighting | REPL | 0.3 | 0.57962 | 0.74281 | 0.74093 | 0.702 | 0.7576 | 0.80217 | 0.87537 | 0.92457 | 0.90466
| Repl pin CFL wLED_Com, E/O - IntL | Small Retail | Interior Lighting | RET | 0.03 | 0.041824 | 0.047343 | 0.04655 | 0.044852 | 0.049034 | 0.049727 | 0.050895 | 0.051365 | 0.050259
| Repl pin CFL wLED_Com, E/O - IntL | Small Retail | Interior Lighting | REPL | 0.3 | 0.57962 | 0.74281 | 0.74093 | 0.702 | 0.7576 | 0.80217 | 0.87537 | 0.92457 | 0.90466
| Repl pin CFL wLED_Com, E/P - IntL | Small Retail | Interior Lighting | RET | 0.03 | 0.041824 | 0.047343 | 0.04655 | 0.044852 | 0.049034 | 0.049727 | 0.050895 | 0.051365 | 0.050259
| Repl pin CFL wLED_Com, E/P - IntL | Small Retail | Interior Lighting | REPL | 0.3 | 0.57962 | 0.74281 | 0.74093 | 0.702 | 0.7576 | 0.80217 | 0.87537 | 0.92457 | 0.90466
| Refrig Case LED_Com, E - IntL | Small Retail | Interior Lighting | NC | 0.3 | 0.60332 | 0.7503 | 0.77654 | 0.74462 | 0.73941 | 0.73839 | 0.71865 | 0.7163 | 0.70748
| Refrig Case LED_Com, E - IntL | Small Retail | Interior Lighting | RET | 0.03 | 0.042002 | 0.047843 | 0.047371 | 0.04597 | 0.044941 | 0.043324 | 0.043232 | 0.047892 | 0.050259
| Refrig Case LED_Com, E - IntL | Small Retail | Interior Lighting | REPL | 0.3 | 0.57962 | 0.74281 | 0.74093 | 0.702 | 0.65861 | 0.60643 | 0.57486 | 0.63026 | 0.66568
| Refrig Case Ctrls_Com, E - IntL | Small Retail | Interior Lighting | RET | 0.03 | 0.04217 | 0.0494 | 0.050293 | 0.05016 | 0.050294 | 0.049727 | 0.050895 | 0.051365 | 0.050259
| Stair Occ Sensor_Com, E - IntL [No Heat] | Small Retail | Interior Lighting | NC | 0.3 | 0.5095 | 0.63738 | 0.67605 | 0.65826 | 0.65725 | 0.65635 | 0.6388 | 0.63671 | 0.62888
| Stair Occ Sensor_Com, E - IntL [No Heat] | Small Retail | Interior Lighting | RET | 0.02 | 0.028053 | 0.033714 | 0.034858 | 0.035112 | 0.035206 | 0.034809 | 0.035626 | 0.035956 | 0.035181
| Stair Occ Sensor_Com, E - IntL [Electric Heat] | Small Retail | Interior Lighting | NC | 0.3 | 0.5095 | 0.63738 | 0.67605 | 0.65826 | 0.65725 | 0.65635 | 0.6388 | 0.63671 | 0.62888
| Stair Occ Sensor_Com, E - IntL [Electric Heat] | Small Retail | Interior Lighting | RET | 0.02 | 0.029027 | 0.034423 | 0.035165 | 0.035112 | 0.035206 | 0.034809 | 0.035626 | 0.035956 | 0.035181
| Stair Occ Sensor_Com, E/G - IntL | Small Retail | Interior Lighting | NC | 0.3 | 0.5095 | 0.63738 | 0.67605 | 0.65826 | 0.65725 | 0.65635 | 0.6388 | 0.63671 | 0.62888
| Stair Occ Sensor_Com, E/G - IntL | Small Retail | Interior Lighting | RET | 0.02 | 0.029027 | 0.034423 | 0.035165 | 0.035112 | 0.035206 | 0.034809 | 0.035626 | 0.035956 | 0.035181
| Stair Occ Sensor_Com, E/O - IntL | Small Retail | Interior Lighting | NC | 0.3 | 0.5095 | 0.63738 | 0.67605 | 0.65826 | 0.65725 | 0.65635 | 0.6388 | 0.63671 | 0.62888
| Stair Occ Sensor_Com, E/O - IntL | Small Retail | Interior Lighting | RET | 0.02 | 0.029027 | 0.034423 | 0.035165 | 0.035112 | 0.035206 | 0.034809 | 0.035626 | 0.035956 | 0.035181
| Stair Occ Sensor_Com, E/P - IntL | Small Retail | Interior Lighting | NC | 0.3 | 0.5095 | 0.63738 | 0.67605 | 0.65826 | 0.65725 | 0.65635 | 0.6388 | 0.63671 | 0.62888
| Stair Occ Sensor_Com, E/P - IntL | Small Retail | Interior Lighting | RET | 0.02 | 0.029027 | 0.034423 | 0.035165 | 0.035112 | 0.035206 | 0.034809 | 0.035626 | 0.035956 | 0.035181
| Int Delamping_Com, E - IntL [No Heat] | Small Retail | Interior Lighting | RET | 0.02 | 0.028053 | 0.033714 | 0.034858 | 0.035112 | 0.035206 | 0.034809 | 0.035626 | 0.035956 | 0.035181
| Int Delamping_Com, E - IntL [Electric Heat] | Small Retail | Interior Lighting | RET | 0.02 | 0.028053 | 0.033714 | 0.034858 | 0.035112 | 0.035206 | 0.034809 | 0.035626 | 0.035956 | 0.035181
| Int Delamping_Com, E/G - IntL | Small Retail | Interior Lighting | RET | 0.02 | 0.028053 | 0.033714 | 0.034858 | 0.035112 | 0.035206 | 0.034809 | 0.035626 | 0.035956 | 0.035181
| Int Delamping_Com, E/O - IntL | Small Retail | Interior Lighting | RET | 0.02 | 0.028053 | 0.033714 | 0.034858 | 0.035112 | 0.035206 | 0.034809 | 0.035626 | 0.035956 | 0.035181
| Int Delamping_Com, E/P - IntL | Small Retail | Interior Lighting | RET | 0.02 | 0.028053 | 0.033714 | 0.034858 | 0.035112 | 0.035206 | 0.034809 | 0.035626 | 0.035956 | 0.035181
| Int Ltg Dsgn_Com, E - IntL [No Heat] | Small Retail | Interior Lighting | NC | 0.2 | 0.34106 | 0.46865 | 0.54131 | 0.55337 | 0.56722 | 0.57362 | 0.55895 | 0.55712 | 0.55027
| Int Ltg Dsgn_Com, E - IntL [Electric Heat] | Small Retail | Interior Lighting | NC | 0.2 | 0.34106 | 0.46865 | 0.54131 | 0.55337 | 0.56722 | 0.57362 | 0.55895 | 0.55712 | 0.55027
| Int Ltg Dsgn_Com, E/G - IntL | Small Retail | Interior Lighting | NC | 0.2 | 0.34106 | 0.46865 | 0.54131 | 0.55337 | 0.56722 | 0.57362 | 0.55895 | 0.55712 | 0.55027
| Int Ltg Dsgn_Com, E/O - IntL | Small Retail | Interior Lighting | NC | 0.2 | 0.34106 | 0.46865 | 0.54131 | 0.55337 | 0.56722 | 0.57362 | 0.55895 | 0.55712 | 0.55027
| Int Ltg Dsgn_Com, E/P - IntL | Small Retail | Interior Lighting | NC | 0.2 | 0.34106 | 0.46865 | 0.54131 | 0.55337 | 0.56722 | 0.57362 | 0.55895 | 0.55712 | 0.55027
| Room Air Conditioner_Com, E - Cool | Large Retail | Cooling | NC | 0.35 | 0.54918 | 0.65532 | 0.6821 | 0.66004 | 0.65725 | 0.65635 | 0.6388 | 0.63671 | 0.62888
| Room Air Conditioner_Com, E - Cool | Large Retail | Cooling | RET | 0.002 | 0.0023269 | 0.0037523 | 0.0054738 | 0.0062613 | 0.0062231 | 0.0071944 | 0.0082558 | 0.0091693 | 0.0090466
| Room Air Conditioner_Com, E - Cool | Large Retail | Cooling | REPL | 0.35 | 0.56704 | 0.73282 | 0.77425 | 0.78123 | 0.77838 | 0.79564 | 0.81431 | 0.82184 | 0.80414
| Chiller Systems_Com, E - Cool | Large Retail | Cooling | NC | 0.2 | 0.40942 | 0.58382 | 0.6566 | 0.65237 | 0.65725 | 0.65635 | 0.6388 | 0.63671 | 0.62888
| Chiller Systems_Com, E - Cool | Large Retail | Cooling | RET | 0.01 | 0.023204 | 0.038496 | 0.045464 | 0.047552 | 0.047958 | 0.046831 | 0.047271 | 0.047052 | 0.045405
| Chiller Systems_Com, E - Cool | Large Retail | Cooling | REPL | 0.2 | 0.41029 | 0.61125 | 0.66775 | 0.65894 | 0.63016 | 0.58327 | 0.55625 | 0.5203 | 0.46888
| Chiller Tuneup_Com, E - Cool | Large Retail | Cooling | RET | 0.02 | 0.034104 | 0.045487 | 0.048908 | 0.049944 | 0.050294 | 0.049727 | 0.050895 | 0.051365 | 0.050259
| Computer Room Air Conditioner_Com, E - Cool | Large Retail | Cooling | NC | 0.25 | 0.46346 | 0.61438 | 0.66797 | 0.65584 | 0.65725 | 0.65635 | 0.6388 | 0.63671 | 0.62888
| Computer Room Air Conditioner_Com, E - Cool | Large Retail | Cooling | REPL | 0.25 | 0.48074 | 0.69316 | 0.77019 | 0.79523 | 0.80471 | 0.79564 | 0.81431 | 0.82184 | 0.80414
| Mini Split Ductless AC_Com, E - Cool | Large Retail | Cooling | NC | 0 | 0 | 0 | 0 | 0 | 0 | 0 | 0 | 0 | 0
| Mini Split Ductless AC_Com, E - Cool | Large Retail | Cooling | RET | 0.002 | 0.0025171 | 0.0043144 | 0.0067169 | 0.0082024 | 0.008698 | 0.0086676 | 0.0088335 | 0.0088777 | 0.00865
| Mini Split Ductless AC_Com, E - Cool | Large Retail | Cooling | REPL | 0 | 0 | 0 | 0 | 0 | 0 | 0 | 0 | 0 | 0
| Eff Unitary AC_Com, E - Cool | Large Retail | Cooling | NC | 0.35 | 0.54918 | 0.65532 | 0.6821 | 0.66004 | 0.65725 | 0.65635 | 0.6388 | 0.63671 | 0.62888
| Eff Unitary AC_Com, E - Cool | Large Retail | Cooling | RET | 0.05 | 0.047535 | 0.048638 | 0.046985 | 0.045657 | 0.044715 | 0.043183 | 0.045717 | 0.047639 | 0.048045
| Eff Unitary AC_Com, E - Cool | Large Retail | Cooling | REPL | 0.35 | 0.53548 | 0.67282 | 0.69211 | 0.68028 | 0.65986 | 0.62855 | 0.65964 | 0.68222 | 0.68365
| PTAC_Com, E - Cool | Large Retail | Cooling | NC | 0.35 | 0.54918 | 0.65532 | 0.6821 | 0.66004 | 0.65725 | 0.65635 | 0.6388 | 0.63671 | 0.62888
| PTAC_Com, E - Cool | Large Retail | Cooling | RET | 0.004 | 0.0050347 | 0.0086307 | 0.013439 | 0.016417 | 0.017415 | 0.017362 | 0.018322 | 0.018491 | 0.018093
| PTAC_Com, E - Cool | Large Retail | Cooling | REPL | 0.35 | 0.56443 | 0.72628 | 0.76201 | 0.76213 | 0.75205 | 0.72926 | 0.81431 | 0.82184 | 0.80414
| Unitary Equipment Economizer_Com, E - Cool | Large Retail | Cooling | RET | 0.02 | 0.036139 | 0.047284 | 0.049739 | 0.05016 | 0.050294 | 0.049727 | 0.050895 | 0.051365 | 0.050259
| AC Tuneup_Com, E - Cool [ASHP] | Large Retail | Cooling | RET | 0.01 | 0.025818 | 0.042301 | 0.048281 | 0.049885 | 0.050294 | 0.049727 | 0.050895 | 0.051365 | 0.050259
| AC Tuneup_Com, E - Heat [ASHP] | Large Retail | Space Heating | RET | 0.01 | 0.025818 | 0.042301 | 0.048281 | 0.049885 | 0.050294 | 0.049727 | 0.050895 | 0.051365 | 0.050259
| AC Tuneup_Com, E - Cool [Unitary AC] | Large Retail | Cooling | RET | 0.01 | 0.025818 | 0.042301 | 0.048281 | 0.049885 | 0.050294 | 0.049727 | 0.050895 | 0.051365 | 0.050259
| DCV_Com, E - Cool [Building w Elec Heat] | Large Retail | Cooling | RET | 0.015 | 0.029391 | 0.042942 | 0.047996 | 0.049657 | 0.050294 | 0.049727 | 0.050895 | 0.051365 | 0.050259
| DCV_Com, E - Heat [Building w Elec Heat] | Large Retail | Space Heating | RET | 0.015 | 0.029391 | 0.042942 | 0.047996 | 0.049657 | 0.050294 | 0.049727 | 0.050895 | 0.051365 | 0.050259
| DCV_Com, E - Vent [Building w Elec Heat] | Large Retail | Ventilation | RET | 0.015 | 0.029391 | 0.042942 | 0.047996 | 0.049657 | 0.050294 | 0.049727 | 0.050895 | 0.051365 | 0.050259
| DCV_Com, E - Cool [Building w Gas Heat] | Large Retail | Cooling | RET | 0.015 | 0.029391 | 0.042942 | 0.047996 | 0.049657 | 0.050294 | 0.049727 | 0.050895 | 0.051365 | 0.050259
| DCV_Com, G - Heat [Building w Gas Heat] | Large Retail |  | RET | 0.015 | 0.030159 | 0.042072 | 0.047224 | 0.049011 | 0.04953 | 0.049681 | 0.04987 | 0.050161 | 0.05041
| DCV_Com, E - Vent [Building w Gas Heat] | Large Retail | Ventilation | RET | 0.015 | 0.029391 | 0.042942 | 0.047996 | 0.049657 | 0.050294 | 0.049727 | 0.050895 | 0.051365 | 0.050259
| DCV_Com, E - Cool [Building w Oil Heat] | Large Retail | Cooling | RET | 0.015 | 0.029391 | 0.042942 | 0.047996 | 0.049657 | 0.050294 | 0.049727 | 0.050895 | 0.051365 | 0.050259
| DCV_Com, O - Heat [Building w Oil Heat] | Large Retail |  | RET | 0.015 | 0.029839 | 0.041431 | 0.046354 | 0.047774 | 0.047842 | 0.047483 | 0.047108 | 0.046733 | 0.046332
| DCV_Com, E - Vent [Building w Oil Heat] | Large Retail | Ventilation | RET | 0.015 | 0.029391 | 0.042942 | 0.047996 | 0.049657 | 0.050294 | 0.049727 | 0.050895 | 0.051365 | 0.050259
| DCV_Com, E - Cool [Building w Propane Heat] | Large Retail | Cooling | RET | 0.015 | 0.029391 | 0.042942 | 0.047996 | 0.049657 | 0.050294 | 0.049727 | 0.050895 | 0.051365 | 0.050259
| DCV_Com, P - Heat [Building w Propane Heat] | Large Retail |  | RET | 0.015 | 0.029839 | 0.041431 | 0.046354 | 0.047774 | 0.047842 | 0.047483 | 0.047108 | 0.046733 | 0.046332
| DCV_Com, E - Vent [Building w Propane Heat] | Large Retail | Ventilation | RET | 0.015 | 0.029391 | 0.042942 | 0.047996 | 0.049657 | 0.050294 | 0.049727 | 0.050895 | 0.051365 | 0.050259
| Controls for Unitary AC_Com, E - Cool | Large Retail | Cooling | RET | 0.015 | 0.029391 | 0.042942 | 0.047996 | 0.049657 | 0.050294 | 0.049727 | 0.050895 | 0.051365 | 0.050259
| Optimized Unitary AC Sys_Com, E - Cool [Building w Elec Heat] | Large Retail | Cooling | NC | 0.15 | 0.28154 | 0.42121 | 0.51481 | 0.54172 | 0.56238 | 0.57169 | 0.55895 | 0.55712 | 0.55027
| Optimized Unitary AC Sys_Com, E - Heat [Building w Elec Heat] | Large Retail | Space Heating | NC | 0.15 | 0.28154 | 0.42121 | 0.51481 | 0.54172 | 0.56238 | 0.57169 | 0.55895 | 0.55712 | 0.55027
| Optimized Unitary AC Sys_Com, E - Cool [Building w Gas Heat] | Large Retail | Cooling | NC | 0.15 | 0.28154 | 0.42121 | 0.51481 | 0.54172 | 0.56238 | 0.57169 | 0.55895 | 0.55712 | 0.55027
| Optimized Unitary AC Sys_Com, G - Heat [Building w Gas Heat] | Large Retail |  | NC | 0.15 | 0.28432 | 0.42765 | 0.51785 | 0.54977 | 0.55786 | 0.56374 | 0.56533 | 0.56616 | 0.56428
| Optimized Unitary AC Sys_Com, E - Cool [Building w Oil Heat] | Large Retail | Cooling | NC | 0.15 | 0.28154 | 0.42121 | 0.51481 | 0.54172 | 0.56238 | 0.57169 | 0.55895 | 0.55712 | 0.55027
| Optimized Unitary AC Sys_Com, O - Heat [Building w Oil Heat] | Large Retail |  | NC | 0.15 | 0.28131 | 0.42114 | 0.50831 | 0.53589 | 0.53885 | 0.5388 | 0.53403 | 0.52747 | 0.51864
| Optimized Unitary AC Sys_Com, E - Cool [Building w Propane Heat] | Large Retail | Cooling | NC | 0.15 | 0.28154 | 0.42121 | 0.51481 | 0.54172 | 0.56238 | 0.57169 | 0.55895 | 0.55712 | 0.55027
| Optimized Unitary AC Sys_Com, P - Heat [Building w Propane Heat] | Large Retail |  | NC | 0.15 | 0.28131 | 0.42114 | 0.50831 | 0.53589 | 0.53885 | 0.5388 | 0.53403 | 0.52747 | 0.51864
| Optimized Chiller Sys_Com, E - Cool | Large Retail | Cooling | NC | 0.15 | 0.28154 | 0.42121 | 0.51481 | 0.54172 | 0.56238 | 0.57169 | 0.55895 | 0.55712 | 0.55027
| Cool Roof_Com, E - Cool [Building w Elec Heat] | Large Retail | Cooling | NC | 0.1 | 0.15554 | 0.22193 | 0.28549 | 0.32654 | 0.36473 | 0.39023 | 0.39489 | 0.39795 | 0.39305
| Cool Roof_Com, E - Cool [Building w Elec Heat] | Large Retail | Cooling | RET | 0 | 0.0019198 | 0.0061834 | 0.013576 | 0.024102 | 0.035153 | 0.042819 | 0.048563 | 0.051365 | 0.050259
| Cool Roof_Com, E - Heat [Building w Elec Heat] | Large Retail | Space Heating | NC | 0.1 | 0.15554 | 0.22193 | 0.28549 | 0.32654 | 0.36473 | 0.39023 | 0.39489 | 0.39795 | 0.39305
| Cool Roof_Com, E - Heat [Building w Elec Heat] | Large Retail | Space Heating | RET | 0 | 0.0019198 | 0.0061834 | 0.013576 | 0.024102 | 0.035153 | 0.042819 | 0.048563 | 0.051365 | 0.050259
| Cool Roof_Com, E - Cool [Building w Gas Heat] | Large Retail | Cooling | NC | 0.1 | 0.15554 | 0.22193 | 0.28549 | 0.32654 | 0.36473 | 0.39023 | 0.39489 | 0.39795 | 0.39305
| Cool Roof_Com, E - Cool [Building w Gas Heat] | Large Retail | Cooling | RET | 0 | 0.0019198 | 0.0061834 | 0.013576 | 0.024102 | 0.035153 | 0.042819 | 0.048563 | 0.051365 | 0.050259
| Cool Roof_Com, G - Heat [Building w Gas Heat] | Large Retail |  | NC | 0.1 | 0.15708 | 0.22533 | 0.28718 | 0.33139 | 0.3618 | 0.3848 | 0.3994 | 0.4044 | 0.40306
| Cool Roof_Com, G - Heat [Building w Gas Heat] | Large Retail |  | RET | 0 | 0.00197 | 0.0060582 | 0.013358 | 0.023788 | 0.034619 | 0.042779 | 0.047585 | 0.050161 | 0.05041
| Cool Roof_Com, E - Cool [Building w Oil Heat] | Large Retail | Cooling | NC | 0.1 | 0.15554 | 0.22193 | 0.28549 | 0.32654 | 0.36473 | 0.39023 | 0.39489 | 0.39795 | 0.39305
| Cool Roof_Com, E - Cool [Building w Oil Heat] | Large Retail | Cooling | RET | 0 | 0.0019198 | 0.0061834 | 0.013576 | 0.024102 | 0.035153 | 0.042819 | 0.048563 | 0.051365 | 0.050259
| Cool Roof_Com, O - Heat [Building w Oil Heat] | Large Retail |  | NC | 0.1 | 0.15541 | 0.22189 | 0.28189 | 0.32303 | 0.34947 | 0.36778 | 0.37728 | 0.37676 | 0.37046
| Cool Roof_Com, O - Heat [Building w Oil Heat] | Large Retail |  | RET | 0 | 0.0019491 | 0.0059659 | 0.013112 | 0.023188 | 0.033439 | 0.040886 | 0.04495 | 0.046733 | 0.046332
| Cool Roof_Com, E - Cool [Building w Propane Heat] | Large Retail | Cooling | NC | 0.1 | 0.15554 | 0.22193 | 0.28549 | 0.32654 | 0.36473 | 0.39023 | 0.39489 | 0.39795 | 0.39305
| Cool Roof_Com, E - Cool [Building w Propane Heat] | Large Retail | Cooling | RET | 0 | 0.0019198 | 0.0061834 | 0.013576 | 0.024102 | 0.035153 | 0.042819 | 0.048563 | 0.051365 | 0.050259
| Cool Roof_Com, P - Heat [Building w Propane Heat] | Large Retail |  | NC | 0.1 | 0.15541 | 0.22189 | 0.28189 | 0.32303 | 0.34947 | 0.36778 | 0.37728 | 0.37676 | 0.37046
| Cool Roof_Com, P - Heat [Building w Propane Heat] | Large Retail |  | RET | 0 | 0.0019491 | 0.0059659 | 0.013112 | 0.023188 | 0.033439 | 0.040886 | 0.04495 | 0.046733 | 0.046332
| GSHP_Com, E - Cool | Large Retail | Cooling | RET | 0.002 | 0.0038855 | 0.0060812 | 0.0079712 | 0.0098337 | 0.011714 | 0.013351 | 0.015399 | 0.017206 | 0.018371
| GSHP_Com, E - Cool | Large Retail | Cooling | REPL | 0.02 | 0.037028 | 0.068472 | 0.11081 | 0.16526 | 0.22516 | 0.27463 | 0.31961 | 0.34548 | 0.34792
| GSHP_Com, E - Heat | Large Retail | Space Heating | RET | 0.002 | 0.0038855 | 0.0060812 | 0.0079712 | 0.0098337 | 0.011714 | 0.013351 | 0.015399 | 0.017206 | 0.018371
| GSHP_Com, E - Heat | Large Retail | Space Heating | REPL | 0.02 | 0.037028 | 0.068472 | 0.11081 | 0.16526 | 0.22516 | 0.27463 | 0.31961 | 0.34548 | 0.34792
| Unitary HP_Com, E - Cool | Large Retail | Cooling | NC | 0.35 | 0.54918 | 0.65532 | 0.6821 | 0.66004 | 0.65725 | 0.65635 | 0.6388 | 0.63671 | 0.62888
| Unitary HP_Com, E - Cool | Large Retail | Cooling | RET | 0.008 | 0.022718 | 0.039759 | 0.046036 | 0.046943 | 0.046353 | 0.044727 | 0.05054 | 0.051365 | 0.050259
| Unitary HP_Com, E - Cool | Large Retail | Cooling | REPL | 0.35 | 0.55175 | 0.68685 | 0.69346 | 0.666 | 0.62941 | 0.58254 | 0.64934 | 0.70896 | 0.74615
| Unitary HP_Com, E - Heat | Large Retail | Space Heating | NC | 0.35 | 0.54918 | 0.65532 | 0.6821 | 0.66004 | 0.65725 | 0.65635 | 0.6388 | 0.63671 | 0.62888
| Unitary HP_Com, E - Heat | Large Retail | Space Heating | RET | 0.008 | 0.022718 | 0.039759 | 0.046036 | 0.046943 | 0.046353 | 0.044727 | 0.05054 | 0.051365 | 0.050259
| Unitary HP_Com, E - Heat | Large Retail | Space Heating | REPL | 0.35 | 0.55175 | 0.68685 | 0.69346 | 0.666 | 0.62941 | 0.58254 | 0.64934 | 0.70896 | 0.74615
| PTHP_Com, E - Cool | Large Retail | Cooling | NC | 0.35 | 0.54918 | 0.65532 | 0.6821 | 0.66004 | 0.65725 | 0.65635 | 0.6388 | 0.63671 | 0.62888
| PTHP_Com, E - Cool | Large Retail | Cooling | RET | 0.004 | 0.0042067 | 0.0053489 | 0.0066696 | 0.0074858 | 0.0077622 | 0.0077008 | 0.0079902 | 0.0081729 | 0.0080414
| PTHP_Com, E - Cool | Large Retail | Cooling | REPL | 0.35 | 0.56491 | 0.72929 | 0.7705 | 0.77798 | 0.77587 | 0.76076 | 0.78869 | 0.80615 | 0.79873
| PTHP_Com, E - Heat | Large Retail | Space Heating | NC | 0.35 | 0.54918 | 0.65532 | 0.6821 | 0.66004 | 0.65725 | 0.65635 | 0.6388 | 0.63671 | 0.62888
| PTHP_Com, E - Heat | Large Retail | Space Heating | RET | 0.004 | 0.0042067 | 0.0053489 | 0.0066696 | 0.0074858 | 0.0077622 | 0.0077008 | 0.0079902 | 0.0081729 | 0.0080414
| PTHP_Com, E - Heat | Large Retail | Space Heating | REPL | 0.35 | 0.56491 | 0.72929 | 0.7705 | 0.77798 | 0.77587 | 0.76076 | 0.78869 | 0.80615 | 0.79873
| Minisplit Ductless HP_Com, E - Cool | Large Retail | Cooling | RET | 0.025 | 0.038607 | 0.04567 | 0.045089 | 0.043136 | 0.041287 | 0.038968 | 0.039108 | 0.038723 | 0.037192
| Minisplit Ductless HP_Com, E - Cool | Large Retail | Cooling | REPL | 0.175 | 0.26615 | 0.32784 | 0.32921 | 0.315 | 0.29661 | 0.27337 | 0.26773 | 0.25803 | 0.24056
| Minisplit Ductless HP_Com, E - Heat | Large Retail | Space Heating | RET | 0.025 | 0.038607 | 0.04567 | 0.045089 | 0.043136 | 0.041287 | 0.038968 | 0.039108 | 0.038723 | 0.037192
| Minisplit Ductless HP_Com, E - Heat | Large Retail | Space Heating | REPL | 0.175 | 0.26615 | 0.32784 | 0.32921 | 0.315 | 0.29661 | 0.27337 | 0.26773 | 0.25803 | 0.24056
| Programmable TStat_Com, E - Cool [Building w Elec Heat] | Large Retail | Cooling | NC | 0.3 | 0.18767 | 0.090372 | 0 | 0 | 0 | 0 | 0 | 0 | 0
| Programmable TStat_Com, E - Cool [Building w Elec Heat] | Large Retail | Cooling | RET | 0.02 | 0.0097332 | 0 | 0 | 0 | 0 | 0 | 0 | 0 | 0
| Programmable TStat_Com, E - Heat [Building w Elec Heat] | Large Retail | Space Heating | NC | 0.3 | 0.18767 | 0.090372 | 0 | 0 | 0 | 0 | 0 | 0 | 0
| Programmable TStat_Com, E - Heat [Building w Elec Heat] | Large Retail | Space Heating | RET | 0.02 | 0.0097332 | 0 | 0 | 0 | 0 | 0 | 0 | 0 | 0
| Programmable TStat_Com, E - Cool [Building w Gas Heat] | Large Retail | Cooling | NC | 0.3 | 0.18767 | 0.090372 | 0 | 0 | 0 | 0 | 0 | 0 | 0
| Programmable TStat_Com, E - Cool [Building w Gas Heat] | Large Retail | Cooling | RET | 0.02 | 0.0097332 | 0 | 0 | 0 | 0 | 0 | 0 | 0 | 0
| Programmable TStat_Com, G - Heat [Building w Gas Heat] | Large Retail |  | NC | 0.3 | 0.18952 | 0.091754 | 0 | 0 | 0 | 0 | 0 | 0 | 0
| Programmable TStat_Com, G - Heat [Building w Gas Heat] | Large Retail |  | RET | 0.02 | 0.0099873 | 0 | 0 | 0 | 0 | 0 | 0 | 0 | 0
| Programmable TStat_Com, E - Cool [Building w Propane Heat] | Large Retail | Cooling | NC | 0.3 | 0.18767 | 0.090372 | 0 | 0 | 0 | 0 | 0 | 0 | 0
| Programmable TStat_Com, E - Cool [Building w Propane Heat] | Large Retail | Cooling | RET | 0.02 | 0.0097332 | 0 | 0 | 0 | 0 | 0 | 0 | 0 | 0
| Programmable TStat_Com, P - Heat [Building w Propane Heat] | Large Retail |  | NC | 0.3 | 0.18751 | 0.090356 | 0 | 0 | 0 | 0 | 0 | 0 | 0
| Programmable TStat_Com, P - Heat [Building w Propane Heat] | Large Retail |  | RET | 0.02 | 0.0098815 | 0 | 0 | 0 | 0 | 0 | 0 | 0 | 0
| Programmable TStat_Com, E - Cool [Building w Oil Heat] | Large Retail | Cooling | NC | 0.3 | 0.18767 | 0.090372 | 0 | 0 | 0 | 0 | 0 | 0 | 0
| Programmable TStat_Com, E - Cool [Building w Oil Heat] | Large Retail | Cooling | RET | 0.02 | 0.0097332 | 0 | 0 | 0 | 0 | 0 | 0 | 0 | 0
| Programmable TStat_Com, O - Heat [Building w Oil Heat] | Large Retail |  | NC | 0.3 | 0.18751 | 0.090356 | 0 | 0 | 0 | 0 | 0 | 0 | 0
| Programmable TStat_Com, O - Heat [Building w Oil Heat] | Large Retail |  | RET | 0.02 | 0.0098815 | 0 | 0 | 0 | 0 | 0 | 0 | 0 | 0
| Smart TStat_Com, E - Cool [Building w Elec Heat] | Large Retail | Cooling | NC | 0.05 | 0.18767 | 0.36149 | 0.43728 | 0.49641 | 0.57509 | 0.65635 | 0.6388 | 0.63671 | 0.62888
| Smart TStat_Com, E - Cool [Building w Elec Heat] | Large Retail | Cooling | RET | 0.008 | 0.013966 | 0.027581 | 0.036803 | 0.039407 | 0.040235 | 0.039782 | 0.040716 | 0.041092 | 0.040207
| Smart TStat_Com, E - Heat [Building w Elec Heat] | Large Retail | Space Heating | NC | 0.05 | 0.18767 | 0.36149 | 0.43728 | 0.49641 | 0.57509 | 0.65635 | 0.6388 | 0.63671 | 0.62888
| Smart TStat_Com, E - Heat [Building w Elec Heat] | Large Retail | Space Heating | RET | 0.008 | 0.013966 | 0.027581 | 0.036803 | 0.039407 | 0.040235 | 0.039782 | 0.040716 | 0.041092 | 0.040207
| Smart TStat_Com, E - Cool [Building w Gas Heat] | Large Retail | Cooling | NC | 0.05 | 0.18767 | 0.36149 | 0.43728 | 0.49641 | 0.57509 | 0.65635 | 0.6388 | 0.63671 | 0.62888
| Smart TStat_Com, E - Cool [Building w Gas Heat] | Large Retail | Cooling | RET | 0.008 | 0.013966 | 0.027581 | 0.036803 | 0.039407 | 0.040235 | 0.039782 | 0.040716 | 0.041092 | 0.040207
| Smart TStat_Com, G - Heat [Building w Gas Heat] | Large Retail |  | NC | 0.05 | 0.18952 | 0.36702 | 0.43986 | 0.50378 | 0.57047 | 0.64722 | 0.6461 | 0.64704 | 0.64489
| Smart TStat_Com, G - Heat [Building w Gas Heat] | Large Retail |  | RET | 0.008 | 0.01433 | 0.027023 | 0.036211 | 0.038894 | 0.039624 | 0.039745 | 0.039896 | 0.040129 | 0.040328
| Smart TStat_Com, E - Cool [Building w Propane Heat] | Large Retail | Cooling | NC | 0.05 | 0.18767 | 0.36149 | 0.43728 | 0.49641 | 0.57509 | 0.65635 | 0.6388 | 0.63671 | 0.62888
| Smart TStat_Com, E - Cool [Building w Propane Heat] | Large Retail | Cooling | RET | 0.008 | 0.013966 | 0.027581 | 0.036803 | 0.039407 | 0.040235 | 0.039782 | 0.040716 | 0.041092 | 0.040207
| Smart TStat_Com, P - Heat [Building w Propane Heat] | Large Retail |  | NC | 0.05 | 0.18751 | 0.36142 | 0.43176 | 0.49107 | 0.55104 | 0.61859 | 0.61032 | 0.60282 | 0.59273
| Smart TStat_Com, P - Heat [Building w Propane Heat] | Large Retail |  | RET | 0.008 | 0.014179 | 0.026611 | 0.035544 | 0.037913 | 0.038274 | 0.037987 | 0.037686 | 0.037387 | 0.037066
| Smart TStat_Com, E - Cool [Building w Oil Heat] | Large Retail | Cooling | NC | 0.05 | 0.18767 | 0.36149 | 0.43728 | 0.49641 | 0.57509 | 0.65635 | 0.6388 | 0.63671 | 0.62888
| Smart TStat_Com, E - Cool [Building w Oil Heat] | Large Retail | Cooling | RET | 0.008 | 0.013966 | 0.027581 | 0.036803 | 0.039407 | 0.040235 | 0.039782 | 0.040716 | 0.041092 | 0.040207
| Smart TStat_Com, O - Heat [Building w Oil Heat] | Large Retail |  | NC | 0.05 | 0.18751 | 0.36142 | 0.43176 | 0.49107 | 0.55104 | 0.61859 | 0.61032 | 0.60282 | 0.59273
| Smart TStat_Com, O - Heat [Building w Oil Heat] | Large Retail |  | RET | 0.008 | 0.014179 | 0.026611 | 0.035544 | 0.037913 | 0.038274 | 0.037987 | 0.037686 | 0.037387 | 0.037066
| Boiler Blowdown Controls_Com, G - Heat | Large Retail |  | RET | 0.015 | 0.030159 | 0.042072 | 0.047224 | 0.049011 | 0.04953 | 0.049681 | 0.04987 | 0.050161 | 0.05041
| Boiler Blowdown Controls_Com, O - Heat | Large Retail |  | RET | 0.015 | 0.029839 | 0.041431 | 0.046354 | 0.047774 | 0.047842 | 0.047483 | 0.047108 | 0.046733 | 0.046332
| Boiler Blowdown Controls_Com, P - Heat | Large Retail |  | RET | 0.015 | 0.029839 | 0.041431 | 0.046354 | 0.047774 | 0.047842 | 0.047483 | 0.047108 | 0.046733 | 0.046332
| Boiler Modifications_Com, G - Heat | Large Retail |  | RET | 0.015 | 0.030159 | 0.042072 | 0.047224 | 0.049011 | 0.04953 | 0.049681 | 0.04987 | 0.050161 | 0.05041
| Boiler Modifications_Com, O - Heat | Large Retail |  | RET | 0.015 | 0.029839 | 0.041431 | 0.046354 | 0.047774 | 0.047842 | 0.047483 | 0.047108 | 0.046733 | 0.046332
| Boiler Modifications_Com, P - Heat | Large Retail |  | RET | 0.015 | 0.029839 | 0.041431 | 0.046354 | 0.047774 | 0.047842 | 0.047483 | 0.047108 | 0.046733 | 0.046332
| Boilers_Com, G - Heat | Large Retail |  | NC | 0.35 | 0.5546 | 0.66535 | 0.68613 | 0.66984 | 0.65197 | 0.64722 | 0.6461 | 0.64704 | 0.64489
| Boilers_Com, G - Heat | Large Retail |  | RET | 0.015 | 0.032228 | 0.042962 | 0.045226 | 0.044549 | 0.042966 | 0.041519 | 0.040149 | 0.038905 | 0.037665
| Boilers_Com, G - Heat | Large Retail |  | REPL | 0.35 | 0.55669 | 0.65762 | 0.66473 | 0.63908 | 0.60152 | 0.56362 | 0.52586 | 0.48881 | 0.4509
| Boilers_Com, O - Heat | Large Retail |  | NC | 0.35 | 0.54873 | 0.65521 | 0.67348 | 0.65294 | 0.62976 | 0.61859 | 0.61032 | 0.60282 | 0.59273
| Boilers_Com, O - Heat | Large Retail |  | RET | 0.015 | 0.031854 | 0.04217 | 0.044113 | 0.043005 | 0.040959 | 0.039027 | 0.037171 | 0.035401 | 0.033695
| Boilers_Com, O - Heat | Large Retail |  | REPL | 0.35 | 0.55079 | 0.6476 | 0.65248 | 0.62295 | 0.58103 | 0.53869 | 0.49674 | 0.4554 | 0.41443
| Boilers_Com, P - Heat | Large Retail |  | NC | 0.35 | 0.54873 | 0.65521 | 0.67348 | 0.65294 | 0.62976 | 0.61859 | 0.61032 | 0.60282 | 0.59273
| Boilers_Com, P - Heat | Large Retail |  | RET | 0.015 | 0.031871 | 0.042239 | 0.044252 | 0.043215 | 0.04123 | 0.039353 | 0.037547 | 0.035821 | 0.034154
| Boilers_Com, P - Heat | Large Retail |  | REPL | 0.35 | 0.55079 | 0.6476 | 0.65248 | 0.62295 | 0.58103 | 0.53869 | 0.49674 | 0.4554 | 0.41443
| Furnace_Com, G - Heat | Large Retail |  | NC | 0.35 | 0.5546 | 0.66535 | 0.68613 | 0.66984 | 0.65197 | 0.64722 | 0.6461 | 0.64704 | 0.64489
| Furnace_Com, G - Heat | Large Retail |  | RET | 0.015 | 0.03229 | 0.043226 | 0.045768 | 0.045371 | 0.044045 | 0.04284 | 0.041698 | 0.04067 | 0.039632
| Furnace_Com, G - Heat | Large Retail |  | REPL | 0.35 | 0.55669 | 0.65762 | 0.66473 | 0.63908 | 0.60152 | 0.56362 | 0.52586 | 0.48881 | 0.4509
| Furnace_Com, O - Heat | Large Retail |  | NC | 0.35 | 0.54873 | 0.65521 | 0.67348 | 0.65294 | 0.62976 | 0.61859 | 0.61032 | 0.60282 | 0.59273
| Furnace_Com, O - Heat | Large Retail |  | RET | 0.015 | 0.031806 | 0.041964 | 0.043692 | 0.042378 | 0.04015 | 0.038055 | 0.036055 | 0.034159 | 0.032341
| Furnace_Com, O - Heat | Large Retail |  | REPL | 0.35 | 0.55079 | 0.6476 | 0.65248 | 0.62295 | 0.58103 | 0.53869 | 0.49674 | 0.4554 | 0.41443
| Furnace_Com, P - Heat | Large Retail |  | NC | 0.35 | 0.54873 | 0.65521 | 0.67348 | 0.65294 | 0.62976 | 0.61859 | 0.61032 | 0.60282 | 0.59273
| Furnace_Com, P - Heat | Large Retail |  | RET | 0.015 | 0.031877 | 0.042265 | 0.044306 | 0.043295 | 0.041334 | 0.039478 | 0.037691 | 0.035983 | 0.03433
| Furnace_Com, P - Heat | Large Retail |  | REPL | 0.35 | 0.55079 | 0.6476 | 0.65248 | 0.62295 | 0.58103 | 0.53869 | 0.49674 | 0.4554 | 0.41443
| Unit Heater_Com, G - Heat | Large Retail |  | NC | 0.35 | 0.5546 | 0.66535 | 0.68613 | 0.66984 | 0.65197 | 0.64722 | 0.6461 | 0.64704 | 0.64489
| Unit Heater_Com, G - Heat | Large Retail |  | RET | 0.015 | 0.0322 | 0.04284 | 0.044977 | 0.044173 | 0.042475 | 0.04092 | 0.03945 | 0.040167 | 0.040835
| Unit Heater_Com, G - Heat | Large Retail |  | REPL | 0.35 | 0.55669 | 0.65762 | 0.66473 | 0.63908 | 0.60152 | 0.56362 | 0.52586 | 0.52169 | 0.517
| Unit Heater_Com, P - Heat | Large Retail |  | NC | 0.35 | 0.54873 | 0.65521 | 0.67348 | 0.65294 | 0.62976 | 0.61859 | 0.61032 | 0.60282 | 0.59273
| Unit Heater_Com, P - Heat | Large Retail |  | RET | 0.015 | 0.031757 | 0.041759 | 0.043278 | 0.041762 | 0.03936 | 0.037111 | 0.034977 | 0.032964 | 0.031047
| Unit Heater_Com, P - Heat | Large Retail |  | REPL | 0.35 | 0.55079 | 0.6476 | 0.65248 | 0.62295 | 0.58103 | 0.53869 | 0.49674 | 0.4554 | 0.41443
| Destratification Fans_Com, G - Heat | Large Retail |  | NC | 0.05 | 0.089872 | 0.1458 | 0.20925 | 0.26807 | 0.3171 | 0.3561 | 0.38225 | 0.39889 | 0.40306
| Destratification Fans_Com, G - Heat | Large Retail |  | RET | 0 | 0.001182 | 0.0036328 | 0.0079953 | 0.014181 | 0.020489 | 0.025053 | 0.028551 | 0.030097 | 0.030246
| Destratification Fans_Com, G - Heat | Large Retail |  | REPL | 0.05 | 0.094609 | 0.15797 | 0.23296 | 0.30749 | 0.36683 | 0.40494 | 0.47207 | 0.49477 | 0.5041
| Destratification Fans_Com, O - Heat | Large Retail |  | NC | 0.05 | 0.08892 | 0.14357 | 0.2054 | 0.2613 | 0.3063 | 0.34035 | 0.36108 | 0.37163 | 0.37046
| Destratification Fans_Com, O - Heat | Large Retail |  | RET | 0 | 0.0011695 | 0.0035774 | 0.007848 | 0.013823 | 0.019791 | 0.023945 | 0.02697 | 0.02804 | 0.027799
| Destratification Fans_Com, O - Heat | Large Retail |  | REPL | 0.05 | 0.093607 | 0.15556 | 0.22866 | 0.29973 | 0.35433 | 0.38702 | 0.44593 | 0.46096 | 0.46332
| Destratification Fans_Com, P - Heat | Large Retail |  | NC | 0.05 | 0.08892 | 0.14357 | 0.2054 | 0.2613 | 0.3063 | 0.34035 | 0.36108 | 0.37163 | 0.37046
| Destratification Fans_Com, P - Heat | Large Retail |  | RET | 0 | 0.0011695 | 0.0035774 | 0.007848 | 0.013823 | 0.019791 | 0.023945 | 0.02697 | 0.02804 | 0.027799
| Destratification Fans_Com, P - Heat | Large Retail |  | REPL | 0.05 | 0.093607 | 0.15556 | 0.22866 | 0.29973 | 0.35433 | 0.38702 | 0.44593 | 0.46096 | 0.46332
| Energy Recovery Ventilator_Com, G - Heat | Large Retail |  | NC | 0.2 | 0.34443 | 0.47582 | 0.5445 | 0.56159 | 0.56266 | 0.56565 | 0.56533 | 0.56616 | 0.56428
| Energy Recovery Ventilator_Com, G - Heat | Large Retail |  | RET | 0.01 | 0.023673 | 0.03698 | 0.042888 | 0.043794 | 0.042811 | 0.041176 | 0.041238 | 0.041389 | 0.041506
| Energy Recovery Ventilator_Com, G - Heat | Large Retail |  | REPL | 0.2 | 0.35071 | 0.48073 | 0.54164 | 0.55167 | 0.53557 | 0.50929 | 0.50019 | 0.49141 | 0.48208
| Energy Recovery Ventilator_Com, O - Heat | Large Retail |  | NC | 0.2 | 0.34078 | 0.46857 | 0.53447 | 0.54741 | 0.54349 | 0.54063 | 0.53403 | 0.52747 | 0.51864
| Energy Recovery Ventilator_Com, O - Heat | Large Retail |  | RET | 0.01 | 0.023422 | 0.036417 | 0.042098 | 0.042689 | 0.041353 | 0.039355 | 0.038955 | 0.03856 | 0.038149
| Energy Recovery Ventilator_Com, O - Heat | Large Retail |  | REPL | 0.2 | 0.34699 | 0.47341 | 0.53166 | 0.53775 | 0.51732 | 0.48676 | 0.47249 | 0.45782 | 0.44309
| Energy Recovery Ventilator_Com, P - Heat | Large Retail |  | NC | 0.2 | 0.34078 | 0.46857 | 0.53447 | 0.54741 | 0.54349 | 0.54063 | 0.53403 | 0.52747 | 0.51864
| Energy Recovery Ventilator_Com, P - Heat | Large Retail |  | RET | 0.01 | 0.023422 | 0.036417 | 0.042098 | 0.042689 | 0.041353 | 0.039355 | 0.038955 | 0.03856 | 0.038149
| Energy Recovery Ventilator_Com, P - Heat | Large Retail |  | REPL | 0.2 | 0.34699 | 0.47341 | 0.53166 | 0.53775 | 0.51732 | 0.48676 | 0.47249 | 0.45782 | 0.44309
| Forced Air Heating Maintenance_Com, G - Heat | Large Retail |  | RET | 0.01 | 0.019143 | 0.025814 | 0.028544 | 0.029474 | 0.029718 | 0.029809 | 0.029922 | 0.030097 | 0.030246
| Forced Air Heating Maintenance_Com, O - Heat | Large Retail |  | RET | 0.01 | 0.01894 | 0.02542 | 0.028018 | 0.02873 | 0.028705 | 0.02849 | 0.028265 | 0.02804 | 0.027799
| Forced Air Heating Maintenance_Com, P - Heat | Large Retail |  | RET | 0.01 | 0.01894 | 0.02542 | 0.028018 | 0.02873 | 0.028705 | 0.02849 | 0.028265 | 0.02804 | 0.027799
| Infrared Heater_Com, G - Heat | Large Retail |  | NC | 0.05 | 0.17265 | 0.37924 | 0.55522 | 0.62535 | 0.64099 | 0.64707 | 0.6461 | 0.64704 | 0.64489
| Infrared Heater_Com, G - Heat | Large Retail |  | RET | 0.01 | 0.026469 | 0.041314 | 0.047185 | 0.048703 | 0.048783 | 0.048721 | 0.048694 | 0.050161 | 0.05041
| Infrared Heater_Com, G - Heat | Large Retail |  | REPL | 0.05 | 0.17532 | 0.38069 | 0.54736 | 0.60794 | 0.60335 | 0.57567 | 0.5381 | 0.64489 | 0.75225
| Steam Trap Maintenance_Com, G - Heat | Large Retail |  | RET | 0.025 | 0.041268 | 0.047932 | 0.04941 | 0.049508 | 0.04953 | 0.049681 | 0.04987 | 0.050161 | 0.05041
| Steam Trap Maintenance_Com, O - Heat | Large Retail |  | RET | 0.025 | 0.040831 | 0.047201 | 0.0485 | 0.048258 | 0.047842 | 0.047483 | 0.047108 | 0.046733 | 0.046332
| Windows_Com, E - Cool [Building w Elec Heat] | Large Retail | Cooling | NC | 0.25 | 0.39246 | 0.50425 | 0.55944 | 0.56098 | 0.57032 | 0.5743 | 0.55895 | 0.55712 | 0.55027
| Windows_Com, E - Heat [Building w Elec Heat] | Large Retail | Space Heating | NC | 0.25 | 0.39246 | 0.50425 | 0.55944 | 0.56098 | 0.57032 | 0.5743 | 0.55895 | 0.55712 | 0.55027
| Windows_Com, E - Cool [Building w Gas Heat] | Large Retail | Cooling | NC | 0.25 | 0.39246 | 0.50425 | 0.55944 | 0.56098 | 0.57032 | 0.5743 | 0.55895 | 0.55712 | 0.55027
| Windows_Com, G - Heat [Building w Gas Heat] | Large Retail |  | NC | 0.25 | 0.39634 | 0.51196 | 0.56274 | 0.56931 | 0.56574 | 0.56632 | 0.56533 | 0.56616 | 0.56428
| Windows_Com, E - Cool [Building w Oil Heat] | Large Retail | Cooling | NC | 0.25 | 0.39246 | 0.50425 | 0.55944 | 0.56098 | 0.57032 | 0.5743 | 0.55895 | 0.55712 | 0.55027
| Windows_Com, O - Heat [Building w Oil Heat] | Large Retail |  | NC | 0.25 | 0.39214 | 0.50416 | 0.55237 | 0.55494 | 0.54646 | 0.54127 | 0.53403 | 0.52747 | 0.51864
| Windows_Com, E - Cool [Building w Propane Heat] | Large Retail | Cooling | NC | 0.25 | 0.39246 | 0.50425 | 0.55944 | 0.56098 | 0.57032 | 0.5743 | 0.55895 | 0.55712 | 0.55027
| Windows_Com, P - Heat [Building w Propane Heat] | Large Retail |  | NC | 0.25 | 0.39214 | 0.50416 | 0.55237 | 0.55494 | 0.54646 | 0.54127 | 0.53403 | 0.52747 | 0.51864
| Window Film_Com, E - Cool [Building w Elec Heat] | Large Retail | Cooling | RET | 0.01 | 0.025818 | 0.042301 | 0.048281 | 0.049885 | 0.050294 | 0.049727 | 0.050895 | 0.051365 | 0.050259
| Window Film_Com, E - Heat [Building w Elec Heat] | Large Retail | Space Heating | RET | 0.01 | 0.025818 | 0.042301 | 0.048281 | 0.049885 | 0.050294 | 0.049727 | 0.050895 | 0.051365 | 0.050259
| Window Film_Com, E - Cool [Building w Gas Heat] | Large Retail | Cooling | RET | 0.01 | 0.025818 | 0.042301 | 0.048281 | 0.049885 | 0.050294 | 0.049727 | 0.050895 | 0.051365 | 0.050259
| Window Film_Com, G - Heat [Building w Gas Heat] | Large Retail |  | RET | 0.01 | 0.026492 | 0.041445 | 0.047505 | 0.049237 | 0.04953 | 0.049681 | 0.04987 | 0.050161 | 0.05041
| Window Film_Com, E - Cool [Building w Oil Heat] | Large Retail | Cooling | RET | 0.01 | 0.025818 | 0.042301 | 0.048281 | 0.049885 | 0.050294 | 0.049727 | 0.050895 | 0.051365 | 0.050259
| Window Film_Com, O - Heat [Building w Oil Heat] | Large Retail |  | RET | 0.01 | 0.026211 | 0.040813 | 0.046629 | 0.047994 | 0.047842 | 0.047483 | 0.047108 | 0.046733 | 0.046332
| Window Film_Com, E - Cool [Building w Propane Heat] | Large Retail | Cooling | RET | 0.01 | 0.025818 | 0.042301 | 0.048281 | 0.049885 | 0.050294 | 0.049727 | 0.050895 | 0.051365 | 0.050259
| Window Film_Com, P - Heat [Building w Propane Heat] | Large Retail |  | RET | 0.01 | 0.026211 | 0.040813 | 0.046629 | 0.047994 | 0.047842 | 0.047483 | 0.047108 | 0.046733 | 0.046332
| Motors and Fans_Com, E - Vent | Large Retail | Ventilation | NC | 0.4 | 0.58374 | 0.66971 | 0.68679 | 0.66141 | 0.65725 | 0.65635 | 0.6388 | 0.63671 | 0.62888
| Motors and Fans_Com, E - Vent | Large Retail | Ventilation | RET | 0.03 | 0.040918 | 0.045877 | 0.044466 | 0.042158 | 0.040179 | 0.03776 | 0.036846 | 0.03546 | 0.033091
| Motors and Fans_Com, E - Vent | Large Retail | Ventilation | REPL | 0.4 | 0.56111 | 0.66358 | 0.65597 | 0.62423 | 0.58611 | 0.53972 | 0.51348 | 0.47897 | 0.43023
| ECM Furnace Motors_Com, E - Vent | Large Retail | Ventilation | RET | 0.025 | 0.039504 | 0.04852 | 0.050067 | 0.05016 | 0.050294 | 0.049727 | 0.050895 | 0.051365 | 0.050259
| VFD on HVAC System_Com, E - Vent | Large Retail | Ventilation | RET | 0.025 | 0.039504 | 0.04852 | 0.050067 | 0.05016 | 0.050294 | 0.049727 | 0.050895 | 0.051365 | 0.050259
| Kitchen DCV_Com, E - Vent [Building w Elec Heat] | Large Retail | Ventilation | NC | 0.1 | 0.21183 | 0.35485 | 0.47241 | 0.52165 | 0.55375 | 0.56819 | 0.55895 | 0.55712 | 0.55027
| Kitchen DCV_Com, E - Vent [Building w Elec Heat] | Large Retail | Ventilation | RET | 0.005 | 0.014921 | 0.030643 | 0.040713 | 0.043802 | 0.043591 | 0.041507 | 0.041297 | 0.04054 | 0.038604
| Kitchen DCV_Com, E - Vent [Building w Elec Heat] | Large Retail | Ventilation | REPL | 0.1 | 0.21524 | 0.37992 | 0.49384 | 0.54329 | 0.54875 | 0.52304 | 0.51654 | 0.49655 | 0.46162
| Kitchen DCV_Com, E - Heat [Building w Elec Heat] | Large Retail | Space Heating | NC | 0.1 | 0.21183 | 0.35485 | 0.47241 | 0.52165 | 0.55375 | 0.56819 | 0.55895 | 0.55712 | 0.55027
| Kitchen DCV_Com, E - Heat [Building w Elec Heat] | Large Retail | Space Heating | RET | 0.005 | 0.014921 | 0.030643 | 0.040713 | 0.043802 | 0.043591 | 0.041507 | 0.041297 | 0.04054 | 0.038604
| Kitchen DCV_Com, E - Heat [Building w Elec Heat] | Large Retail | Space Heating | REPL | 0.1 | 0.21524 | 0.37992 | 0.49384 | 0.54329 | 0.54875 | 0.52304 | 0.51654 | 0.49655 | 0.46162
| Kitchen DCV_Com, E - Vent [Building w Gas Heat] | Large Retail | Ventilation | NC | 0.1 | 0.21183 | 0.35485 | 0.47241 | 0.52165 | 0.55375 | 0.56819 | 0.55895 | 0.55712 | 0.55027
| Kitchen DCV_Com, E - Vent [Building w Gas Heat] | Large Retail | Ventilation | RET | 0.005 | 0.014921 | 0.030643 | 0.040713 | 0.043802 | 0.043591 | 0.041507 | 0.041297 | 0.04054 | 0.038604
| Kitchen DCV_Com, E - Vent [Building w Gas Heat] | Large Retail | Ventilation | REPL | 0.1 | 0.21524 | 0.37992 | 0.49384 | 0.54329 | 0.54875 | 0.52304 | 0.51654 | 0.49655 | 0.46162
| Kitchen DCV_Com, G - Heat [Building w Gas Heat] | Large Retail |  | NC | 0.1 | 0.21392 | 0.36027 | 0.4752 | 0.5294 | 0.5493 | 0.56029 | 0.56533 | 0.56616 | 0.56428
| Kitchen DCV_Com, G - Heat [Building w Gas Heat] | Large Retail |  | RET | 0.005 | 0.015311 | 0.030022 | 0.040058 | 0.043232 | 0.042929 | 0.041468 | 0.040466 | 0.03959 | 0.03872
| Kitchen DCV_Com, G - Heat [Building w Gas Heat] | Large Retail |  | REPL | 0.1 | 0.22086 | 0.37223 | 0.48589 | 0.53622 | 0.54041 | 0.52256 | 0.50614 | 0.48491 | 0.46301
| Kitchen DCV_Com, E - Vent [Building w Oil Heat] | Large Retail | Ventilation | NC | 0.1 | 0.21183 | 0.35485 | 0.47241 | 0.52165 | 0.55375 | 0.56819 | 0.55895 | 0.55712 | 0.55027
| Kitchen DCV_Com, E - Vent [Building w Oil Heat] | Large Retail | Ventilation | RET | 0.005 | 0.014921 | 0.030643 | 0.040713 | 0.043802 | 0.043591 | 0.041507 | 0.041297 | 0.04054 | 0.038604
| Kitchen DCV_Com, E - Vent [Building w Oil Heat] | Large Retail | Ventilation | REPL | 0.1 | 0.21524 | 0.37992 | 0.49384 | 0.54329 | 0.54875 | 0.52304 | 0.51654 | 0.49655 | 0.46162
| Kitchen DCV_Com, O - Heat [Building w Oil Heat] | Large Retail |  | NC | 0.1 | 0.21165 | 0.35478 | 0.46645 | 0.51604 | 0.53058 | 0.5355 | 0.53403 | 0.52747 | 0.51864
| Kitchen DCV_Com, O - Heat [Building w Oil Heat] | Large Retail |  | RET | 0.005 | 0.015149 | 0.029565 | 0.03932 | 0.042141 | 0.041466 | 0.039634 | 0.038225 | 0.036884 | 0.035588
| Kitchen DCV_Com, O - Heat [Building w Oil Heat] | Large Retail |  | REPL | 0.1 | 0.21852 | 0.36655 | 0.47694 | 0.52269 | 0.522 | 0.49944 | 0.47811 | 0.45177 | 0.42555
| Kitchen DCV_Com, E - Vent [Building w Propane Heat] | Large Retail | Ventilation | NC | 0.1 | 0.21183 | 0.35485 | 0.47241 | 0.52165 | 0.55375 | 0.56819 | 0.55895 | 0.55712 | 0.55027
| Kitchen DCV_Com, E - Vent [Building w Propane Heat] | Large Retail | Ventilation | RET | 0.005 | 0.014921 | 0.030643 | 0.040713 | 0.043802 | 0.043591 | 0.041507 | 0.041297 | 0.04054 | 0.038604
| Kitchen DCV_Com, E - Vent [Building w Propane Heat] | Large Retail | Ventilation | REPL | 0.1 | 0.21524 | 0.37992 | 0.49384 | 0.54329 | 0.54875 | 0.52304 | 0.51654 | 0.49655 | 0.46162
| Kitchen DCV_Com, P - Heat [Building w Propane Heat] | Large Retail |  | NC | 0.1 | 0.21165 | 0.35478 | 0.46645 | 0.51604 | 0.53058 | 0.5355 | 0.53403 | 0.52747 | 0.51864
| Kitchen DCV_Com, P - Heat [Building w Propane Heat] | Large Retail |  | RET | 0.005 | 0.015149 | 0.029565 | 0.03932 | 0.042141 | 0.041466 | 0.039634 | 0.038225 | 0.036884 | 0.035588
| Kitchen DCV_Com, P - Heat [Building w Propane Heat] | Large Retail |  | REPL | 0.1 | 0.21852 | 0.36655 | 0.47694 | 0.52269 | 0.522 | 0.49944 | 0.47811 | 0.45177 | 0.42555
| Duct Sealing Regulated_Com, E - Vent [Building w Elec Heat] | Large Retail | Ventilation | RET | 0.01 | 0.023268 | 0.038858 | 0.046378 | 0.049129 | 0.050225 | 0.049727 | 0.050895 | 0.051365 | 0.050259
| Duct Sealing Regulated_Com, E - Heat [Building w Elec Heat] | Large Retail | Space Heating | RET | 0.01 | 0.023268 | 0.038858 | 0.046378 | 0.049129 | 0.050225 | 0.049727 | 0.050895 | 0.051365 | 0.050259
| Duct Sealing Regulated_Com, E - Cool [Building w Elec Heat] | Large Retail | Cooling | RET | 0.01 | 0.023268 | 0.038858 | 0.046378 | 0.049129 | 0.050225 | 0.049727 | 0.050895 | 0.051365 | 0.050259
| Duct Sealing Regulated_Com, E - Vent [Building w Gas Heat] | Large Retail | Ventilation | RET | 0.01 | 0.023268 | 0.038858 | 0.046378 | 0.049129 | 0.050225 | 0.049727 | 0.050895 | 0.051365 | 0.050259
| Duct Sealing Regulated_Com, G - Heat [Building w Gas Heat] | Large Retail |  | RET | 0.01 | 0.023876 | 0.038071 | 0.045632 | 0.04849 | 0.049462 | 0.049681 | 0.04987 | 0.050161 | 0.05041
| Duct Sealing Regulated_Com, E - Cool [Building w Gas Heat] | Large Retail | Cooling | RET | 0.01 | 0.023268 | 0.038858 | 0.046378 | 0.049129 | 0.050225 | 0.049727 | 0.050895 | 0.051365 | 0.050259
| Duct Sealing Non Regulated_Com, E - Vent [Building w Oil Heat] | Large Retail | Ventilation | RET | 0.01 | 0.023268 | 0.038858 | 0.046378 | 0.049129 | 0.050225 | 0.049727 | 0.050895 | 0.051365 | 0.050259
| Duct Sealing Non Regulated_Com, O - Heat [Building w Oil Heat] | Large Retail |  | RET | 0.01 | 0.023623 | 0.037491 | 0.044791 | 0.047267 | 0.047776 | 0.047483 | 0.047108 | 0.046733 | 0.046332
| Duct Sealing Non Regulated_Com, E - Cool [Building w Oil Heat] | Large Retail | Cooling | RET | 0.01 | 0.023268 | 0.038858 | 0.046378 | 0.049129 | 0.050225 | 0.049727 | 0.050895 | 0.051365 | 0.050259
| Duct Sealing Non Regulated_Com, E - Vent [Building w Propane Heat] | Large Retail | Ventilation | RET | 0.01 | 0.023268 | 0.038858 | 0.046378 | 0.049129 | 0.050225 | 0.049727 | 0.050895 | 0.051365 | 0.050259
| Duct Sealing Non Regulated_Com, P - Heat [Building w Propane Heat] | Large Retail |  | RET | 0.01 | 0.023623 | 0.037491 | 0.044791 | 0.047267 | 0.047776 | 0.047483 | 0.047108 | 0.046733 | 0.046332
| Duct Sealing Non Regulated_Com, E - Cool [Building w Propane Heat] | Large Retail | Cooling | RET | 0.01 | 0.023268 | 0.038858 | 0.046378 | 0.049129 | 0.050225 | 0.049727 | 0.050895 | 0.051365 | 0.050259
| Power Strip_Com, E - Plug [Tier 1] | Large Retail | Plug Loads | NC | 0.25 | 0.18767 | 0.13556 | 0.13118 | 0.1241 | 0.12323 | 0.12306 | 0.11977 | 0.12059 | 0.12031
| Power Strip_Com, E - Plug [Tier 1] | Large Retail | Plug Loads | RET | 0.01 | 0.0086755 | 0.0080083 | 0.0068769 | 0.0059177 | 0.0049939 | 0.0039782 | 0.0030537 | 0.0020546 | 0.0010052
| Power Strip_Com, E - Plug [Tier 1] | Large Retail | Plug Loads | REPL | 0.25 | 0.19096 | 0.14881 | 0.14612 | 0.14679 | 0.14876 | 0.1488 | 0.15268 | 0.1541 | 0.15078
| Power Strip_Com, E - Plug [Tier 2] | Large Retail | Plug Loads | NC | 0 | 0.046917 | 0.13556 | 0.21864 | 0.28957 | 0.3697 | 0.36919 | 0.35932 | 0.36177 | 0.36092
| Power Strip_Com, E - Plug [Tier 2] | Large Retail | Plug Loads | RET | 0 | 0.00097332 | 0.0020373 | 0.0030165 | 0.0040128 | 0.0050294 | 0.0059673 | 0.0071252 | 0.0082184 | 0.0090466
| Power Strip_Com, E - Plug [Tier 2] | Large Retail | Plug Loads | REPL | 0 | 0.048617 | 0.15248 | 0.25059 | 0.35112 | 0.45265 | 0.44755 | 0.45805 | 0.46229 | 0.45233
| Computer Power Management_Com, E - Plug | Large Retail | Plug Loads | RET | 0.005 | 0.017311 | 0.035982 | 0.04605 | 0.049286 | 0.050294 | 0.049727 | 0.050895 | 0.051365 | 0.050259
| Vending Machine Controls_Com, E - Plug [Non-Refrigerated] | Large Retail | Plug Loads | RET | 0.005 | 0.017311 | 0.035982 | 0.04605 | 0.049286 | 0.050294 | 0.049727 | 0.050895 | 0.051365 | 0.050259
| Vending Machine Controls_Com, E - Plug [Refrigerated] | Large Retail | Plug Loads | RET | 0.005 | 0.017311 | 0.035982 | 0.04605 | 0.049286 | 0.050294 | 0.049727 | 0.050895 | 0.051365 | 0.050259
| Ovens_Com, E - Cook | Large Retail | Cooking | NC | 0.4 | 0.67039 | 0.77229 | 0.78198 | 0.74462 | 0.73941 | 0.73839 | 0.71865 | 0.7163 | 0.70748
| Ovens_Com, E - Cook | Large Retail | Cooking | REPL | 0.4 | 0.69538 | 0.87133 | 0.90165 | 0.90288 | 0.90529 | 0.89509 | 0.9161 | 0.92457 | 0.90466
| Ovens_Com, G - Cook | Large Retail |  | NC | 0.4 | 0.67701 | 0.78411 | 0.7866 | 0.75567 | 0.73347 | 0.72813 | 0.72686 | 0.72792 | 0.7255
| Ovens_Com, G - Cook | Large Retail |  | REPL | 0.4 | 0.71354 | 0.85369 | 0.88714 | 0.89114 | 0.89153 | 0.89426 | 0.89765 | 0.9029 | 0.90738
| Ovens_Com, P - Cook | Large Retail |  | NC | 0.4 | 0.66984 | 0.77216 | 0.7721 | 0.7366 | 0.70848 | 0.69592 | 0.68661 | 0.67817 | 0.66682
| Ovens_Com, P - Cook | Large Retail |  | REPL | 0.4 | 0.70598 | 0.84068 | 0.8708 | 0.86865 | 0.86116 | 0.8547 | 0.84794 | 0.8412 | 0.83398
| Fryers_Com, E - Cook | Large Retail | Cooking | NC | 0.4 | 0.67039 | 0.77229 | 0.78198 | 0.74462 | 0.73941 | 0.73839 | 0.71865 | 0.7163 | 0.70748
| Fryers_Com, E - Cook | Large Retail | Cooking | REPL | 0.4 | 0.69538 | 0.87133 | 0.90165 | 0.90288 | 0.90529 | 0.89509 | 0.9161 | 0.92457 | 0.90466
| Fryers_Com, G - Cook | Large Retail |  | NC | 0.4 | 0.67701 | 0.78411 | 0.7866 | 0.75567 | 0.73347 | 0.72813 | 0.72686 | 0.72792 | 0.7255
| Fryers_Com, G - Cook | Large Retail |  | REPL | 0.4 | 0.71354 | 0.85369 | 0.88714 | 0.89114 | 0.89153 | 0.89426 | 0.89765 | 0.9029 | 0.90738
| Fryers_Com, P - Cook | Large Retail |  | NC | 0.4 | 0.66984 | 0.77216 | 0.7721 | 0.7366 | 0.70848 | 0.69592 | 0.68661 | 0.67817 | 0.66682
| Fryers_Com, P - Cook | Large Retail |  | REPL | 0.4 | 0.70598 | 0.84068 | 0.8708 | 0.86865 | 0.86116 | 0.8547 | 0.84794 | 0.8412 | 0.83398
| Griddles_Com, E - Cook | Large Retail | Cooking | NC | 0.4 | 0.67039 | 0.77229 | 0.78198 | 0.74462 | 0.73941 | 0.73839 | 0.71865 | 0.7163 | 0.70748
| Griddles_Com, E - Cook | Large Retail | Cooking | REPL | 0.4 | 0.69538 | 0.87133 | 0.90165 | 0.90288 | 0.90529 | 0.89509 | 0.9161 | 0.92457 | 0.90466
| Griddles_Com, G - Cook | Large Retail |  | NC | 0.4 | 0.67701 | 0.78411 | 0.7866 | 0.75567 | 0.73347 | 0.72813 | 0.72686 | 0.72792 | 0.7255
| Griddles_Com, G - Cook | Large Retail |  | REPL | 0.4 | 0.71354 | 0.85369 | 0.88714 | 0.89114 | 0.89153 | 0.89426 | 0.89765 | 0.9029 | 0.90738
| Griddles_Com, P - Cook | Large Retail |  | NC | 0.4 | 0.66984 | 0.77216 | 0.7721 | 0.7366 | 0.70848 | 0.69592 | 0.68661 | 0.67817 | 0.66682
| Griddles_Com, P - Cook | Large Retail |  | REPL | 0.4 | 0.70598 | 0.84068 | 0.8708 | 0.86865 | 0.86116 | 0.8547 | 0.84794 | 0.8412 | 0.83398
| Hot Food Holding Cabinet_Com, E - Cook | Large Retail | Cooking | NC | 0.4 | 0.67039 | 0.77229 | 0.78198 | 0.74462 | 0.73941 | 0.73839 | 0.71865 | 0.7163 | 0.70748
| Hot Food Holding Cabinet_Com, E - Cook | Large Retail | Cooking | REPL | 0.4 | 0.69538 | 0.87133 | 0.90165 | 0.90288 | 0.90529 | 0.89509 | 0.9161 | 0.92457 | 0.90466
| Steamers_Com, E - Cook | Large Retail | Cooking | NC | 0.4 | 0.67039 | 0.77229 | 0.78198 | 0.74462 | 0.73941 | 0.73839 | 0.71865 | 0.7163 | 0.70748
| Steamers_Com, E - Cook | Large Retail | Cooking | REPL | 0.4 | 0.69538 | 0.87133 | 0.90165 | 0.90288 | 0.90529 | 0.89509 | 0.9161 | 0.92457 | 0.90466
| Steamers_Com, G - Cook | Large Retail |  | NC | 0.4 | 0.67701 | 0.78411 | 0.7866 | 0.75567 | 0.73347 | 0.72813 | 0.72686 | 0.72792 | 0.7255
| Steamers_Com, G - Cook | Large Retail |  | REPL | 0.4 | 0.71354 | 0.85369 | 0.88714 | 0.89114 | 0.89153 | 0.89426 | 0.89765 | 0.9029 | 0.90738
| ES Refrigerator and Freezer_Com, E - Refr | Large Retail | Refrigeration | NC | 0.2 | 0.40942 | 0.58382 | 0.6566 | 0.65237 | 0.65725 | 0.65635 | 0.6388 | 0.63671 | 0.62888
| ES Refrigerator and Freezer_Com, E - Refr | Large Retail | Refrigeration | REPL | 0.2 | 0.42469 | 0.65869 | 0.75709 | 0.79102 | 0.80471 | 0.79564 | 0.81431 | 0.82184 | 0.80414
| Anti Sweat Heat Control_Com, E - Refr | Large Retail | Refrigeration | NC | 0.2 | 0.34106 | 0.46865 | 0.54131 | 0.55337 | 0.56722 | 0.57362 | 0.55895 | 0.55712 | 0.55027
| Anti Sweat Heat Control_Com, E - Refr | Large Retail | Refrigeration | RET | 0.01 | 0.025818 | 0.042301 | 0.048281 | 0.049885 | 0.050294 | 0.049727 | 0.050895 | 0.051365 | 0.050259
| Case Night Covers_Com, E - Refr | Large Retail | Refrigeration | RET | 0.005 | 0.021367 | 0.040297 | 0.04782 | 0.04982 | 0.050294 | 0.049727 | 0.050895 | 0.051365 | 0.050259
| Loading Dock Pit Seals_Com, E - Refr | Large Retail | Refrigeration | NC | 0.05 | 0.12904 | 0.25541 | 0.39367 | 0.47885 | 0.53402 | 0.55994 | 0.55575 | 0.55712 | 0.55027
| Loading Dock Pit Seals_Com, E - Refr | Large Retail | Refrigeration | RET | 0.01 | 0.025818 | 0.042301 | 0.048281 | 0.049885 | 0.050294 | 0.049727 | 0.050895 | 0.051365 | 0.050259
| ECM Comp Cond Fan Motor_Com, E - Refr | Large Retail | Refrigeration | NC | 0.15 | 0.28154 | 0.42121 | 0.51481 | 0.54172 | 0.56238 | 0.57169 | 0.55895 | 0.55712 | 0.55027
| ECM Comp Cond Fan Motor_Com, E - Refr | Large Retail | Refrigeration | RET | 0.01 | 0.025728 | 0.041766 | 0.046983 | 0.047736 | 0.047295 | 0.04595 | 0.050895 | 0.051365 | 0.050259
| ECM Comp Cond Fan Motor_Com, E - Refr | Large Retail | Refrigeration | REPL | 0.15 | 0.28138 | 0.43815 | 0.51886 | 0.5415 | 0.5332 | 0.502 | 0.58383 | 0.65754 | 0.70362
| Evap Fan Motor Replacement_Com, E - Refr | Large Retail | Refrigeration | NC | 0.15 | 0.28154 | 0.42121 | 0.51481 | 0.54172 | 0.56238 | 0.57169 | 0.55895 | 0.55712 | 0.55027
| Evap Fan Motor Replacement_Com, E - Refr | Large Retail | Refrigeration | RET | 0.01 | 0.025569 | 0.04082 | 0.044724 | 0.044073 | 0.042301 | 0.039805 | 0.039161 | 0.038008 | 0.035777
| Evap Fan Motor Replacement_Com, E - Refr | Large Retail | Refrigeration | REPL | 0.15 | 0.28138 | 0.43815 | 0.51886 | 0.5415 | 0.5332 | 0.502 | 0.48596 | 0.45999 | 0.42028
| Evap Fan Speed Controls_Com, E - Refr | Large Retail | Refrigeration | NC | 0.15 | 0.28154 | 0.42121 | 0.51481 | 0.54172 | 0.56238 | 0.57169 | 0.55895 | 0.55712 | 0.55027
| Evap Fan Speed Controls_Com, E - Refr | Large Retail | Refrigeration | RET | 0.01 | 0.025818 | 0.042301 | 0.048281 | 0.049885 | 0.050294 | 0.049727 | 0.050895 | 0.051365 | 0.050259
| LowHeat NoHeat Doors_Com, E - Refr | Large Retail | Refrigeration | NC | 0.15 | 0.28154 | 0.42121 | 0.51481 | 0.54172 | 0.56238 | 0.57169 | 0.55895 | 0.55712 | 0.55027
| LowHeat NoHeat Doors_Com, E - Refr | Large Retail | Refrigeration | RET | 0.01 | 0.025818 | 0.042301 | 0.048281 | 0.049885 | 0.050294 | 0.049727 | 0.050895 | 0.051365 | 0.050259
| Refrigerated Vending Machine_Com, E - Refr | Large Retail | Refrigeration | NC | 0.15 | 0.28154 | 0.42121 | 0.51481 | 0.54172 | 0.56238 | 0.57169 | 0.55895 | 0.55712 | 0.55027
| Refrigerated Vending Machine_Com, E - Refr | Large Retail | Refrigeration | REPL | 0.15 | 0.29204 | 0.47522 | 0.59359 | 0.65686 | 0.68855 | 0.69301 | 0.71252 | 0.71911 | 0.70362
| Walk In Refrigeration_Com, E - Refr | Large Retail | Refrigeration | NC | 0.15 | 0.28154 | 0.42121 | 0.51481 | 0.54172 | 0.56238 | 0.57169 | 0.55895 | 0.55712 | 0.55027
| Refrigeration Tune Up_Com, E - Refr | Large Retail | Refrigeration | RET | 0.01 | 0.025818 | 0.042301 | 0.048281 | 0.049885 | 0.050294 | 0.049727 | 0.050895 | 0.051365 | 0.050259
| ES Ice Machine_Com, E - Refr | Large Retail | Refrigeration | NC | 0.35 | 0.47676 | 0.55412 | 0.58264 | 0.57031 | 0.57406 | 0.5743 | 0.55895 | 0.55712 | 0.55027
| ES Ice Machine_Com, E - Refr | Large Retail | Refrigeration | REPL | 0.35 | 0.49454 | 0.62517 | 0.67181 | 0.69153 | 0.70285 | 0.69618 | 0.71252 | 0.71911 | 0.70362
| Walk In Cooler Retroft_Com, E - Refr | Large Retail | Refrigeration | RET | 0.01 | 0.025818 | 0.042301 | 0.048281 | 0.049885 | 0.050294 | 0.049727 | 0.050895 | 0.051365 | 0.050259
| HE Built Up Refrig_Com, E - Refr | Large Retail | Refrigeration | NC | 0.05 | 0.12904 | 0.25541 | 0.39367 | 0.47885 | 0.53402 | 0.55994 | 0.55575 | 0.55712 | 0.55027
| HE Built Up Refrig_Com, E - Refr | Large Retail | Refrigeration | RET | 0.01 | 0.023268 | 0.038858 | 0.046378 | 0.049129 | 0.050225 | 0.049727 | 0.050895 | 0.051365 | 0.050259
| Door Gasket Replacement_Com, E - Refr | Large Retail | Refrigeration | RET | 0.01 | 0.028327 | 0.044251 | 0.048997 | 0.050108 | 0.050294 | 0.049727 | 0.050895 | 0.051365 | 0.050259
| EnergyStar Dehumidifier_Com, E - Appl | Large Retail | Appliances | NC | 0.4 | 0.67039 | 0.77229 | 0.78198 | 0.74462 | 0.73941 | 0.73839 | 0.71865 | 0.7163 | 0.70748
| EnergyStar Dehumidifier_Com, E - Appl | Large Retail | Appliances | REPL | 0.4 | 0.69538 | 0.87133 | 0.90165 | 0.90288 | 0.90529 | 0.89509 | 0.9161 | 0.92457 | 0.90466
| Clothes Washer Elec WH_Com, E - Appl [unit w/ elec dry - Washer] | Large Retail | Appliances | NC | 0.4 | 0.67039 | 0.77229 | 0.78198 | 0.74462 | 0.73941 | 0.73839 | 0.72591 | 0.73085 | 0.72914
| Clothes Washer Elec WH_Com, E - Appl [unit w/ elec dry - Washer] | Large Retail | Appliances | REPL | 0.4 | 0.69538 | 0.87133 | 0.90165 | 0.90288 | 0.90529 | 0.89509 | 0.9161 | 0.92457 | 0.90466
| Clothes Washer Elec WH_Com, E - Appl [unit w/ elec dry - Dryer] | Large Retail | Appliances | NC | 0.4 | 0.67039 | 0.77229 | 0.78198 | 0.74462 | 0.73941 | 0.73839 | 0.72591 | 0.73085 | 0.72914
| Clothes Washer Elec WH_Com, E - Appl [unit w/ elec dry - Dryer] | Large Retail | Appliances | REPL | 0.4 | 0.69538 | 0.87133 | 0.90165 | 0.90288 | 0.90529 | 0.89509 | 0.9161 | 0.92457 | 0.90466
| Clothes Washer Elec WH_Com, E - HWat [unit w/ elec dry - Water Heater] | Large Retail | Water Heating | NC | 0.4 | 0.67039 | 0.77229 | 0.78198 | 0.74462 | 0.73941 | 0.73839 | 0.72591 | 0.73085 | 0.72914
| Clothes Washer Elec WH_Com, E - HWat [unit w/ elec dry - Water Heater] | Large Retail | Water Heating | REPL | 0.4 | 0.69538 | 0.87133 | 0.90165 | 0.90288 | 0.90529 | 0.89509 | 0.9161 | 0.92457 | 0.90466
| Clothes Washer Elec WH_Com, E - Appl [unit w/ gas dry - Washer] | Large Retail | Appliances | NC | 0.4 | 0.67039 | 0.77229 | 0.78198 | 0.74462 | 0.73941 | 0.73839 | 0.72591 | 0.73085 | 0.72914
| Clothes Washer Elec WH_Com, E - Appl [unit w/ gas dry - Washer] | Large Retail | Appliances | REPL | 0.4 | 0.69538 | 0.87133 | 0.90165 | 0.90288 | 0.90529 | 0.89509 | 0.9161 | 0.92457 | 0.90466
| Clothes Washer Elec WH_Com, G - Oth [unit w/ gas dry - Dryer] | Large Retail |  | NC | 0.4 | 0.67701 | 0.78411 | 0.7866 | 0.75567 | 0.73347 | 0.72813 | 0.7342 | 0.7427 | 0.74771
| Clothes Washer Elec WH_Com, G - Oth [unit w/ gas dry - Dryer] | Large Retail |  | REPL | 0.4 | 0.71354 | 0.85369 | 0.88714 | 0.89114 | 0.89153 | 0.89426 | 0.89765 | 0.9029 | 0.90738
| Clothes Washer Elec WH_Com, E - HWat [unit w/ gas dry - Water Heater] | Large Retail | Water Heating | NC | 0.4 | 0.67039 | 0.77229 | 0.78198 | 0.74462 | 0.73941 | 0.73839 | 0.72591 | 0.73085 | 0.72914
| Clothes Washer Elec WH_Com, E - HWat [unit w/ gas dry - Water Heater] | Large Retail | Water Heating | REPL | 0.4 | 0.69538 | 0.87133 | 0.90165 | 0.90288 | 0.90529 | 0.89509 | 0.9161 | 0.92457 | 0.90466
| Clothes Washer Elec WH_Com, E - Appl [unit w/ propane dry - Washer] | Large Retail | Appliances | NC | 0.4 | 0.67039 | 0.77229 | 0.78198 | 0.74462 | 0.73941 | 0.73839 | 0.72591 | 0.73085 | 0.72914
| Clothes Washer Elec WH_Com, E - Appl [unit w/ propane dry - Washer] | Large Retail | Appliances | REPL | 0.4 | 0.69538 | 0.87133 | 0.90165 | 0.90288 | 0.90529 | 0.89509 | 0.9161 | 0.92457 | 0.90466
| Clothes Washer Elec WH_Com, P - Oth [unit w/ propane dry - Dryer] | Large Retail |  | NC | 0.4 | 0.66984 | 0.77216 | 0.7721 | 0.7366 | 0.70848 | 0.69592 | 0.69354 | 0.69194 | 0.68723
| Clothes Washer Elec WH_Com, P - Oth [unit w/ propane dry - Dryer] | Large Retail |  | REPL | 0.4 | 0.70598 | 0.84068 | 0.8708 | 0.86865 | 0.86116 | 0.8547 | 0.84794 | 0.8412 | 0.83398
| Clothes Washer Elec WH_Com, E - HWat [unit w/ propane dry - Water Heater] | Large Retail | Water Heating | NC | 0.4 | 0.67039 | 0.77229 | 0.78198 | 0.74462 | 0.73941 | 0.73839 | 0.72591 | 0.73085 | 0.72914
| Clothes Washer Elec WH_Com, E - HWat [unit w/ propane dry - Water Heater] | Large Retail | Water Heating | REPL | 0.4 | 0.69538 | 0.87133 | 0.90165 | 0.90288 | 0.90529 | 0.89509 | 0.9161 | 0.92457 | 0.90466
| Clothes Washer Gas WH_Com, E - Appl [unit w/ elec dry - Washer] | Large Retail | Appliances | NC | 0.4 | 0.67039 | 0.77229 | 0.78198 | 0.74462 | 0.73941 | 0.73839 | 0.72591 | 0.73085 | 0.72914
| Clothes Washer Gas WH_Com, E - Appl [unit w/ elec dry - Washer] | Large Retail | Appliances | REPL | 0.4 | 0.69538 | 0.87133 | 0.90165 | 0.90288 | 0.90529 | 0.89509 | 0.9161 | 0.92457 | 0.90466
| Clothes Washer Gas WH_Com, E - Appl [unit w/ elec dry - Dryer] | Large Retail | Appliances | NC | 0.4 | 0.67039 | 0.77229 | 0.78198 | 0.74462 | 0.73941 | 0.73839 | 0.72591 | 0.73085 | 0.72914
| Clothes Washer Gas WH_Com, E - Appl [unit w/ elec dry - Dryer] | Large Retail | Appliances | REPL | 0.4 | 0.69538 | 0.87133 | 0.90165 | 0.90288 | 0.90529 | 0.89509 | 0.9161 | 0.92457 | 0.90466
| Clothes Washer Gas WH_Com, G - HWat [unit w/ elec dry - Water Heater] | Large Retail |  | NC | 0.4 | 0.67701 | 0.78411 | 0.7866 | 0.75567 | 0.73347 | 0.72813 | 0.7342 | 0.7427 | 0.74771
| Clothes Washer Gas WH_Com, G - HWat [unit w/ elec dry - Water Heater] | Large Retail |  | REPL | 0.4 | 0.71354 | 0.85369 | 0.88714 | 0.89114 | 0.89153 | 0.89426 | 0.89765 | 0.9029 | 0.90738
| Clothes Washer Gas WH_Com, E - Appl [unit w/ gas dry - Washer] | Large Retail | Appliances | NC | 0.4 | 0.67039 | 0.77229 | 0.78198 | 0.74462 | 0.73941 | 0.73839 | 0.72591 | 0.73085 | 0.72914
| Clothes Washer Gas WH_Com, E - Appl [unit w/ gas dry - Washer] | Large Retail | Appliances | REPL | 0.4 | 0.69538 | 0.87133 | 0.90165 | 0.90288 | 0.90529 | 0.89509 | 0.9161 | 0.92457 | 0.90466
| Clothes Washer Gas WH_Com, G - Oth [unit w/ gas dry - Dryer] | Large Retail |  | NC | 0.4 | 0.67701 | 0.78411 | 0.7866 | 0.75567 | 0.73347 | 0.72813 | 0.7342 | 0.7427 | 0.74771
| Clothes Washer Gas WH_Com, G - Oth [unit w/ gas dry - Dryer] | Large Retail |  | REPL | 0.4 | 0.71354 | 0.85369 | 0.88714 | 0.89114 | 0.89153 | 0.89426 | 0.89765 | 0.9029 | 0.90738
| Clothes Washer Gas WH_Com, G - HWat [unit w/ gas dry - Water Heater] | Large Retail |  | NC | 0.4 | 0.67701 | 0.78411 | 0.7866 | 0.75567 | 0.73347 | 0.72813 | 0.7342 | 0.7427 | 0.74771
| Clothes Washer Gas WH_Com, G - HWat [unit w/ gas dry - Water Heater] | Large Retail |  | REPL | 0.4 | 0.71354 | 0.85369 | 0.88714 | 0.89114 | 0.89153 | 0.89426 | 0.89765 | 0.9029 | 0.90738
| Clothes Washer Gas WH_Com, E - Appl [unit w/ propane dry - Washer] | Large Retail | Appliances | NC | 0.4 | 0.67039 | 0.77229 | 0.78198 | 0.74462 | 0.73941 | 0.73839 | 0.72591 | 0.73085 | 0.72914
| Clothes Washer Gas WH_Com, E - Appl [unit w/ propane dry - Washer] | Large Retail | Appliances | REPL | 0.4 | 0.69538 | 0.87133 | 0.90165 | 0.90288 | 0.90529 | 0.89509 | 0.9161 | 0.92457 | 0.90466
| Clothes Washer Gas WH_Com, P - Oth [unit w/ propane dry - Dryer] | Large Retail |  | NC | 0.4 | 0.66984 | 0.77216 | 0.7721 | 0.7366 | 0.70848 | 0.69592 | 0.69354 | 0.69194 | 0.68723
| Clothes Washer Gas WH_Com, P - Oth [unit w/ propane dry - Dryer] | Large Retail |  | REPL | 0.4 | 0.70598 | 0.84068 | 0.8708 | 0.86865 | 0.86116 | 0.8547 | 0.84794 | 0.8412 | 0.83398
| Clothes Washer Gas WH_Com, G - HWat [unit w/ propane dry - Water Heater] | Large Retail |  | NC | 0.4 | 0.67701 | 0.78411 | 0.7866 | 0.75567 | 0.73347 | 0.72813 | 0.7342 | 0.7427 | 0.74771
| Clothes Washer Gas WH_Com, G - HWat [unit w/ propane dry - Water Heater] | Large Retail |  | REPL | 0.4 | 0.71354 | 0.85369 | 0.88714 | 0.89114 | 0.89153 | 0.89426 | 0.89765 | 0.9029 | 0.90738
| Clothes Washer Oil WH_Com, E - Appl [unit w/ elec dry - Washer] | Large Retail | Appliances | NC | 0.4 | 0.67039 | 0.77229 | 0.78198 | 0.74462 | 0.73941 | 0.73839 | 0.72591 | 0.73085 | 0.72914
| Clothes Washer Oil WH_Com, E - Appl [unit w/ elec dry - Washer] | Large Retail | Appliances | REPL | 0.4 | 0.69538 | 0.87133 | 0.90165 | 0.90288 | 0.90529 | 0.89509 | 0.9161 | 0.92457 | 0.90466
| Clothes Washer Oil WH_Com, E - Appl [unit w/ elec dry - Dryer] | Large Retail | Appliances | NC | 0.4 | 0.67039 | 0.77229 | 0.78198 | 0.74462 | 0.73941 | 0.73839 | 0.72591 | 0.73085 | 0.72914
| Clothes Washer Oil WH_Com, E - Appl [unit w/ elec dry - Dryer] | Large Retail | Appliances | REPL | 0.4 | 0.69538 | 0.87133 | 0.90165 | 0.90288 | 0.90529 | 0.89509 | 0.9161 | 0.92457 | 0.90466
| Clothes Washer Oil WH_Com, O - HWat [unit w/ elec dry - Water Heater] | Large Retail |  | NC | 0.4 | 0.66984 | 0.77216 | 0.7721 | 0.7366 | 0.70848 | 0.69592 | 0.69354 | 0.69194 | 0.68723
| Clothes Washer Oil WH_Com, O - HWat [unit w/ elec dry - Water Heater] | Large Retail |  | REPL | 0.4 | 0.70598 | 0.84068 | 0.8708 | 0.86865 | 0.86116 | 0.8547 | 0.84794 | 0.8412 | 0.83398
| Clothes Washer Oil WH_Com, E - Appl [unit w/ gas dry - Washer] | Large Retail | Appliances | NC | 0.4 | 0.67039 | 0.77229 | 0.78198 | 0.74462 | 0.73941 | 0.73839 | 0.72591 | 0.73085 | 0.72914
| Clothes Washer Oil WH_Com, E - Appl [unit w/ gas dry - Washer] | Large Retail | Appliances | REPL | 0.4 | 0.69538 | 0.87133 | 0.90165 | 0.90288 | 0.90529 | 0.89509 | 0.9161 | 0.92457 | 0.90466
| Clothes Washer Oil WH_Com, G - Oth [unit w/ gas dry - Dryer] | Large Retail |  | NC | 0.4 | 0.67701 | 0.78411 | 0.7866 | 0.75567 | 0.73347 | 0.72813 | 0.7342 | 0.7427 | 0.74771
| Clothes Washer Oil WH_Com, G - Oth [unit w/ gas dry - Dryer] | Large Retail |  | REPL | 0.4 | 0.71354 | 0.85369 | 0.88714 | 0.89114 | 0.89153 | 0.89426 | 0.89765 | 0.9029 | 0.90738
| Clothes Washer Oil WH_Com, O - HWat [unit w/ gas dry - Water Heater] | Large Retail |  | NC | 0.4 | 0.66984 | 0.77216 | 0.7721 | 0.7366 | 0.70848 | 0.69592 | 0.69354 | 0.69194 | 0.68723
| Clothes Washer Oil WH_Com, O - HWat [unit w/ gas dry - Water Heater] | Large Retail |  | REPL | 0.4 | 0.70598 | 0.84068 | 0.8708 | 0.86865 | 0.86116 | 0.8547 | 0.84794 | 0.8412 | 0.83398
| Clothes Washer Oil WH_Com, E - Appl [unit w/ propane dry - Washer] | Large Retail | Appliances | NC | 0.4 | 0.67039 | 0.77229 | 0.78198 | 0.74462 | 0.73941 | 0.73839 | 0.72591 | 0.73085 | 0.72914
| Clothes Washer Oil WH_Com, E - Appl [unit w/ propane dry - Washer] | Large Retail | Appliances | REPL | 0.4 | 0.69538 | 0.87133 | 0.90165 | 0.90288 | 0.90529 | 0.89509 | 0.9161 | 0.92457 | 0.90466
| Clothes Washer Oil WH_Com, P - Oth [unit w/ propane dry - Dryer] | Large Retail |  | NC | 0.4 | 0.66984 | 0.77216 | 0.7721 | 0.7366 | 0.70848 | 0.69592 | 0.69354 | 0.69194 | 0.68723
| Clothes Washer Oil WH_Com, P - Oth [unit w/ propane dry - Dryer] | Large Retail |  | REPL | 0.4 | 0.70598 | 0.84068 | 0.8708 | 0.86865 | 0.86116 | 0.8547 | 0.84794 | 0.8412 | 0.83398
| Clothes Washer Oil WH_Com, O - HWat [unit w/ propane dry - Water Heater] | Large Retail |  | NC | 0.4 | 0.66984 | 0.77216 | 0.7721 | 0.7366 | 0.70848 | 0.69592 | 0.69354 | 0.69194 | 0.68723
| Clothes Washer Oil WH_Com, O - HWat [unit w/ propane dry - Water Heater] | Large Retail |  | REPL | 0.4 | 0.70598 | 0.84068 | 0.8708 | 0.86865 | 0.86116 | 0.8547 | 0.84794 | 0.8412 | 0.83398
| Clothes Washer Propane WH_Com, E - Appl [unit w/ elec dry - Washer] | Large Retail | Appliances | NC | 0.4 | 0.67039 | 0.77229 | 0.78198 | 0.74462 | 0.73941 | 0.73839 | 0.72591 | 0.73085 | 0.72914
| Clothes Washer Propane WH_Com, E - Appl [unit w/ elec dry - Washer] | Large Retail | Appliances | REPL | 0.4 | 0.69538 | 0.87133 | 0.90165 | 0.90288 | 0.90529 | 0.89509 | 0.9161 | 0.92457 | 0.90466
| Clothes Washer Propane WH_Com, E - Appl [unit w/ elec dry - Dryer] | Large Retail | Appliances | NC | 0.4 | 0.67039 | 0.77229 | 0.78198 | 0.74462 | 0.73941 | 0.73839 | 0.72591 | 0.73085 | 0.72914
| Clothes Washer Propane WH_Com, E - Appl [unit w/ elec dry - Dryer] | Large Retail | Appliances | REPL | 0.4 | 0.69538 | 0.87133 | 0.90165 | 0.90288 | 0.90529 | 0.89509 | 0.9161 | 0.92457 | 0.90466
| Clothes Washer Propane WH_Com, P - HWat [unit w/ elec dry - Water Heater] | Large Retail |  | NC | 0.4 | 0.66984 | 0.77216 | 0.7721 | 0.7366 | 0.70848 | 0.69592 | 0.69354 | 0.69194 | 0.68723
| Clothes Washer Propane WH_Com, P - HWat [unit w/ elec dry - Water Heater] | Large Retail |  | REPL | 0.4 | 0.70598 | 0.84068 | 0.8708 | 0.86865 | 0.86116 | 0.8547 | 0.84794 | 0.8412 | 0.83398
| Clothes Washer Propane WH_Com, E - Appl [unit w/ gas dry - Washer] | Large Retail | Appliances | NC | 0.4 | 0.67039 | 0.77229 | 0.78198 | 0.74462 | 0.73941 | 0.73839 | 0.72591 | 0.73085 | 0.72914
| Clothes Washer Propane WH_Com, E - Appl [unit w/ gas dry - Washer] | Large Retail | Appliances | REPL | 0.4 | 0.69538 | 0.87133 | 0.90165 | 0.90288 | 0.90529 | 0.89509 | 0.9161 | 0.92457 | 0.90466
| Clothes Washer Propane WH_Com, G - Oth [unit w/ gas dry - Dryer] | Large Retail |  | NC | 0.4 | 0.67701 | 0.78411 | 0.7866 | 0.75567 | 0.73347 | 0.72813 | 0.7342 | 0.7427 | 0.74771
| Clothes Washer Propane WH_Com, G - Oth [unit w/ gas dry - Dryer] | Large Retail |  | REPL | 0.4 | 0.71354 | 0.85369 | 0.88714 | 0.89114 | 0.89153 | 0.89426 | 0.89765 | 0.9029 | 0.90738
| Clothes Washer Propane WH_Com, P - HWat [unit w/ gas dry - Water Heater] | Large Retail |  | NC | 0.4 | 0.66984 | 0.77216 | 0.7721 | 0.7366 | 0.70848 | 0.69592 | 0.69354 | 0.69194 | 0.68723
| Clothes Washer Propane WH_Com, P - HWat [unit w/ gas dry - Water Heater] | Large Retail |  | REPL | 0.4 | 0.70598 | 0.84068 | 0.8708 | 0.86865 | 0.86116 | 0.8547 | 0.84794 | 0.8412 | 0.83398
| Clothes Washer Propane WH_Com, E - Appl [unit w/ propane dry - Washer] | Large Retail | Appliances | NC | 0.4 | 0.67039 | 0.77229 | 0.78198 | 0.74462 | 0.73941 | 0.73839 | 0.72591 | 0.73085 | 0.72914
| Clothes Washer Propane WH_Com, E - Appl [unit w/ propane dry - Washer] | Large Retail | Appliances | REPL | 0.4 | 0.69538 | 0.87133 | 0.90165 | 0.90288 | 0.90529 | 0.89509 | 0.9161 | 0.92457 | 0.90466
| Clothes Washer Propane WH_Com, P - Oth [unit w/ propane dry - Dryer] | Large Retail |  | NC | 0.4 | 0.66984 | 0.77216 | 0.7721 | 0.7366 | 0.70848 | 0.69592 | 0.69354 | 0.69194 | 0.68723
| Clothes Washer Propane WH_Com, P - Oth [unit w/ propane dry - Dryer] | Large Retail |  | REPL | 0.4 | 0.70598 | 0.84068 | 0.8708 | 0.86865 | 0.86116 | 0.8547 | 0.84794 | 0.8412 | 0.83398
| Clothes Washer Propane WH_Com, P - HWat [unit w/ propane dry - Water Heater] | Large Retail |  | NC | 0.4 | 0.66984 | 0.77216 | 0.7721 | 0.7366 | 0.70848 | 0.69592 | 0.69354 | 0.69194 | 0.68723
| Clothes Washer Propane WH_Com, P - HWat [unit w/ propane dry - Water Heater] | Large Retail |  | REPL | 0.4 | 0.70598 | 0.84068 | 0.8708 | 0.86865 | 0.86116 | 0.8547 | 0.84794 | 0.8412 | 0.83398
| Dishwasher_Com, E - Appl [Building w elec WH] | Large Retail | Appliances | NC | 0.4 | 0.67039 | 0.77229 | 0.78198 | 0.74462 | 0.73941 | 0.73839 | 0.71865 | 0.7163 | 0.70748
| Dishwasher_Com, E - Appl [Building w elec WH] | Large Retail | Appliances | REPL | 0.4 | 0.69538 | 0.87133 | 0.90165 | 0.90288 | 0.90529 | 0.89509 | 0.9161 | 0.92457 | 0.90466
| Dishwasher_Com, E - HWat [Building w elec WH] | Large Retail | Water Heating | NC | 0.4 | 0.67039 | 0.77229 | 0.78198 | 0.74462 | 0.73941 | 0.73839 | 0.71865 | 0.7163 | 0.70748
| Dishwasher_Com, E - HWat [Building w elec WH] | Large Retail | Water Heating | REPL | 0.4 | 0.69538 | 0.87133 | 0.90165 | 0.90288 | 0.90529 | 0.89509 | 0.9161 | 0.92457 | 0.90466
| Dishwasher_Com, E - Appl [Building w gas WH] | Large Retail | Appliances | NC | 0.4 | 0.67039 | 0.77229 | 0.78198 | 0.74462 | 0.73941 | 0.73839 | 0.71865 | 0.7163 | 0.70748
| Dishwasher_Com, E - Appl [Building w gas WH] | Large Retail | Appliances | REPL | 0.4 | 0.69538 | 0.87133 | 0.90165 | 0.90288 | 0.90529 | 0.89509 | 0.9161 | 0.92457 | 0.90466
| Dishwasher_Com, G - HWat [Building w gas WH] | Large Retail |  | NC | 0.4 | 0.67701 | 0.78411 | 0.7866 | 0.75567 | 0.73347 | 0.72813 | 0.72686 | 0.72792 | 0.7255
| Dishwasher_Com, G - HWat [Building w gas WH] | Large Retail |  | REPL | 0.4 | 0.71354 | 0.85369 | 0.88714 | 0.89114 | 0.89153 | 0.89426 | 0.89765 | 0.9029 | 0.90738
| Dishwasher_Com, E - Appl [Building w oil WH] | Large Retail | Appliances | NC | 0.4 | 0.67039 | 0.77229 | 0.78198 | 0.74462 | 0.73941 | 0.73839 | 0.71865 | 0.7163 | 0.70748
| Dishwasher_Com, E - Appl [Building w oil WH] | Large Retail | Appliances | REPL | 0.4 | 0.69538 | 0.87133 | 0.90165 | 0.90288 | 0.90529 | 0.89509 | 0.9161 | 0.92457 | 0.90466
| Dishwasher_Com, O - HWat [Building w oil WH] | Large Retail |  | NC | 0.4 | 0.66984 | 0.77216 | 0.7721 | 0.7366 | 0.70848 | 0.69592 | 0.68661 | 0.67817 | 0.66682
| Dishwasher_Com, O - HWat [Building w oil WH] | Large Retail |  | REPL | 0.4 | 0.70598 | 0.84068 | 0.8708 | 0.86865 | 0.86116 | 0.8547 | 0.84794 | 0.8412 | 0.83398
| Dishwasher_Com, E - Appl [Building w propane WH] | Large Retail | Appliances | NC | 0.4 | 0.67039 | 0.77229 | 0.78198 | 0.74462 | 0.73941 | 0.73839 | 0.71865 | 0.7163 | 0.70748
| Dishwasher_Com, E - Appl [Building w propane WH] | Large Retail | Appliances | REPL | 0.4 | 0.69538 | 0.87133 | 0.90165 | 0.90288 | 0.90529 | 0.89509 | 0.9161 | 0.92457 | 0.90466
| Dishwasher_Com, P - HWat [Building w propane WH] | Large Retail |  | NC | 0.4 | 0.66984 | 0.77216 | 0.7721 | 0.7366 | 0.70848 | 0.69592 | 0.68661 | 0.67817 | 0.66682
| Dishwasher_Com, P - HWat [Building w propane WH] | Large Retail |  | REPL | 0.4 | 0.70598 | 0.84068 | 0.8708 | 0.86865 | 0.86116 | 0.8547 | 0.84794 | 0.8412 | 0.83398
| Faucet Aerator_Com, E - HWat | Large Retail | Water Heating | RET | 0.03 | 0.042641 | 0.049659 | 0.050396 | 0.05016 | 0.050294 | 0.049727 | 0.050895 | 0.051365 | 0.050259
| Faucet Aerator_Com, G - HWat | Large Retail |  | RET | 0.03 | 0.043755 | 0.048654 | 0.049586 | 0.049508 | 0.04953 | 0.049681 | 0.04987 | 0.050161 | 0.05041
| Faucet Aerator_Com, O - HWat | Large Retail |  | RET | 0.03 | 0.043291 | 0.047913 | 0.048672 | 0.048258 | 0.047842 | 0.047483 | 0.047108 | 0.046733 | 0.046332
| Faucet Aerator_Com, P - HWat | Large Retail |  | RET | 0.03 | 0.043291 | 0.047913 | 0.048672 | 0.048258 | 0.047842 | 0.047483 | 0.047108 | 0.046733 | 0.046332
| Pre Rinse Sprayers_Com, E - HWat | Large Retail | Water Heating | RET | 0.03 | 0.042641 | 0.049659 | 0.050396 | 0.05016 | 0.050294 | 0.049727 | 0.050895 | 0.051365 | 0.050259
| Pre Rinse Sprayers_Com, G - HWat | Large Retail |  | RET | 0.03 | 0.043755 | 0.048654 | 0.049586 | 0.049508 | 0.04953 | 0.049681 | 0.04987 | 0.050161 | 0.05041
| Pre Rinse Sprayers_Com, O - HWat | Large Retail |  | RET | 0.03 | 0.043291 | 0.047913 | 0.048672 | 0.048258 | 0.047842 | 0.047483 | 0.047108 | 0.046733 | 0.046332
| Pre Rinse Sprayers_Com, P - HWat | Large Retail |  | RET | 0.03 | 0.043291 | 0.047913 | 0.048672 | 0.048258 | 0.047842 | 0.047483 | 0.047108 | 0.046733 | 0.046332
| Heat Pump Water Heater_Com, E - HWat | Large Retail | Water Heating | NC | 0.2 | 0.40942 | 0.58382 | 0.6566 | 0.65237 | 0.65725 | 0.65635 | 0.6388 | 0.63671 | 0.62888
| Heat Pump Water Heater_Com, E - HWat | Large Retail | Water Heating | RET | 0.01 | 0.025567 | 0.040813 | 0.044708 | 0.044048 | 0.04277 | 0.040734 | 0.040177 | 0.039096 | 0.036901
| Heat Pump Water Heater_Com, E - HWat | Large Retail | Water Heating | REPL | 0.2 | 0.40917 | 0.6073 | 0.66178 | 0.6521 | 0.6312 | 0.59226 | 0.57359 | 0.54602 | 0.50209
| FF Storage Water Heater_Com, G - HWat | Large Retail |  | NC | 0.3 | 0.51453 | 0.64713 | 0.68005 | 0.66803 | 0.65197 | 0.64722 | 0.6461 | 0.64704 | 0.64489
| FF Storage Water Heater_Com, G - HWat | Large Retail |  | RET | 0.01 | 0.026311 | 0.040416 | 0.045013 | 0.045128 | 0.043855 | 0.042487 | 0.044704 | 0.046963 | 0.049135
| FF Storage Water Heater_Com, G - HWat | Large Retail |  | REPL | 0.3 | 0.52248 | 0.64959 | 0.67042 | 0.64943 | 0.61368 | 0.57581 | 0.5943 | 0.61418 | 0.63372
| FF Storage Water Heater_Com, O - HWat | Large Retail |  | NC | 0.3 | 0.50908 | 0.63727 | 0.66751 | 0.65117 | 0.62976 | 0.61859 | 0.61032 | 0.60282 | 0.59273
| FF Storage Water Heater_Com, O - HWat | Large Retail |  | RET | 0.01 | 0.026032 | 0.0398 | 0.044183 | 0.043989 | 0.042361 | 0.040607 | 0.042229 | 0.043754 | 0.045161
| FF Storage Water Heater_Com, O - HWat | Large Retail |  | REPL | 0.3 | 0.51695 | 0.63969 | 0.65806 | 0.63305 | 0.59277 | 0.55034 | 0.56139 | 0.57221 | 0.58246
| FF Storage Water Heater_Com, P - HWat | Large Retail |  | NC | 0.3 | 0.50908 | 0.63727 | 0.66751 | 0.65117 | 0.62976 | 0.61859 | 0.61032 | 0.60282 | 0.59273
| FF Storage Water Heater_Com, P - HWat | Large Retail |  | RET | 0.01 | 0.026032 | 0.0398 | 0.044183 | 0.043989 | 0.042361 | 0.040607 | 0.042229 | 0.043754 | 0.045161
| FF Storage Water Heater_Com, P - HWat | Large Retail |  | REPL | 0.3 | 0.51695 | 0.63969 | 0.65806 | 0.63305 | 0.59277 | 0.55034 | 0.56139 | 0.57221 | 0.58246
| FF Instantaneous Water Heater_Com, G - HWat | Large Retail |  | NC | 0.3 | 0.44162 | 0.54009 | 0.576 | 0.57474 | 0.56788 | 0.56632 | 0.56533 | 0.56616 | 0.56428
| FF Instantaneous Water Heater_Com, G - HWat | Large Retail |  | RET | 0.01 | 0.023713 | 0.037194 | 0.043419 | 0.04469 | 0.044061 | 0.042747 | 0.041444 | 0.040262 | 0.03908
| FF Instantaneous Water Heater_Com, G - HWat | Large Retail |  | REPL | 0.3 | 0.44967 | 0.54567 | 0.57297 | 0.5646 | 0.54053 | 0.50989 | 0.47691 | 0.44459 | 0.41151
| FF Instantaneous Water Heater_Com, O - HWat | Large Retail |  | NC | 0.3 | 0.43694 | 0.53186 | 0.56539 | 0.56024 | 0.54853 | 0.54127 | 0.53403 | 0.52747 | 0.51864
| FF Instantaneous Water Heater_Com, O - HWat | Large Retail |  | RET | 0.01 | 0.023462 | 0.036627 | 0.042619 | 0.043562 | 0.042559 | 0.040856 | 0.039149 | 0.037511 | 0.035919
| FF Instantaneous Water Heater_Com, O - HWat | Large Retail |  | REPL | 0.3 | 0.44491 | 0.53735 | 0.56241 | 0.55035 | 0.52211 | 0.48733 | 0.4505 | 0.41421 | 0.37822
| FF Instantaneous Water Heater_Com, P - HWat | Large Retail |  | NC | 0.3 | 0.43694 | 0.53186 | 0.56539 | 0.56024 | 0.54853 | 0.54127 | 0.53403 | 0.52747 | 0.51864
| FF Instantaneous Water Heater_Com, P - HWat | Large Retail |  | RET | 0.01 | 0.023462 | 0.036627 | 0.042619 | 0.043562 | 0.042559 | 0.040856 | 0.039149 | 0.037511 | 0.035919
| FF Instantaneous Water Heater_Com, P - HWat | Large Retail |  | REPL | 0.3 | 0.44491 | 0.53735 | 0.56241 | 0.55035 | 0.52211 | 0.48733 | 0.4505 | 0.41421 | 0.37822
| Clothes Dryer_Com, E - Appl | Large Retail | Appliances | NC | 0.4 | 0.67039 | 0.77229 | 0.78198 | 0.74462 | 0.73941 | 0.73839 | 0.71865 | 0.7163 | 0.70748
| Clothes Dryer_Com, E - Appl | Large Retail | Appliances | RET | 0 | 0.011162 | 0.031052 | 0.042755 | 0.04503 | 0.044111 | 0.041538 | 0.041078 | 0.040078 | 0.037929
| Clothes Dryer_Com, E - Appl | Large Retail | Appliances | REPL | 0.4 | 0.68741 | 0.83451 | 0.82373 | 0.78079 | 0.73761 | 0.68455 | 0.66538 | 0.63597 | 0.58747
| Clothes Dryer_Com, G - Oth | Large Retail |  | NC | 0.4 | 0.67701 | 0.78411 | 0.7866 | 0.75567 | 0.73347 | 0.72813 | 0.72686 | 0.72792 | 0.7255
| Clothes Dryer_Com, G - Oth | Large Retail |  | RET | 0 | 0.011453 | 0.030423 | 0.042067 | 0.044444 | 0.04344 | 0.0415 | 0.040251 | 0.039139 | 0.038043
| Clothes Dryer_Com, G - Oth | Large Retail |  | REPL | 0.4 | 0.70536 | 0.81761 | 0.81048 | 0.77064 | 0.7264 | 0.68391 | 0.65198 | 0.62106 | 0.58924
| Clothes Dryer_Com, P - Oth | Large Retail |  | NC | 0.4 | 0.66984 | 0.77216 | 0.7721 | 0.7366 | 0.70848 | 0.69592 | 0.68661 | 0.67817 | 0.66682
| Clothes Dryer_Com, P - Oth | Large Retail |  | RET | 0 | 0.011332 | 0.02996 | 0.041292 | 0.043322 | 0.04196 | 0.039664 | 0.038022 | 0.036464 | 0.034966
| Clothes Dryer_Com, P - Oth | Large Retail |  | REPL | 0.4 | 0.69789 | 0.80515 | 0.79554 | 0.75119 | 0.70165 | 0.65366 | 0.61587 | 0.57862 | 0.54158
| Pnemautic to DDC_Com, E - TotE [Building w Elec Heat] | Large Retail | Total Electric | RET | 0 | 0.0019198 | 0.0061834 | 0.013576 | 0.024102 | 0.035153 | 0.042819 | 0.048563 | 0.051365 | 0.050259
| Pnemautic to DDC_Com, E - TotE [Building w Gas Heat] | Large Retail | Total Electric | RET | 0 | 0.0019198 | 0.0061834 | 0.013576 | 0.024102 | 0.035153 | 0.042819 | 0.048563 | 0.051365 | 0.050259
| Pnemautic to DDC_Com, G - TotF [Building w Gas Heat] | Large Retail |  | RET | 0 | 0.00197 | 0.0060582 | 0.013358 | 0.023788 | 0.034619 | 0.042779 | 0.047585 | 0.050161 | 0.05041
| Pnemautic to DDC_Com, E - TotE [Building w Oil Heat] | Large Retail | Total Electric | RET | 0 | 0.0019198 | 0.0061834 | 0.013576 | 0.024102 | 0.035153 | 0.042819 | 0.048563 | 0.051365 | 0.050259
| Pnemautic to DDC_Com, O - TotF [Building w Oil Heat] | Large Retail |  | RET | 0 | 0.0019491 | 0.0059659 | 0.013112 | 0.023188 | 0.033439 | 0.040886 | 0.04495 | 0.046733 | 0.046332
| Pnemautic to DDC_Com, E - TotE [Building w Propane Heat] | Large Retail | Total Electric | RET | 0 | 0.0019198 | 0.0061834 | 0.013576 | 0.024102 | 0.035153 | 0.042819 | 0.048563 | 0.051365 | 0.050259
| Pnemautic to DDC_Com, P - TotF [Building w Propane Heat] | Large Retail |  | RET | 0 | 0.0019491 | 0.0059659 | 0.013112 | 0.023188 | 0.033439 | 0.040886 | 0.04495 | 0.046733 | 0.046332
| Data Center_Com, E - TotE [Building w Elec Heat] | Large Retail | Total Electric | NC | 0.07 | 0.11674 | 0.17804 | 0.24407 | 0.29468 | 0.34258 | 0.3763 | 0.38691 | 0.39767 | 0.39305
| Data Center_Com, E - TotE [Building w Elec Heat] | Large Retail | Total Electric | RET | 0 | 0.0019198 | 0.0061834 | 0.013576 | 0.024102 | 0.035153 | 0.042819 | 0.048563 | 0.051365 | 0.050259
| Data Center_Com, E - TotE [Building w Gas Heat] | Large Retail | Total Electric | NC | 0.07 | 0.11674 | 0.17804 | 0.24407 | 0.29468 | 0.34258 | 0.3763 | 0.38691 | 0.39767 | 0.39305
| Data Center_Com, E - TotE [Building w Gas Heat] | Large Retail | Total Electric | RET | 0 | 0.0019198 | 0.0061834 | 0.013576 | 0.024102 | 0.035153 | 0.042819 | 0.048563 | 0.051365 | 0.050259
| Data Center_Com, G - TotF [Building w Gas Heat] | Large Retail |  | NC | 0.07 | 0.1179 | 0.18076 | 0.24551 | 0.29906 | 0.33983 | 0.37107 | 0.39133 | 0.40412 | 0.40306
| Data Center_Com, G - TotF [Building w Gas Heat] | Large Retail |  | RET | 0 | 0.00197 | 0.0060582 | 0.013358 | 0.023788 | 0.034619 | 0.042779 | 0.047585 | 0.050161 | 0.05041
| Data Center_Com, E - TotE [Building w Oil Heat] | Large Retail | Total Electric | NC | 0.07 | 0.11674 | 0.17804 | 0.24407 | 0.29468 | 0.34258 | 0.3763 | 0.38691 | 0.39767 | 0.39305
| Data Center_Com, E - TotE [Building w Oil Heat] | Large Retail | Total Electric | RET | 0 | 0.0019198 | 0.0061834 | 0.013576 | 0.024102 | 0.035153 | 0.042819 | 0.048563 | 0.051365 | 0.050259
| Data Center_Com, O - TotF [Building w Oil Heat] | Large Retail |  | NC | 0.07 | 0.11665 | 0.17801 | 0.24099 | 0.29151 | 0.32825 | 0.35465 | 0.36966 | 0.37651 | 0.37046
| Data Center_Com, O - TotF [Building w Oil Heat] | Large Retail |  | RET | 0 | 0.0019491 | 0.0059659 | 0.013112 | 0.023188 | 0.033439 | 0.040886 | 0.04495 | 0.046733 | 0.046332
| Data Center_Com, E - TotE [Building w Propane Heat] | Large Retail | Total Electric | NC | 0.07 | 0.11674 | 0.17804 | 0.24407 | 0.29468 | 0.34258 | 0.3763 | 0.38691 | 0.39767 | 0.39305
| Data Center_Com, E - TotE [Building w Propane Heat] | Large Retail | Total Electric | RET | 0 | 0.0019198 | 0.0061834 | 0.013576 | 0.024102 | 0.035153 | 0.042819 | 0.048563 | 0.051365 | 0.050259
| Data Center_Com, P - TotF [Building w Propane Heat] | Large Retail |  | NC | 0.07 | 0.11665 | 0.17801 | 0.24099 | 0.29151 | 0.32825 | 0.35465 | 0.36966 | 0.37651 | 0.37046
| Data Center_Com, P - TotF [Building w Propane Heat] | Large Retail |  | RET | 0 | 0.0019491 | 0.0059659 | 0.013112 | 0.023188 | 0.033439 | 0.040886 | 0.04495 | 0.046733 | 0.046332
| RCx_Com, E - TotE [Building w Elec Heat] | Large Retail | Total Electric | RET | 0.01 | 0.0146 | 0.020392 | 0.02521 | 0.030096 | 0.030176 | 0.029836 | 0.030537 | 0.030819 | 0.030155
| RCx_Com, E - TotE [Building w Gas Heat] | Large Retail | Total Electric | RET | 0.01 | 0.0146 | 0.020392 | 0.02521 | 0.030096 | 0.030176 | 0.029836 | 0.030537 | 0.030819 | 0.030155
| RCx_Com, G - TotF [Building w Gas Heat] | Large Retail |  | RET | 0.01 | 0.014981 | 0.019979 | 0.024804 | 0.029705 | 0.029718 | 0.029809 | 0.029922 | 0.030097 | 0.030246
| RCx_Com, E - TotE [Building w Oil Heat] | Large Retail | Total Electric | RET | 0.01 | 0.0146 | 0.020392 | 0.02521 | 0.030096 | 0.030176 | 0.029836 | 0.030537 | 0.030819 | 0.030155
| RCx_Com, O - TotF [Building w Oil Heat] | Large Retail |  | RET | 0.01 | 0.014822 | 0.019675 | 0.024347 | 0.028955 | 0.028705 | 0.02849 | 0.028265 | 0.02804 | 0.027799
| RCx_Com, E - TotE [Building w Propane Heat] | Large Retail | Total Electric | RET | 0.01 | 0.0146 | 0.020392 | 0.02521 | 0.030096 | 0.030176 | 0.029836 | 0.030537 | 0.030819 | 0.030155
| RCx_Com, P - TotF [Building w Propane Heat] | Large Retail |  | RET | 0.01 | 0.014822 | 0.019675 | 0.024347 | 0.028955 | 0.028705 | 0.02849 | 0.028265 | 0.02804 | 0.027799
| Commissioning_Com, E - TotE [Building w Elec Heat] | Large Retail | Total Electric | NC | 0.15 | 0.19987 | 0.2482 | 0.28438 | 0.29862 | 0.31524 | 0.32591 | 0.3194 | 0.32157 | 0.32082
| Commissioning_Com, E - TotE [Building w Gas Heat] | Large Retail | Total Electric | NC | 0.15 | 0.19987 | 0.2482 | 0.28438 | 0.29862 | 0.31524 | 0.32591 | 0.3194 | 0.32157 | 0.32082
| Commissioning_Com, G - TotF [Building w Gas Heat] | Large Retail |  | NC | 0.15 | 0.20185 | 0.25199 | 0.28606 | 0.30306 | 0.31271 | 0.32138 | 0.32305 | 0.32679 | 0.32899
| Commissioning_Com, E - TotE [Building w Oil Heat] | Large Retail | Total Electric | NC | 0.15 | 0.19987 | 0.2482 | 0.28438 | 0.29862 | 0.31524 | 0.32591 | 0.3194 | 0.32157 | 0.32082
| Commissioning_Com, O - TotF [Building w Oil Heat] | Large Retail |  | NC | 0.15 | 0.19971 | 0.24815 | 0.28079 | 0.29541 | 0.30205 | 0.30716 | 0.30516 | 0.30445 | 0.30238
| Commissioning_Com, E - TotE [Building w Propane Heat] | Large Retail | Total Electric | NC | 0.15 | 0.19987 | 0.2482 | 0.28438 | 0.29862 | 0.31524 | 0.32591 | 0.3194 | 0.32157 | 0.32082
| Commissioning_Com, P - TotF [Building w Propane Heat] | Large Retail |  | NC | 0.15 | 0.19971 | 0.24815 | 0.28079 | 0.29541 | 0.30205 | 0.30716 | 0.30516 | 0.30445 | 0.30238
| Integrated Building Design_Com, E - TotE [Building w Elec Heat] | Large Retail | Total Electric | NC | 0.07 | 0.10789 | 0.15658 | 0.20737 | 0.24441 | 0.27968 | 0.30429 | 0.31118 | 0.31836 | 0.31444
| Integrated Building Design_Com, E - TotE [Building w Gas Heat] | Large Retail | Total Electric | NC | 0.07 | 0.10789 | 0.15658 | 0.20737 | 0.24441 | 0.27968 | 0.30429 | 0.31118 | 0.31836 | 0.31444
| Integrated Building Design_Com, G - TotF [Building w Gas Heat] | Large Retail |  | NC | 0.07 | 0.10896 | 0.15897 | 0.20859 | 0.24804 | 0.27744 | 0.30006 | 0.31474 | 0.32352 | 0.32245
| Integrated Building Design_Com, E - TotE [Building w Oil Heat] | Large Retail | Total Electric | NC | 0.07 | 0.10789 | 0.15658 | 0.20737 | 0.24441 | 0.27968 | 0.30429 | 0.31118 | 0.31836 | 0.31444
| Integrated Building Design_Com, O - TotF [Building w Oil Heat] | Large Retail |  | NC | 0.07 | 0.1078 | 0.15655 | 0.20475 | 0.24178 | 0.26798 | 0.28679 | 0.29731 | 0.30141 | 0.29636
| Integrated Building Design_Com, E - TotE [Building w Propane Heat] | Large Retail | Total Electric | NC | 0.07 | 0.10789 | 0.15658 | 0.20737 | 0.24441 | 0.27968 | 0.30429 | 0.31118 | 0.31836 | 0.31444
| Integrated Building Design_Com, P - TotF [Building w Propane Heat] | Large Retail |  | NC | 0.07 | 0.1078 | 0.15655 | 0.20475 | 0.24178 | 0.26798 | 0.28679 | 0.29731 | 0.30141 | 0.29636
| Deep Energy Retrofit_Com, E - TotE [Building w Elec Heat] | Large Retail | Total Electric | RET | 0.005 | 0.010819 | 0.021339 | 0.032616 | 0.04169 | 0.047317 | 0.049462 | 0.050895 | 0.051365 | 0.050259
| Deep Energy Retrofit_Com, E - TotE [Building w Gas Heat] | Large Retail | Total Electric | RET | 0.005 | 0.010819 | 0.021339 | 0.032616 | 0.04169 | 0.047317 | 0.049462 | 0.050895 | 0.051365 | 0.050259
| Deep Energy Retrofit_Com, G - TotF [Building w Gas Heat] | Large Retail |  | RET | 0.005 | 0.011102 | 0.020907 | 0.032091 | 0.041148 | 0.046598 | 0.049416 | 0.04987 | 0.050161 | 0.05041
| Deep Energy Retrofit_Com, E - TotE [Building w Oil Heat] | Large Retail | Total Electric | RET | 0.005 | 0.010819 | 0.021339 | 0.032616 | 0.04169 | 0.047317 | 0.049462 | 0.050895 | 0.051365 | 0.050259
| Deep Energy Retrofit_Com, O - TotF [Building w Oil Heat] | Large Retail |  | RET | 0.005 | 0.010984 | 0.020589 | 0.0315 | 0.04011 | 0.04501 | 0.04723 | 0.047108 | 0.046733 | 0.046332
| Deep Energy Retrofit_Com, E - TotE [Building w Propane Heat] | Large Retail | Total Electric | RET | 0.005 | 0.010819 | 0.021339 | 0.032616 | 0.04169 | 0.047317 | 0.049462 | 0.050895 | 0.051365 | 0.050259
| Deep Energy Retrofit_Com, P - TotF [Building w Propane Heat] | Large Retail |  | RET | 0.005 | 0.010984 | 0.020589 | 0.0315 | 0.04011 | 0.04501 | 0.04723 | 0.047108 | 0.046733 | 0.046332
| EMS_Com, E - TotE [Building w Elec Heat] | Large Retail | Total Electric | NC | 0.07 | 0.072964 | 0.085756 | 0.11043 | 0.13897 | 0.16834 | 0.18669 | 0.19042 | 0.1935 | 0.19259
| EMS_Com, E - TotE [Building w Elec Heat] | Large Retail | Total Electric | RET | 0.0035 | 0.0049651 | 0.0094204 | 0.016506 | 0.023041 | 0.026521 | 0.027456 | 0.028501 | 0.028765 | 0.028145
| EMS_Com, E - TotE [Building w Gas Heat] | Large Retail | Total Electric | NC | 0.07 | 0.072964 | 0.085756 | 0.11043 | 0.13897 | 0.16834 | 0.18669 | 0.19042 | 0.1935 | 0.19259
| EMS_Com, E - TotE [Building w Gas Heat] | Large Retail | Total Electric | RET | 0.0035 | 0.0049651 | 0.0094204 | 0.016506 | 0.023041 | 0.026521 | 0.027456 | 0.028501 | 0.028765 | 0.028145
| EMS_Com, G - TotF [Building w Gas Heat] | Large Retail |  | NC | 0.07 | 0.073684 | 0.087068 | 0.11108 | 0.14104 | 0.16699 | 0.1841 | 0.1926 | 0.19664 | 0.1975
| EMS_Com, G - TotF [Building w Gas Heat] | Large Retail |  | RET | 0.0035 | 0.0050947 | 0.0092297 | 0.016241 | 0.022741 | 0.026118 | 0.02743 | 0.027927 | 0.02809 | 0.02823
| EMS_Com, E - TotE [Building w Oil Heat] | Large Retail | Total Electric | NC | 0.07 | 0.072964 | 0.085756 | 0.11043 | 0.13897 | 0.16834 | 0.18669 | 0.19042 | 0.1935 | 0.19259
| EMS_Com, E - TotE [Building w Oil Heat] | Large Retail | Total Electric | RET | 0.0035 | 0.0049651 | 0.0094204 | 0.016506 | 0.023041 | 0.026521 | 0.027456 | 0.028501 | 0.028765 | 0.028145
| EMS_Com, O - TotF [Building w Oil Heat] | Large Retail |  | NC | 0.07 | 0.072904 | 0.085741 | 0.10903 | 0.13748 | 0.1613 | 0.17596 | 0.18193 | 0.1832 | 0.18152
| EMS_Com, O - TotF [Building w Oil Heat] | Large Retail |  | RET | 0.0035 | 0.0050407 | 0.009089 | 0.015941 | 0.022167 | 0.025228 | 0.026217 | 0.02638 | 0.026171 | 0.025946
| EMS_Com, E - TotE [Building w Propane Heat] | Large Retail | Total Electric | NC | 0.07 | 0.072964 | 0.085756 | 0.11043 | 0.13897 | 0.16834 | 0.18669 | 0.19042 | 0.1935 | 0.19259
| EMS_Com, E - TotE [Building w Propane Heat] | Large Retail | Total Electric | RET | 0.0035 | 0.0049651 | 0.0094204 | 0.016506 | 0.023041 | 0.026521 | 0.027456 | 0.028501 | 0.028765 | 0.028145
| EMS_Com, P - TotF [Building w Propane Heat] | Large Retail |  | NC | 0.07 | 0.072904 | 0.085741 | 0.10903 | 0.13748 | 0.1613 | 0.17596 | 0.18193 | 0.1832 | 0.18152
| EMS_Com, P - TotF [Building w Propane Heat] | Large Retail |  | RET | 0.0035 | 0.0050407 | 0.009089 | 0.015941 | 0.022167 | 0.025228 | 0.026217 | 0.02638 | 0.026171 | 0.025946
| VFDs on HVAC Pumps_Com, E - Oth | Large Retail | Other | RET | 0.005 | 0.017311 | 0.035982 | 0.04605 | 0.049286 | 0.050294 | 0.049727 | 0.050895 | 0.051365 | 0.050259
| ECM Circulators_Com, E - Oth | Large Retail | Other | RET | 0.01 | 0.025818 | 0.042301 | 0.048281 | 0.049885 | 0.050294 | 0.049727 | 0.050895 | 0.051365 | 0.050259
| Motors_Com, E - Oth | Large Retail | Other | NC | 0.3 | 0.5095 | 0.63738 | 0.67605 | 0.65826 | 0.65725 | 0.65635 | 0.6388 | 0.63671 | 0.62888
| Motors_Com, E - Oth | Large Retail | Other | RET | 0.005 | 0.017225 | 0.035173 | 0.043442 | 0.044393 | 0.043098 | 0.040503 | 0.039515 | 0.03802 | 0.035472
| Motors_Com, E - Oth | Large Retail | Other | REPL | 0.3 | 0.51645 | 0.67735 | 0.69864 | 0.67615 | 0.64146 | 0.59444 | 0.56949 | 0.53549 | 0.48554
| Ext Area Ltg_Com, E - ExtL | Large Retail | Exterior Lighting | NC | 0.16 | 0.26816 | 0.30892 | 0.31279 | 0.29785 | 0.29576 | 0.29536 | 0.28746 | 0.28652 | 0.28299
| Ext Area Ltg_Com, E - ExtL | Large Retail | Exterior Lighting | RET | 0.02 | 0.036839 | 0.046535 | 0.047385 | 0.046386 | 0.050294 | 0.049727 | 0.050895 | 0.051365 | 0.050259
| Ext Area Ltg_Com, E - ExtL | Large Retail | Exterior Lighting | REPL | 0.16 | 0.26196 | 0.31185 | 0.30483 | 0.28719 | 0.32472 | 0.35741 | 0.36644 | 0.36983 | 0.36186
| Street Ltg_Com, E - ExtL | Large Retail | Exterior Lighting | NC | 0.246 | 0.35859 | 0.4362 | 0.46955 | 0.46439 | 0.46943 | 0.47093 | 0.45834 | 0.45684 | 0.45122
| Street Ltg_Com, E - ExtL | Large Retail | Exterior Lighting | RET | 0.02 | 0.033763 | 0.044243 | 0.04651 | 0.046343 | 0.050294 | 0.049727 | 0.050895 | 0.051365 | 0.050259
| Street Ltg_Com, E - ExtL | Large Retail | Exterior Lighting | REPL | 0.246 | 0.35149 | 0.44309 | 0.4612 | 0.45164 | 0.51933 | 0.57087 | 0.58427 | 0.58967 | 0.57697
| Ext Ltg Ctrls_Com, E - ExtL | Large Retail | Exterior Lighting | RET | 0.02 | 0.036139 | 0.047284 | 0.049739 | 0.05016 | 0.050294 | 0.049727 | 0.050895 | 0.051365 | 0.050259
| Ext Ltg Dsgn_Com, E - ExtL | Large Retail | Exterior Lighting | NC | 0.013 | 0.027537 | 0.04613 | 0.061414 | 0.067815 | 0.071987 | 0.073864 | 0.072663 | 0.072426 | 0.071535
| Ext Ltg Dsgn_Com, E - ExtL | Large Retail | Exterior Lighting | REPL | 0.013 | 0.028564 | 0.052045 | 0.070812 | 0.082228 | 0.088137 | 0.08954 | 0.092628 | 0.093485 | 0.091471
| Int Ltg Ctrls_Com, E - IntL [No Heat] | Large Retail | Interior Lighting | RET | 0.03 | 0.04217 | 0.0494 | 0.050293 | 0.05016 | 0.050294 | 0.049727 | 0.050895 | 0.051365 | 0.050259
| Int Ltg Ctrls_Com, E - IntL [Electric Heat] | Large Retail | Interior Lighting | RET | 0.03 | 0.04217 | 0.0494 | 0.050293 | 0.05016 | 0.050294 | 0.049727 | 0.050895 | 0.051365 | 0.050259
| Int Ltg Ctrls_Com, E/G - IntL | Large Retail | Interior Lighting | RET | 0.03 | 0.04217 | 0.0494 | 0.050293 | 0.05016 | 0.050294 | 0.049727 | 0.050895 | 0.051365 | 0.050259
| Int Ltg Ctrls_Com, E/O - IntL | Large Retail | Interior Lighting | RET | 0.03 | 0.04217 | 0.0494 | 0.050293 | 0.05016 | 0.050294 | 0.049727 | 0.050895 | 0.051365 | 0.050259
| Int Ltg Ctrls_Com, E/P - IntL | Large Retail | Interior Lighting | RET | 0.03 | 0.04217 | 0.0494 | 0.050293 | 0.05016 | 0.050294 | 0.049727 | 0.050895 | 0.051365 | 0.050259
| Exit Sign RetFit_Com, E - IntL [No Heat] | Large Retail | Interior Lighting | RET | 0.03 | 0.04217 | 0.0494 | 0.050293 | 0.05016 | 0.050294 | 0.049727 | 0.050895 | 0.051365 | 0.050259
| Exit Sign RetFit_Com, E - IntL [Electric Heat] | Large Retail | Interior Lighting | RET | 0.03 | 0.04217 | 0.0494 | 0.050293 | 0.05016 | 0.050294 | 0.049727 | 0.050895 | 0.051365 | 0.050259
| Exit Sign RetFit_Com, E/G - IntL | Large Retail | Interior Lighting | RET | 0.03 | 0.04217 | 0.0494 | 0.050293 | 0.05016 | 0.050294 | 0.049727 | 0.050895 | 0.051365 | 0.050259
| Exit Sign RetFit_Com, E/O - IntL | Large Retail | Interior Lighting | RET | 0.03 | 0.04217 | 0.0494 | 0.050293 | 0.05016 | 0.050294 | 0.049727 | 0.050895 | 0.051365 | 0.050259
| Exit Sign RetFit_Com, E/P - IntL | Large Retail | Interior Lighting | RET | 0.03 | 0.04217 | 0.0494 | 0.050293 | 0.05016 | 0.050294 | 0.049727 | 0.050895 | 0.051365 | 0.050259
| LED HiLo Bay_Com, E - IntL [No Heat] | Large Retail | Interior Lighting | NC | 0.3 | 0.60332 | 0.7503 | 0.77654 | 0.74462 | 0.73941 | 0.73839 | 0.71865 | 0.7163 | 0.70748
| LED HiLo Bay_Com, E - IntL [No Heat] | Large Retail | Interior Lighting | RET | 0.02 | 0.038408 | 0.058727 | 0.065024 | 0.070445 | 0.066829 | 0.062516 | 0.068104 | 0.071742 | 0.07123
| LED HiLo Bay_Com, E - IntL [No Heat] | Large Retail | Interior Lighting | REPL | 0.3 | 0.58827 | 0.74494 | 0.72526 | 0.6591 | 0.58844 | 0.5102 | 0.43973 | 0.35134 | 0.30514
| LED HiLo Bay_Com, E - IntL [Electric Heat] | Large Retail | Interior Lighting | NC | 0.3 | 0.60332 | 0.7503 | 0.77654 | 0.74462 | 0.73941 | 0.73839 | 0.71865 | 0.7163 | 0.70748
| LED HiLo Bay_Com, E - IntL [Electric Heat] | Large Retail | Interior Lighting | RET | 0.02 | 0.038408 | 0.058727 | 0.065024 | 0.070445 | 0.066829 | 0.062516 | 0.068104 | 0.071742 | 0.07123
| LED HiLo Bay_Com, E - IntL [Electric Heat] | Large Retail | Interior Lighting | REPL | 0.3 | 0.58827 | 0.74494 | 0.72526 | 0.6591 | 0.58844 | 0.5102 | 0.43973 | 0.35134 | 0.30514
| LED HiLo Bay_Com, E/G - IntL | Large Retail | Interior Lighting | NC | 0.3 | 0.60332 | 0.7503 | 0.77654 | 0.74462 | 0.73941 | 0.73839 | 0.71865 | 0.7163 | 0.70748
| LED HiLo Bay_Com, E/G - IntL | Large Retail | Interior Lighting | RET | 0.02 | 0.038408 | 0.058727 | 0.065024 | 0.070445 | 0.066829 | 0.062516 | 0.068104 | 0.071742 | 0.07123
| LED HiLo Bay_Com, E/G - IntL | Large Retail | Interior Lighting | REPL | 0.3 | 0.58827 | 0.74494 | 0.72526 | 0.6591 | 0.58844 | 0.5102 | 0.43973 | 0.35134 | 0.30514
| LED HiLo Bay_Com, E/O - IntL | Large Retail | Interior Lighting | NC | 0.3 | 0.60332 | 0.7503 | 0.77654 | 0.74462 | 0.73941 | 0.73839 | 0.71865 | 0.7163 | 0.70748
| LED HiLo Bay_Com, E/O - IntL | Large Retail | Interior Lighting | RET | 0.02 | 0.038408 | 0.058727 | 0.065024 | 0.070445 | 0.066829 | 0.062516 | 0.068104 | 0.071742 | 0.07123
| LED HiLo Bay_Com, E/O - IntL | Large Retail | Interior Lighting | REPL | 0.3 | 0.58827 | 0.74494 | 0.72526 | 0.6591 | 0.58844 | 0.5102 | 0.43973 | 0.35134 | 0.30514
| LED HiLo Bay_Com, E/P - IntL | Large Retail | Interior Lighting | NC | 0.3 | 0.60332 | 0.7503 | 0.77654 | 0.74462 | 0.73941 | 0.73839 | 0.71865 | 0.7163 | 0.70748
| LED HiLo Bay_Com, E/P - IntL | Large Retail | Interior Lighting | RET | 0.02 | 0.038408 | 0.058727 | 0.065024 | 0.070445 | 0.066829 | 0.062516 | 0.068104 | 0.071742 | 0.07123
| LED HiLo Bay_Com, E/P - IntL | Large Retail | Interior Lighting | REPL | 0.3 | 0.58827 | 0.74494 | 0.72526 | 0.6591 | 0.58844 | 0.5102 | 0.43973 | 0.35134 | 0.30514
| Repl Scre_Com, E - IntL [No Heat] | Large Retail | Interior Lighting | NC | 0.3 | 0.60332 | 0 | 0 | 0 | 0 | 0 | 0 | 0 | 0
| Repl Scre_Com, E - IntL [No Heat] | Large Retail | Interior Lighting | RET | 0.1 | 0.11541 | 0 | 0 | 0 | 0 | 0 | 0 | 0 | 0
| Repl Scre_Com, E - IntL [No Heat] | Large Retail | Interior Lighting | REPL | 0.3 | 0.62581 | 0 | 0 | 0 | 0 | 0 | 0 | 0 | 0
| Repl Scre_Com, E - IntL [Electric Heat] | Large Retail | Interior Lighting | NC | 0.3 | 0.60332 | 0 | 0 | 0 | 0 | 0 | 0 | 0 | 0
| Repl Scre_Com, E - IntL [Electric Heat] | Large Retail | Interior Lighting | RET | 0.1 | 0.11541 | 0 | 0 | 0 | 0 | 0 | 0 | 0 | 0
| Repl Scre_Com, E - IntL [Electric Heat] | Large Retail | Interior Lighting | REPL | 0.3 | 0.62581 | 0 | 0 | 0 | 0 | 0 | 0 | 0 | 0
| Repl Scre_Com, E/G - IntL | Large Retail | Interior Lighting | NC | 0.3 | 0.60332 | 0 | 0 | 0 | 0 | 0 | 0 | 0 | 0
| Repl Scre_Com, E/G - IntL | Large Retail | Interior Lighting | RET | 0.1 | 0.11541 | 0 | 0 | 0 | 0 | 0 | 0 | 0 | 0
| Repl Scre_Com, E/G - IntL | Large Retail | Interior Lighting | REPL | 0.3 | 0.62581 | 0 | 0 | 0 | 0 | 0 | 0 | 0 | 0
| Repl Scre_Com, E/O - IntL | Large Retail | Interior Lighting | NC | 0.3 | 0.60332 | 0 | 0 | 0 | 0 | 0 | 0 | 0 | 0
| Repl Scre_Com, E/O - IntL | Large Retail | Interior Lighting | RET | 0.1 | 0.11541 | 0 | 0 | 0 | 0 | 0 | 0 | 0 | 0
| Repl Scre_Com, E/O - IntL | Large Retail | Interior Lighting | REPL | 0.3 | 0.62581 | 0 | 0 | 0 | 0 | 0 | 0 | 0 | 0
| Repl Scre_Com, E/P - IntL | Large Retail | Interior Lighting | NC | 0.3 | 0.60332 | 0 | 0 | 0 | 0 | 0 | 0 | 0 | 0
| Repl Scre_Com, E/P - IntL | Large Retail | Interior Lighting | RET | 0.1 | 0.11541 | 0 | 0 | 0 | 0 | 0 | 0 | 0 | 0
| Repl Scre_Com, E/P - IntL | Large Retail | Interior Lighting | REPL | 0.3 | 0.62581 | 0 | 0 | 0 | 0 | 0 | 0 | 0 | 0
| Lin LED Fixture_Com, E - IntL [No Heat] | Large Retail | Interior Lighting | NC | 0.045 | 0.061594 | 0.090755 | 0.10887 | 0.10991 | 0.11091 | 0.11076 | 0.1078 | 0.10745 | 0.10612
| Lin LED Fixture_Com, E - IntL [No Heat] | Large Retail | Interior Lighting | RET | 0.0045 | 0.0046982 | 0.0054898 | 0.0058062 | 0.0058874 | 0.005911 | 0.005817 | 0.0059256 | 0.0061638 | 0.006031
| Lin LED Fixture_Com, E - IntL [No Heat] | Large Retail | Interior Lighting | REPL | 0.045 | 0.063294 | 0.10088 | 0.12295 | 0.12973 | 0.13137 | 0.12909 | 0.13129 | 0.13761 | 0.1357
| Lin LED Fixture_Com, E - IntL [Electric Heat] | Large Retail | Interior Lighting | NC | 0.045 | 0.061594 | 0.090755 | 0.10887 | 0.10991 | 0.11091 | 0.11076 | 0.1078 | 0.10745 | 0.10612
| Lin LED Fixture_Com, E - IntL [Electric Heat] | Large Retail | Interior Lighting | RET | 0.0045 | 0.0046982 | 0.0054898 | 0.0058062 | 0.0058874 | 0.005911 | 0.005817 | 0.0059256 | 0.0061638 | 0.006031
| Lin LED Fixture_Com, E - IntL [Electric Heat] | Large Retail | Interior Lighting | REPL | 0.045 | 0.063294 | 0.10088 | 0.12295 | 0.12973 | 0.13137 | 0.12909 | 0.13129 | 0.13761 | 0.1357
| Lin LED Fixture_Com, E/G - IntL | Large Retail | Interior Lighting | NC | 0.045 | 0.061594 | 0.090755 | 0.10887 | 0.10991 | 0.11091 | 0.11076 | 0.1078 | 0.10745 | 0.10612
| Lin LED Fixture_Com, E/G - IntL | Large Retail | Interior Lighting | RET | 0.0045 | 0.0046982 | 0.0054898 | 0.0058062 | 0.0058874 | 0.005911 | 0.005817 | 0.0059256 | 0.0061638 | 0.006031
| Lin LED Fixture_Com, E/G - IntL | Large Retail | Interior Lighting | REPL | 0.045 | 0.063294 | 0.10088 | 0.12295 | 0.12973 | 0.13137 | 0.12909 | 0.13129 | 0.13761 | 0.1357
| Lin LED Fixture_Com, E/O - IntL | Large Retail | Interior Lighting | NC | 0.045 | 0.061594 | 0.090755 | 0.10887 | 0.10991 | 0.11091 | 0.11076 | 0.1078 | 0.10745 | 0.10612
| Lin LED Fixture_Com, E/O - IntL | Large Retail | Interior Lighting | RET | 0.0045 | 0.0046982 | 0.0054898 | 0.0058062 | 0.0058874 | 0.005911 | 0.005817 | 0.0059256 | 0.0061638 | 0.006031
| Lin LED Fixture_Com, E/O - IntL | Large Retail | Interior Lighting | REPL | 0.045 | 0.063294 | 0.10088 | 0.12295 | 0.12973 | 0.13137 | 0.12909 | 0.13129 | 0.13761 | 0.1357
| Lin LED Fixture_Com, E/P - IntL | Large Retail | Interior Lighting | NC | 0.045 | 0.061594 | 0.090755 | 0.10887 | 0.10991 | 0.11091 | 0.11076 | 0.1078 | 0.10745 | 0.10612
| Lin LED Fixture_Com, E/P - IntL | Large Retail | Interior Lighting | RET | 0.0045 | 0.0046982 | 0.0054898 | 0.0058062 | 0.0058874 | 0.005911 | 0.005817 | 0.0059256 | 0.0061638 | 0.006031
| Lin LED Fixture_Com, E/P - IntL | Large Retail | Interior Lighting | REPL | 0.045 | 0.063294 | 0.10088 | 0.12295 | 0.12973 | 0.13137 | 0.12909 | 0.13129 | 0.13761 | 0.1357
| LED Tube Repl_Com, E - IntL [No Heat] | Large Retail | Interior Lighting | RET | 0.0255 | 0.026185 | 0.030053 | 0.031154 | 0.030916 | 0.032624 | 0.033637 | 0.034608 | 0.034928 | 0.034176
| LED Tube Repl_Com, E - IntL [No Heat] | Large Retail | Interior Lighting | REPL | 0.255 | 0.34288 | 0.53167 | 0.62835 | 0.64154 | 0.67845 | 0.69528 | 0.73665 | 0.76874 | 0.76896
| LED Tube Repl_Com, E - IntL [Electric Heat] | Large Retail | Interior Lighting | RET | 0.0255 | 0.026185 | 0.030053 | 0.031154 | 0.030916 | 0.032624 | 0.033637 | 0.034608 | 0.034928 | 0.034176
| LED Tube Repl_Com, E - IntL [Electric Heat] | Large Retail | Interior Lighting | REPL | 0.255 | 0.34288 | 0.53167 | 0.62835 | 0.64154 | 0.67845 | 0.69528 | 0.73665 | 0.76874 | 0.76896
| LED Tube Repl_Com, E/G - IntL | Large Retail | Interior Lighting | RET | 0.0255 | 0.026185 | 0.030053 | 0.031154 | 0.030916 | 0.032624 | 0.033637 | 0.034608 | 0.034928 | 0.034176
| LED Tube Repl_Com, E/G - IntL | Large Retail | Interior Lighting | REPL | 0.255 | 0.34288 | 0.53167 | 0.62835 | 0.64154 | 0.67845 | 0.69528 | 0.73665 | 0.76874 | 0.76896
| LED Tube Repl_Com, E/O - IntL | Large Retail | Interior Lighting | RET | 0.0255 | 0.026185 | 0.030053 | 0.031154 | 0.030916 | 0.032624 | 0.033637 | 0.034608 | 0.034928 | 0.034176
| LED Tube Repl_Com, E/O - IntL | Large Retail | Interior Lighting | REPL | 0.255 | 0.34288 | 0.53167 | 0.62835 | 0.64154 | 0.67845 | 0.69528 | 0.73665 | 0.76874 | 0.76896
| LED Tube Repl_Com, E/P - IntL | Large Retail | Interior Lighting | RET | 0.0255 | 0.026185 | 0.030053 | 0.031154 | 0.030916 | 0.032624 | 0.033637 | 0.034608 | 0.034928 | 0.034176
| LED Tube Repl_Com, E/P - IntL | Large Retail | Interior Lighting | REPL | 0.255 | 0.34288 | 0.53167 | 0.62835 | 0.64154 | 0.67845 | 0.69528 | 0.73665 | 0.76874 | 0.76896
| Repl pin CFL wLED_Com, E - IntL [No Heat] | Large Retail | Interior Lighting | RET | 0.03 | 0.041824 | 0.047343 | 0.04655 | 0.044852 | 0.049034 | 0.049727 | 0.050895 | 0.051365 | 0.050259
| Repl pin CFL wLED_Com, E - IntL [No Heat] | Large Retail | Interior Lighting | REPL | 0.3 | 0.57962 | 0.74281 | 0.74093 | 0.702 | 0.7576 | 0.80217 | 0.87537 | 0.92457 | 0.90466
| Repl pin CFL wLED_Com, E - IntL [Electric Heat] | Large Retail | Interior Lighting | RET | 0.03 | 0.041824 | 0.047343 | 0.04655 | 0.044852 | 0.049034 | 0.049727 | 0.050895 | 0.051365 | 0.050259
| Repl pin CFL wLED_Com, E - IntL [Electric Heat] | Large Retail | Interior Lighting | REPL | 0.3 | 0.57962 | 0.74281 | 0.74093 | 0.702 | 0.7576 | 0.80217 | 0.87537 | 0.92457 | 0.90466
| Repl pin CFL wLED_Com, E/G - IntL | Large Retail | Interior Lighting | RET | 0.03 | 0.041824 | 0.047343 | 0.04655 | 0.044852 | 0.049034 | 0.049727 | 0.050895 | 0.051365 | 0.050259
| Repl pin CFL wLED_Com, E/G - IntL | Large Retail | Interior Lighting | REPL | 0.3 | 0.57962 | 0.74281 | 0.74093 | 0.702 | 0.7576 | 0.80217 | 0.87537 | 0.92457 | 0.90466
| Repl pin CFL wLED_Com, E/O - IntL | Large Retail | Interior Lighting | RET | 0.03 | 0.041824 | 0.047343 | 0.04655 | 0.044852 | 0.049034 | 0.049727 | 0.050895 | 0.051365 | 0.050259
| Repl pin CFL wLED_Com, E/O - IntL | Large Retail | Interior Lighting | REPL | 0.3 | 0.57962 | 0.74281 | 0.74093 | 0.702 | 0.7576 | 0.80217 | 0.87537 | 0.92457 | 0.90466
| Repl pin CFL wLED_Com, E/P - IntL | Large Retail | Interior Lighting | RET | 0.03 | 0.041824 | 0.047343 | 0.04655 | 0.044852 | 0.049034 | 0.049727 | 0.050895 | 0.051365 | 0.050259
| Repl pin CFL wLED_Com, E/P - IntL | Large Retail | Interior Lighting | REPL | 0.3 | 0.57962 | 0.74281 | 0.74093 | 0.702 | 0.7576 | 0.80217 | 0.87537 | 0.92457 | 0.90466
| Refrig Case LED_Com, E - IntL | Large Retail | Interior Lighting | NC | 0.3 | 0.60332 | 0.7503 | 0.77654 | 0.74462 | 0.73941 | 0.73839 | 0.71865 | 0.7163 | 0.70748
| Refrig Case LED_Com, E - IntL | Large Retail | Interior Lighting | RET | 0.03 | 0.042002 | 0.047843 | 0.047371 | 0.04597 | 0.044941 | 0.043324 | 0.043232 | 0.047892 | 0.050259
| Refrig Case LED_Com, E - IntL | Large Retail | Interior Lighting | REPL | 0.3 | 0.57962 | 0.74281 | 0.74093 | 0.702 | 0.65861 | 0.60643 | 0.57486 | 0.63026 | 0.66568
| Refrig Case Ctrls_Com, E - IntL | Large Retail | Interior Lighting | RET | 0.03 | 0.04217 | 0.0494 | 0.050293 | 0.05016 | 0.050294 | 0.049727 | 0.050895 | 0.051365 | 0.050259
| Stair Occ Sensor_Com, E - IntL [No Heat] | Large Retail | Interior Lighting | NC | 0.3 | 0.5095 | 0.63738 | 0.67605 | 0.65826 | 0.65725 | 0.65635 | 0.6388 | 0.63671 | 0.62888
| Stair Occ Sensor_Com, E - IntL [No Heat] | Large Retail | Interior Lighting | RET | 0.02 | 0.028053 | 0.033714 | 0.034858 | 0.035112 | 0.035206 | 0.034809 | 0.035626 | 0.035956 | 0.035181
| Stair Occ Sensor_Com, E - IntL [Electric Heat] | Large Retail | Interior Lighting | NC | 0.3 | 0.5095 | 0.63738 | 0.67605 | 0.65826 | 0.65725 | 0.65635 | 0.6388 | 0.63671 | 0.62888
| Stair Occ Sensor_Com, E - IntL [Electric Heat] | Large Retail | Interior Lighting | RET | 0.02 | 0.029027 | 0.034423 | 0.035165 | 0.035112 | 0.035206 | 0.034809 | 0.035626 | 0.035956 | 0.035181
| Stair Occ Sensor_Com, E/G - IntL | Large Retail | Interior Lighting | NC | 0.3 | 0.5095 | 0.63738 | 0.67605 | 0.65826 | 0.65725 | 0.65635 | 0.6388 | 0.63671 | 0.62888
| Stair Occ Sensor_Com, E/G - IntL | Large Retail | Interior Lighting | RET | 0.02 | 0.029027 | 0.034423 | 0.035165 | 0.035112 | 0.035206 | 0.034809 | 0.035626 | 0.035956 | 0.035181
| Stair Occ Sensor_Com, E/O - IntL | Large Retail | Interior Lighting | NC | 0.3 | 0.5095 | 0.63738 | 0.67605 | 0.65826 | 0.65725 | 0.65635 | 0.6388 | 0.63671 | 0.62888
| Stair Occ Sensor_Com, E/O - IntL | Large Retail | Interior Lighting | RET | 0.02 | 0.029027 | 0.034423 | 0.035165 | 0.035112 | 0.035206 | 0.034809 | 0.035626 | 0.035956 | 0.035181
| Stair Occ Sensor_Com, E/P - IntL | Large Retail | Interior Lighting | NC | 0.3 | 0.5095 | 0.63738 | 0.67605 | 0.65826 | 0.65725 | 0.65635 | 0.6388 | 0.63671 | 0.62888
| Stair Occ Sensor_Com, E/P - IntL | Large Retail | Interior Lighting | RET | 0.02 | 0.029027 | 0.034423 | 0.035165 | 0.035112 | 0.035206 | 0.034809 | 0.035626 | 0.035956 | 0.035181
| Int Delamping_Com, E - IntL [No Heat] | Large Retail | Interior Lighting | RET | 0.02 | 0.028053 | 0.033714 | 0.034858 | 0.035112 | 0.035206 | 0.034809 | 0.035626 | 0.035956 | 0.035181
| Int Delamping_Com, E - IntL [Electric Heat] | Large Retail | Interior Lighting | RET | 0.02 | 0.028053 | 0.033714 | 0.034858 | 0.035112 | 0.035206 | 0.034809 | 0.035626 | 0.035956 | 0.035181
| Int Delamping_Com, E/G - IntL | Large Retail | Interior Lighting | RET | 0.02 | 0.028053 | 0.033714 | 0.034858 | 0.035112 | 0.035206 | 0.034809 | 0.035626 | 0.035956 | 0.035181
| Int Delamping_Com, E/O - IntL | Large Retail | Interior Lighting | RET | 0.02 | 0.028053 | 0.033714 | 0.034858 | 0.035112 | 0.035206 | 0.034809 | 0.035626 | 0.035956 | 0.035181
| Int Delamping_Com, E/P - IntL | Large Retail | Interior Lighting | RET | 0.02 | 0.028053 | 0.033714 | 0.034858 | 0.035112 | 0.035206 | 0.034809 | 0.035626 | 0.035956 | 0.035181
| Int Ltg Dsgn_Com, E - IntL [No Heat] | Large Retail | Interior Lighting | NC | 0.2 | 0.34106 | 0.46865 | 0.54131 | 0.55337 | 0.56722 | 0.57362 | 0.55895 | 0.55712 | 0.55027
| Int Ltg Dsgn_Com, E - IntL [Electric Heat] | Large Retail | Interior Lighting | NC | 0.2 | 0.34106 | 0.46865 | 0.54131 | 0.55337 | 0.56722 | 0.57362 | 0.55895 | 0.55712 | 0.55027
| Int Ltg Dsgn_Com, E/G - IntL | Large Retail | Interior Lighting | NC | 0.2 | 0.34106 | 0.46865 | 0.54131 | 0.55337 | 0.56722 | 0.57362 | 0.55895 | 0.55712 | 0.55027
| Int Ltg Dsgn_Com, E/O - IntL | Large Retail | Interior Lighting | NC | 0.2 | 0.34106 | 0.46865 | 0.54131 | 0.55337 | 0.56722 | 0.57362 | 0.55895 | 0.55712 | 0.55027
| Int Ltg Dsgn_Com, E/P - IntL | Large Retail | Interior Lighting | NC | 0.2 | 0.34106 | 0.46865 | 0.54131 | 0.55337 | 0.56722 | 0.57362 | 0.55895 | 0.55712 | 0.55027
| Room Air Conditioner_Com, E - Cool | Warehouse | Cooling | NC | 0.35 | 0.54918 | 0.65532 | 0.6821 | 0.66004 | 0.65725 | 0.65635 | 0.6388 | 0.63671 | 0.62888
| Room Air Conditioner_Com, E - Cool | Warehouse | Cooling | RET | 0.002 | 0.0023269 | 0.0037523 | 0.0054738 | 0.0062613 | 0.0062231 | 0.0071944 | 0.0082558 | 0.0091693 | 0.0090466
| Room Air Conditioner_Com, E - Cool | Warehouse | Cooling | REPL | 0.35 | 0.56704 | 0.73282 | 0.77425 | 0.78123 | 0.77838 | 0.79564 | 0.81431 | 0.82184 | 0.80414
| Fast Acting Doors_Com, E - Cool | Warehouse | Cooling | NC | 0 | 0 | 0 | 0 | 0 | 0 | 0 | 0 | 0 | 0
| Fast Acting Doors_Com, E - Cool | Warehouse | Cooling | RET | 0 | 0 | 0 | 0 | 0 | 0 | 0 | 0 | 0 | 0
| Fast Acting Doors_Com, E - Cool | Warehouse | Cooling | REPL | 0 | 0 | 0 | 0 | 0 | 0 | 0 | 0 | 0 | 0
| Mini Split Ductless AC_Com, E - Cool | Warehouse | Cooling | NC | 0 | 0 | 0 | 0 | 0 | 0 | 0 | 0 | 0 | 0
| Mini Split Ductless AC_Com, E - Cool | Warehouse | Cooling | RET | 0.002 | 0.0025171 | 0.0043144 | 0.0067169 | 0.0082024 | 0.008698 | 0.0086676 | 0.0088335 | 0.0088777 | 0.00865
| Mini Split Ductless AC_Com, E - Cool | Warehouse | Cooling | REPL | 0 | 0 | 0 | 0 | 0 | 0 | 0 | 0 | 0 | 0
| Eff Unitary AC_Com, E - Cool | Warehouse | Cooling | NC | 0.35 | 0.54918 | 0.65532 | 0.6821 | 0.66004 | 0.65725 | 0.65635 | 0.6388 | 0.63671 | 0.62888
| Eff Unitary AC_Com, E - Cool | Warehouse | Cooling | RET | 0.05 | 0.047535 | 0.048638 | 0.046985 | 0.045657 | 0.044715 | 0.043183 | 0.045717 | 0.047639 | 0.048045
| Eff Unitary AC_Com, E - Cool | Warehouse | Cooling | REPL | 0.35 | 0.53548 | 0.67282 | 0.69211 | 0.68028 | 0.65986 | 0.62855 | 0.65964 | 0.68222 | 0.68365
| PTAC_Com, E - Cool | Warehouse | Cooling | NC | 0.35 | 0.54918 | 0.65532 | 0.6821 | 0.66004 | 0.65725 | 0.65635 | 0.6388 | 0.63671 | 0.62888
| PTAC_Com, E - Cool | Warehouse | Cooling | RET | 0.004 | 0.0050347 | 0.0086307 | 0.013439 | 0.016417 | 0.017415 | 0.017362 | 0.018322 | 0.018491 | 0.018093
| PTAC_Com, E - Cool | Warehouse | Cooling | REPL | 0.35 | 0.56443 | 0.72628 | 0.76201 | 0.76213 | 0.75205 | 0.72926 | 0.81431 | 0.82184 | 0.80414
| Unitary Equipment Economizer_Com, E - Cool | Warehouse | Cooling | RET | 0.02 | 0.036139 | 0.047284 | 0.049739 | 0.05016 | 0.050294 | 0.049727 | 0.050895 | 0.051365 | 0.050259
| AC Tuneup_Com, E - Cool [ASHP] | Warehouse | Cooling | RET | 0.01 | 0.025818 | 0.042301 | 0.048281 | 0.049885 | 0.050294 | 0.049727 | 0.050895 | 0.051365 | 0.050259
| AC Tuneup_Com, E - Heat [ASHP] | Warehouse | Space Heating | RET | 0.01 | 0.025818 | 0.042301 | 0.048281 | 0.049885 | 0.050294 | 0.049727 | 0.050895 | 0.051365 | 0.050259
| AC Tuneup_Com, E - Cool [Unitary AC] | Warehouse | Cooling | RET | 0.01 | 0.025818 | 0.042301 | 0.048281 | 0.049885 | 0.050294 | 0.049727 | 0.050895 | 0.051365 | 0.050259
| DCV_Com, E - Cool [Building w Elec Heat] | Warehouse | Cooling | RET | 0.015 | 0.029391 | 0.042942 | 0.047996 | 0.049657 | 0.050294 | 0.049727 | 0.050895 | 0.051365 | 0.050259
| DCV_Com, E - Heat [Building w Elec Heat] | Warehouse | Space Heating | RET | 0.015 | 0.029391 | 0.042942 | 0.047996 | 0.049657 | 0.050294 | 0.049727 | 0.050895 | 0.051365 | 0.050259
| DCV_Com, E - Vent [Building w Elec Heat] | Warehouse | Ventilation | RET | 0.015 | 0.029391 | 0.042942 | 0.047996 | 0.049657 | 0.050294 | 0.049727 | 0.050895 | 0.051365 | 0.050259
| DCV_Com, E - Cool [Building w Gas Heat] | Warehouse | Cooling | RET | 0.015 | 0.029391 | 0.042942 | 0.047996 | 0.049657 | 0.050294 | 0.049727 | 0.050895 | 0.051365 | 0.050259
| DCV_Com, G - Heat [Building w Gas Heat] | Warehouse |  | RET | 0.015 | 0.030159 | 0.042072 | 0.047224 | 0.049011 | 0.04953 | 0.049681 | 0.04987 | 0.050161 | 0.05041
| DCV_Com, E - Vent [Building w Gas Heat] | Warehouse | Ventilation | RET | 0.015 | 0.029391 | 0.042942 | 0.047996 | 0.049657 | 0.050294 | 0.049727 | 0.050895 | 0.051365 | 0.050259
| DCV_Com, E - Cool [Building w Oil Heat] | Warehouse | Cooling | RET | 0.015 | 0.029391 | 0.042942 | 0.047996 | 0.049657 | 0.050294 | 0.049727 | 0.050895 | 0.051365 | 0.050259
| DCV_Com, O - Heat [Building w Oil Heat] | Warehouse |  | RET | 0.015 | 0.029839 | 0.041431 | 0.046354 | 0.047774 | 0.047842 | 0.047483 | 0.047108 | 0.046733 | 0.046332
| DCV_Com, E - Vent [Building w Oil Heat] | Warehouse | Ventilation | RET | 0.015 | 0.029391 | 0.042942 | 0.047996 | 0.049657 | 0.050294 | 0.049727 | 0.050895 | 0.051365 | 0.050259
| DCV_Com, E - Cool [Building w Propane Heat] | Warehouse | Cooling | RET | 0.015 | 0.029391 | 0.042942 | 0.047996 | 0.049657 | 0.050294 | 0.049727 | 0.050895 | 0.051365 | 0.050259
| DCV_Com, P - Heat [Building w Propane Heat] | Warehouse |  | RET | 0.015 | 0.029839 | 0.041431 | 0.046354 | 0.047774 | 0.047842 | 0.047483 | 0.047108 | 0.046733 | 0.046332
| DCV_Com, E - Vent [Building w Propane Heat] | Warehouse | Ventilation | RET | 0.015 | 0.029391 | 0.042942 | 0.047996 | 0.049657 | 0.050294 | 0.049727 | 0.050895 | 0.051365 | 0.050259
| Controls for Unitary AC_Com, E - Cool | Warehouse | Cooling | RET | 0.015 | 0.029391 | 0.042942 | 0.047996 | 0.049657 | 0.050294 | 0.049727 | 0.050895 | 0.051365 | 0.050259
| Optimized Unitary AC Sys_Com, E - Cool [Building w Elec Heat] | Warehouse | Cooling | NC | 0.15 | 0.28154 | 0.42121 | 0.51481 | 0.54172 | 0.56238 | 0.57169 | 0.55895 | 0.55712 | 0.55027
| Optimized Unitary AC Sys_Com, E - Heat [Building w Elec Heat] | Warehouse | Space Heating | NC | 0.15 | 0.28154 | 0.42121 | 0.51481 | 0.54172 | 0.56238 | 0.57169 | 0.55895 | 0.55712 | 0.55027
| Optimized Unitary AC Sys_Com, E - Cool [Building w Gas Heat] | Warehouse | Cooling | NC | 0.15 | 0.28154 | 0.42121 | 0.51481 | 0.54172 | 0.56238 | 0.57169 | 0.55895 | 0.55712 | 0.55027
| Optimized Unitary AC Sys_Com, G - Heat [Building w Gas Heat] | Warehouse |  | NC | 0.15 | 0.28432 | 0.42765 | 0.51785 | 0.54977 | 0.55786 | 0.56374 | 0.56533 | 0.56616 | 0.56428
| Optimized Unitary AC Sys_Com, E - Cool [Building w Oil Heat] | Warehouse | Cooling | NC | 0.15 | 0.28154 | 0.42121 | 0.51481 | 0.54172 | 0.56238 | 0.57169 | 0.55895 | 0.55712 | 0.55027
| Optimized Unitary AC Sys_Com, O - Heat [Building w Oil Heat] | Warehouse |  | NC | 0.15 | 0.28131 | 0.42114 | 0.50831 | 0.53589 | 0.53885 | 0.5388 | 0.53403 | 0.52747 | 0.51864
| Optimized Unitary AC Sys_Com, E - Cool [Building w Propane Heat] | Warehouse | Cooling | NC | 0.15 | 0.28154 | 0.42121 | 0.51481 | 0.54172 | 0.56238 | 0.57169 | 0.55895 | 0.55712 | 0.55027
| Optimized Unitary AC Sys_Com, P - Heat [Building w Propane Heat] | Warehouse |  | NC | 0.15 | 0.28131 | 0.42114 | 0.50831 | 0.53589 | 0.53885 | 0.5388 | 0.53403 | 0.52747 | 0.51864
| Cool Roof_Com, E - Cool [Building w Elec Heat] | Warehouse | Cooling | NC | 0.1 | 0.15554 | 0.22193 | 0.28549 | 0.32654 | 0.36473 | 0.39023 | 0.39489 | 0.39795 | 0.39305
| Cool Roof_Com, E - Cool [Building w Elec Heat] | Warehouse | Cooling | RET | 0 | 0.0019198 | 0.0061834 | 0.013576 | 0.024102 | 0.035153 | 0.042819 | 0.048563 | 0.051365 | 0.050259
| Cool Roof_Com, E - Heat [Building w Elec Heat] | Warehouse | Space Heating | NC | 0.1 | 0.15554 | 0.22193 | 0.28549 | 0.32654 | 0.36473 | 0.39023 | 0.39489 | 0.39795 | 0.39305
| Cool Roof_Com, E - Heat [Building w Elec Heat] | Warehouse | Space Heating | RET | 0 | 0.0019198 | 0.0061834 | 0.013576 | 0.024102 | 0.035153 | 0.042819 | 0.048563 | 0.051365 | 0.050259
| Cool Roof_Com, E - Cool [Building w Gas Heat] | Warehouse | Cooling | NC | 0.1 | 0.15554 | 0.22193 | 0.28549 | 0.32654 | 0.36473 | 0.39023 | 0.39489 | 0.39795 | 0.39305
| Cool Roof_Com, E - Cool [Building w Gas Heat] | Warehouse | Cooling | RET | 0 | 0.0019198 | 0.0061834 | 0.013576 | 0.024102 | 0.035153 | 0.042819 | 0.048563 | 0.051365 | 0.050259
| Cool Roof_Com, G - Heat [Building w Gas Heat] | Warehouse |  | NC | 0.1 | 0.15708 | 0.22533 | 0.28718 | 0.33139 | 0.3618 | 0.3848 | 0.3994 | 0.4044 | 0.40306
| Cool Roof_Com, G - Heat [Building w Gas Heat] | Warehouse |  | RET | 0 | 0.00197 | 0.0060582 | 0.013358 | 0.023788 | 0.034619 | 0.042779 | 0.047585 | 0.050161 | 0.05041
| Cool Roof_Com, E - Cool [Building w Oil Heat] | Warehouse | Cooling | NC | 0.1 | 0.15554 | 0.22193 | 0.28549 | 0.32654 | 0.36473 | 0.39023 | 0.39489 | 0.39795 | 0.39305
| Cool Roof_Com, E - Cool [Building w Oil Heat] | Warehouse | Cooling | RET | 0 | 0.0019198 | 0.0061834 | 0.013576 | 0.024102 | 0.035153 | 0.042819 | 0.048563 | 0.051365 | 0.050259
| Cool Roof_Com, O - Heat [Building w Oil Heat] | Warehouse |  | NC | 0.1 | 0.15541 | 0.22189 | 0.28189 | 0.32303 | 0.34947 | 0.36778 | 0.37728 | 0.37676 | 0.37046
| Cool Roof_Com, O - Heat [Building w Oil Heat] | Warehouse |  | RET | 0 | 0.0019491 | 0.0059659 | 0.013112 | 0.023188 | 0.033439 | 0.040886 | 0.04495 | 0.046733 | 0.046332
| Cool Roof_Com, E - Cool [Building w Propane Heat] | Warehouse | Cooling | NC | 0.1 | 0.15554 | 0.22193 | 0.28549 | 0.32654 | 0.36473 | 0.39023 | 0.39489 | 0.39795 | 0.39305
| Cool Roof_Com, E - Cool [Building w Propane Heat] | Warehouse | Cooling | RET | 0 | 0.0019198 | 0.0061834 | 0.013576 | 0.024102 | 0.035153 | 0.042819 | 0.048563 | 0.051365 | 0.050259
| Cool Roof_Com, P - Heat [Building w Propane Heat] | Warehouse |  | NC | 0.1 | 0.15541 | 0.22189 | 0.28189 | 0.32303 | 0.34947 | 0.36778 | 0.37728 | 0.37676 | 0.37046
| Cool Roof_Com, P - Heat [Building w Propane Heat] | Warehouse |  | RET | 0 | 0.0019491 | 0.0059659 | 0.013112 | 0.023188 | 0.033439 | 0.040886 | 0.04495 | 0.046733 | 0.046332
| GSHP_Com, E - Cool | Warehouse | Cooling | RET | 0.002 | 0.0038855 | 0.0060812 | 0.0079712 | 0.0098337 | 0.011714 | 0.013351 | 0.015399 | 0.017206 | 0.018371
| GSHP_Com, E - Cool | Warehouse | Cooling | REPL | 0.02 | 0.037028 | 0.068472 | 0.11081 | 0.16526 | 0.22516 | 0.27463 | 0.31961 | 0.34548 | 0.34792
| GSHP_Com, E - Heat | Warehouse | Space Heating | RET | 0.002 | 0.0038855 | 0.0060812 | 0.0079712 | 0.0098337 | 0.011714 | 0.013351 | 0.015399 | 0.017206 | 0.018371
| GSHP_Com, E - Heat | Warehouse | Space Heating | REPL | 0.02 | 0.037028 | 0.068472 | 0.11081 | 0.16526 | 0.22516 | 0.27463 | 0.31961 | 0.34548 | 0.34792
| Unitary HP_Com, E - Cool | Warehouse | Cooling | NC | 0.35 | 0.54918 | 0.65532 | 0.6821 | 0.66004 | 0.65725 | 0.65635 | 0.6388 | 0.63671 | 0.62888
| Unitary HP_Com, E - Cool | Warehouse | Cooling | RET | 0.008 | 0.022718 | 0.039759 | 0.046036 | 0.046943 | 0.046353 | 0.044727 | 0.05054 | 0.051365 | 0.050259
| Unitary HP_Com, E - Cool | Warehouse | Cooling | REPL | 0.35 | 0.55175 | 0.68685 | 0.69346 | 0.666 | 0.62941 | 0.58254 | 0.64934 | 0.70896 | 0.74615
| Unitary HP_Com, E - Heat | Warehouse | Space Heating | NC | 0.35 | 0.54918 | 0.65532 | 0.6821 | 0.66004 | 0.65725 | 0.65635 | 0.6388 | 0.63671 | 0.62888
| Unitary HP_Com, E - Heat | Warehouse | Space Heating | RET | 0.008 | 0.022718 | 0.039759 | 0.046036 | 0.046943 | 0.046353 | 0.044727 | 0.05054 | 0.051365 | 0.050259
| Unitary HP_Com, E - Heat | Warehouse | Space Heating | REPL | 0.35 | 0.55175 | 0.68685 | 0.69346 | 0.666 | 0.62941 | 0.58254 | 0.64934 | 0.70896 | 0.74615
| PTHP_Com, E - Cool | Warehouse | Cooling | NC | 0.35 | 0.54918 | 0.65532 | 0.6821 | 0.66004 | 0.65725 | 0.65635 | 0.6388 | 0.63671 | 0.62888
| PTHP_Com, E - Cool | Warehouse | Cooling | RET | 0.004 | 0.0042067 | 0.0053489 | 0.0066696 | 0.0074858 | 0.0077622 | 0.0077008 | 0.0079902 | 0.0081729 | 0.0080414
| PTHP_Com, E - Cool | Warehouse | Cooling | REPL | 0.35 | 0.56491 | 0.72929 | 0.7705 | 0.77798 | 0.77587 | 0.76076 | 0.78869 | 0.80615 | 0.79873
| PTHP_Com, E - Heat | Warehouse | Space Heating | NC | 0.35 | 0.54918 | 0.65532 | 0.6821 | 0.66004 | 0.65725 | 0.65635 | 0.6388 | 0.63671 | 0.62888
| PTHP_Com, E - Heat | Warehouse | Space Heating | RET | 0.004 | 0.0042067 | 0.0053489 | 0.0066696 | 0.0074858 | 0.0077622 | 0.0077008 | 0.0079902 | 0.0081729 | 0.0080414
| PTHP_Com, E - Heat | Warehouse | Space Heating | REPL | 0.35 | 0.56491 | 0.72929 | 0.7705 | 0.77798 | 0.77587 | 0.76076 | 0.78869 | 0.80615 | 0.79873
| Minisplit Ductless HP_Com, E - Cool | Warehouse | Cooling | RET | 0.025 | 0.038607 | 0.04567 | 0.045089 | 0.043136 | 0.041287 | 0.038968 | 0.039108 | 0.038723 | 0.037192
| Minisplit Ductless HP_Com, E - Cool | Warehouse | Cooling | REPL | 0.175 | 0.26615 | 0.32784 | 0.32921 | 0.315 | 0.29661 | 0.27337 | 0.26773 | 0.25803 | 0.24056
| Minisplit Ductless HP_Com, E - Heat | Warehouse | Space Heating | RET | 0.025 | 0.038607 | 0.04567 | 0.045089 | 0.043136 | 0.041287 | 0.038968 | 0.039108 | 0.038723 | 0.037192
| Minisplit Ductless HP_Com, E - Heat | Warehouse | Space Heating | REPL | 0.175 | 0.26615 | 0.32784 | 0.32921 | 0.315 | 0.29661 | 0.27337 | 0.26773 | 0.25803 | 0.24056
| Programmable TStat_Com, E - Cool [Building w Elec Heat] | Warehouse | Cooling | NC | 0.3 | 0.18767 | 0.090372 | 0 | 0 | 0 | 0 | 0 | 0 | 0
| Programmable TStat_Com, E - Cool [Building w Elec Heat] | Warehouse | Cooling | RET | 0.02 | 0.0097332 | 0 | 0 | 0 | 0 | 0 | 0 | 0 | 0
| Programmable TStat_Com, E - Heat [Building w Elec Heat] | Warehouse | Space Heating | NC | 0.3 | 0.18767 | 0.090372 | 0 | 0 | 0 | 0 | 0 | 0 | 0
| Programmable TStat_Com, E - Heat [Building w Elec Heat] | Warehouse | Space Heating | RET | 0.02 | 0.0097332 | 0 | 0 | 0 | 0 | 0 | 0 | 0 | 0
| Programmable TStat_Com, E - Cool [Building w Gas Heat] | Warehouse | Cooling | NC | 0.3 | 0.18767 | 0.090372 | 0 | 0 | 0 | 0 | 0 | 0 | 0
| Programmable TStat_Com, E - Cool [Building w Gas Heat] | Warehouse | Cooling | RET | 0.02 | 0.0097332 | 0 | 0 | 0 | 0 | 0 | 0 | 0 | 0
| Programmable TStat_Com, G - Heat [Building w Gas Heat] | Warehouse |  | NC | 0.3 | 0.18952 | 0.091754 | 0 | 0 | 0 | 0 | 0 | 0 | 0
| Programmable TStat_Com, G - Heat [Building w Gas Heat] | Warehouse |  | RET | 0.02 | 0.0099873 | 0 | 0 | 0 | 0 | 0 | 0 | 0 | 0
| Programmable TStat_Com, E - Cool [Building w Propane Heat] | Warehouse | Cooling | NC | 0.3 | 0.18767 | 0.090372 | 0 | 0 | 0 | 0 | 0 | 0 | 0
| Programmable TStat_Com, E - Cool [Building w Propane Heat] | Warehouse | Cooling | RET | 0.02 | 0.0097332 | 0 | 0 | 0 | 0 | 0 | 0 | 0 | 0
| Programmable TStat_Com, P - Heat [Building w Propane Heat] | Warehouse |  | NC | 0.3 | 0.18751 | 0.090356 | 0 | 0 | 0 | 0 | 0 | 0 | 0
| Programmable TStat_Com, P - Heat [Building w Propane Heat] | Warehouse |  | RET | 0.02 | 0.0098815 | 0 | 0 | 0 | 0 | 0 | 0 | 0 | 0
| Programmable TStat_Com, E - Cool [Building w Oil Heat] | Warehouse | Cooling | NC | 0.3 | 0.18767 | 0.090372 | 0 | 0 | 0 | 0 | 0 | 0 | 0
| Programmable TStat_Com, E - Cool [Building w Oil Heat] | Warehouse | Cooling | RET | 0.02 | 0.0097332 | 0 | 0 | 0 | 0 | 0 | 0 | 0 | 0
| Programmable TStat_Com, O - Heat [Building w Oil Heat] | Warehouse |  | NC | 0.3 | 0.18751 | 0.090356 | 0 | 0 | 0 | 0 | 0 | 0 | 0
| Programmable TStat_Com, O - Heat [Building w Oil Heat] | Warehouse |  | RET | 0.02 | 0.0098815 | 0 | 0 | 0 | 0 | 0 | 0 | 0 | 0
| Smart TStat_Com, E - Cool [Building w Elec Heat] | Warehouse | Cooling | NC | 0.05 | 0.18767 | 0.36149 | 0.43728 | 0.49641 | 0.57509 | 0.65635 | 0.6388 | 0.63671 | 0.62888
| Smart TStat_Com, E - Cool [Building w Elec Heat] | Warehouse | Cooling | RET | 0.008 | 0.013966 | 0.027581 | 0.036803 | 0.039407 | 0.040235 | 0.039782 | 0.040716 | 0.041092 | 0.040207
| Smart TStat_Com, E - Heat [Building w Elec Heat] | Warehouse | Space Heating | NC | 0.05 | 0.18767 | 0.36149 | 0.43728 | 0.49641 | 0.57509 | 0.65635 | 0.6388 | 0.63671 | 0.62888
| Smart TStat_Com, E - Heat [Building w Elec Heat] | Warehouse | Space Heating | RET | 0.008 | 0.013966 | 0.027581 | 0.036803 | 0.039407 | 0.040235 | 0.039782 | 0.040716 | 0.041092 | 0.040207
| Smart TStat_Com, E - Cool [Building w Gas Heat] | Warehouse | Cooling | NC | 0.05 | 0.18767 | 0.36149 | 0.43728 | 0.49641 | 0.57509 | 0.65635 | 0.6388 | 0.63671 | 0.62888
| Smart TStat_Com, E - Cool [Building w Gas Heat] | Warehouse | Cooling | RET | 0.008 | 0.013966 | 0.027581 | 0.036803 | 0.039407 | 0.040235 | 0.039782 | 0.040716 | 0.041092 | 0.040207
| Smart TStat_Com, G - Heat [Building w Gas Heat] | Warehouse |  | NC | 0.05 | 0.18952 | 0.36702 | 0.43986 | 0.50378 | 0.57047 | 0.64722 | 0.6461 | 0.64704 | 0.64489
| Smart TStat_Com, G - Heat [Building w Gas Heat] | Warehouse |  | RET | 0.008 | 0.01433 | 0.027023 | 0.036211 | 0.038894 | 0.039624 | 0.039745 | 0.039896 | 0.040129 | 0.040328
| Smart TStat_Com, E - Cool [Building w Propane Heat] | Warehouse | Cooling | NC | 0.05 | 0.18767 | 0.36149 | 0.43728 | 0.49641 | 0.57509 | 0.65635 | 0.6388 | 0.63671 | 0.62888
| Smart TStat_Com, E - Cool [Building w Propane Heat] | Warehouse | Cooling | RET | 0.008 | 0.013966 | 0.027581 | 0.036803 | 0.039407 | 0.040235 | 0.039782 | 0.040716 | 0.041092 | 0.040207
| Smart TStat_Com, P - Heat [Building w Propane Heat] | Warehouse |  | NC | 0.05 | 0.18751 | 0.36142 | 0.43176 | 0.49107 | 0.55104 | 0.61859 | 0.61032 | 0.60282 | 0.59273
| Smart TStat_Com, P - Heat [Building w Propane Heat] | Warehouse |  | RET | 0.008 | 0.014179 | 0.026611 | 0.035544 | 0.037913 | 0.038274 | 0.037987 | 0.037686 | 0.037387 | 0.037066
| Smart TStat_Com, E - Cool [Building w Oil Heat] | Warehouse | Cooling | NC | 0.05 | 0.18767 | 0.36149 | 0.43728 | 0.49641 | 0.57509 | 0.65635 | 0.6388 | 0.63671 | 0.62888
| Smart TStat_Com, E - Cool [Building w Oil Heat] | Warehouse | Cooling | RET | 0.008 | 0.013966 | 0.027581 | 0.036803 | 0.039407 | 0.040235 | 0.039782 | 0.040716 | 0.041092 | 0.040207
| Smart TStat_Com, O - Heat [Building w Oil Heat] | Warehouse |  | NC | 0.05 | 0.18751 | 0.36142 | 0.43176 | 0.49107 | 0.55104 | 0.61859 | 0.61032 | 0.60282 | 0.59273
| Smart TStat_Com, O - Heat [Building w Oil Heat] | Warehouse |  | RET | 0.008 | 0.014179 | 0.026611 | 0.035544 | 0.037913 | 0.038274 | 0.037987 | 0.037686 | 0.037387 | 0.037066
| Boiler Blowdown Controls_Com, G - Heat | Warehouse |  | RET | 0.015 | 0.030159 | 0.042072 | 0.047224 | 0.049011 | 0.04953 | 0.049681 | 0.04987 | 0.050161 | 0.05041
| Boiler Blowdown Controls_Com, O - Heat | Warehouse |  | RET | 0.015 | 0.029839 | 0.041431 | 0.046354 | 0.047774 | 0.047842 | 0.047483 | 0.047108 | 0.046733 | 0.046332
| Boiler Blowdown Controls_Com, P - Heat | Warehouse |  | RET | 0.015 | 0.029839 | 0.041431 | 0.046354 | 0.047774 | 0.047842 | 0.047483 | 0.047108 | 0.046733 | 0.046332
| Boiler Modifications_Com, G - Heat | Warehouse |  | RET | 0.015 | 0.030159 | 0.042072 | 0.047224 | 0.049011 | 0.04953 | 0.049681 | 0.04987 | 0.050161 | 0.05041
| Boiler Modifications_Com, O - Heat | Warehouse |  | RET | 0.015 | 0.029839 | 0.041431 | 0.046354 | 0.047774 | 0.047842 | 0.047483 | 0.047108 | 0.046733 | 0.046332
| Boiler Modifications_Com, P - Heat | Warehouse |  | RET | 0.015 | 0.029839 | 0.041431 | 0.046354 | 0.047774 | 0.047842 | 0.047483 | 0.047108 | 0.046733 | 0.046332
| Boilers_Com, G - Heat | Warehouse |  | NC | 0.35 | 0.5546 | 0.66535 | 0.68613 | 0.66984 | 0.65197 | 0.64722 | 0.6461 | 0.64704 | 0.64489
| Boilers_Com, G - Heat | Warehouse |  | RET | 0.015 | 0.032228 | 0.042962 | 0.045226 | 0.044549 | 0.042966 | 0.041519 | 0.040149 | 0.038905 | 0.037665
| Boilers_Com, G - Heat | Warehouse |  | REPL | 0.35 | 0.55669 | 0.65762 | 0.66473 | 0.63908 | 0.60152 | 0.56362 | 0.52586 | 0.48881 | 0.4509
| Boilers_Com, O - Heat | Warehouse |  | NC | 0.35 | 0.54873 | 0.65521 | 0.67348 | 0.65294 | 0.62976 | 0.61859 | 0.61032 | 0.60282 | 0.59273
| Boilers_Com, O - Heat | Warehouse |  | RET | 0.015 | 0.031854 | 0.04217 | 0.044113 | 0.043005 | 0.040959 | 0.039027 | 0.037171 | 0.035401 | 0.033695
| Boilers_Com, O - Heat | Warehouse |  | REPL | 0.35 | 0.55079 | 0.6476 | 0.65248 | 0.62295 | 0.58103 | 0.53869 | 0.49674 | 0.4554 | 0.41443
| Boilers_Com, P - Heat | Warehouse |  | NC | 0.35 | 0.54873 | 0.65521 | 0.67348 | 0.65294 | 0.62976 | 0.61859 | 0.61032 | 0.60282 | 0.59273
| Boilers_Com, P - Heat | Warehouse |  | RET | 0.015 | 0.031871 | 0.042239 | 0.044252 | 0.043215 | 0.04123 | 0.039353 | 0.037547 | 0.035821 | 0.034154
| Boilers_Com, P - Heat | Warehouse |  | REPL | 0.35 | 0.55079 | 0.6476 | 0.65248 | 0.62295 | 0.58103 | 0.53869 | 0.49674 | 0.4554 | 0.41443
| Furnace_Com, G - Heat | Warehouse |  | NC | 0.35 | 0.5546 | 0.66535 | 0.68613 | 0.66984 | 0.65197 | 0.64722 | 0.6461 | 0.64704 | 0.64489
| Furnace_Com, G - Heat | Warehouse |  | RET | 0.015 | 0.03229 | 0.043226 | 0.045768 | 0.045371 | 0.044045 | 0.04284 | 0.041698 | 0.04067 | 0.039632
| Furnace_Com, G - Heat | Warehouse |  | REPL | 0.35 | 0.55669 | 0.65762 | 0.66473 | 0.63908 | 0.60152 | 0.56362 | 0.52586 | 0.48881 | 0.4509
| Furnace_Com, O - Heat | Warehouse |  | NC | 0.35 | 0.54873 | 0.65521 | 0.67348 | 0.65294 | 0.62976 | 0.61859 | 0.61032 | 0.60282 | 0.59273
| Furnace_Com, O - Heat | Warehouse |  | RET | 0.015 | 0.031806 | 0.041964 | 0.043692 | 0.042378 | 0.04015 | 0.038055 | 0.036055 | 0.034159 | 0.032341
| Furnace_Com, O - Heat | Warehouse |  | REPL | 0.35 | 0.55079 | 0.6476 | 0.65248 | 0.62295 | 0.58103 | 0.53869 | 0.49674 | 0.4554 | 0.41443
| Furnace_Com, P - Heat | Warehouse |  | NC | 0.35 | 0.54873 | 0.65521 | 0.67348 | 0.65294 | 0.62976 | 0.61859 | 0.61032 | 0.60282 | 0.59273
| Furnace_Com, P - Heat | Warehouse |  | RET | 0.015 | 0.031877 | 0.042265 | 0.044306 | 0.043295 | 0.041334 | 0.039478 | 0.037691 | 0.035983 | 0.03433
| Furnace_Com, P - Heat | Warehouse |  | REPL | 0.35 | 0.55079 | 0.6476 | 0.65248 | 0.62295 | 0.58103 | 0.53869 | 0.49674 | 0.4554 | 0.41443
| Unit Heater_Com, G - Heat | Warehouse |  | NC | 0.35 | 0.5546 | 0.66535 | 0.68613 | 0.66984 | 0.65197 | 0.64722 | 0.6461 | 0.64704 | 0.64489
| Unit Heater_Com, G - Heat | Warehouse |  | RET | 0.015 | 0.0322 | 0.04284 | 0.044977 | 0.044173 | 0.042475 | 0.04092 | 0.03945 | 0.040167 | 0.040835
| Unit Heater_Com, G - Heat | Warehouse |  | REPL | 0.35 | 0.55669 | 0.65762 | 0.66473 | 0.63908 | 0.60152 | 0.56362 | 0.52586 | 0.52169 | 0.517
| Unit Heater_Com, P - Heat | Warehouse |  | NC | 0.35 | 0.54873 | 0.65521 | 0.67348 | 0.65294 | 0.62976 | 0.61859 | 0.61032 | 0.60282 | 0.59273
| Unit Heater_Com, P - Heat | Warehouse |  | RET | 0.015 | 0.031757 | 0.041759 | 0.043278 | 0.041762 | 0.03936 | 0.037111 | 0.034977 | 0.032964 | 0.031047
| Unit Heater_Com, P - Heat | Warehouse |  | REPL | 0.35 | 0.55079 | 0.6476 | 0.65248 | 0.62295 | 0.58103 | 0.53869 | 0.49674 | 0.4554 | 0.41443
| Destratification Fans_Com, G - Heat | Warehouse |  | NC | 0.05 | 0.089872 | 0.1458 | 0.20925 | 0.26807 | 0.3171 | 0.3561 | 0.38225 | 0.39889 | 0.40306
| Destratification Fans_Com, G - Heat | Warehouse |  | RET | 0 | 0.001182 | 0.0036328 | 0.0079953 | 0.014181 | 0.020489 | 0.025053 | 0.028551 | 0.030097 | 0.030246
| Destratification Fans_Com, G - Heat | Warehouse |  | REPL | 0.05 | 0.094609 | 0.15797 | 0.23296 | 0.30749 | 0.36683 | 0.40494 | 0.47207 | 0.49477 | 0.5041
| Destratification Fans_Com, O - Heat | Warehouse |  | NC | 0.05 | 0.08892 | 0.14357 | 0.2054 | 0.2613 | 0.3063 | 0.34035 | 0.36108 | 0.37163 | 0.37046
| Destratification Fans_Com, O - Heat | Warehouse |  | RET | 0 | 0.0011695 | 0.0035774 | 0.007848 | 0.013823 | 0.019791 | 0.023945 | 0.02697 | 0.02804 | 0.027799
| Destratification Fans_Com, O - Heat | Warehouse |  | REPL | 0.05 | 0.093607 | 0.15556 | 0.22866 | 0.29973 | 0.35433 | 0.38702 | 0.44593 | 0.46096 | 0.46332
| Destratification Fans_Com, P - Heat | Warehouse |  | NC | 0.05 | 0.08892 | 0.14357 | 0.2054 | 0.2613 | 0.3063 | 0.34035 | 0.36108 | 0.37163 | 0.37046
| Destratification Fans_Com, P - Heat | Warehouse |  | RET | 0 | 0.0011695 | 0.0035774 | 0.007848 | 0.013823 | 0.019791 | 0.023945 | 0.02697 | 0.02804 | 0.027799
| Destratification Fans_Com, P - Heat | Warehouse |  | REPL | 0.05 | 0.093607 | 0.15556 | 0.22866 | 0.29973 | 0.35433 | 0.38702 | 0.44593 | 0.46096 | 0.46332
| Energy Recovery Ventilator_Com, G - Heat | Warehouse |  | NC | 0.2 | 0.34443 | 0.47582 | 0.5445 | 0.56159 | 0.56266 | 0.56565 | 0.56533 | 0.56616 | 0.56428
| Energy Recovery Ventilator_Com, G - Heat | Warehouse |  | RET | 0.01 | 0.023673 | 0.03698 | 0.042888 | 0.043794 | 0.042811 | 0.041176 | 0.041238 | 0.041389 | 0.041506
| Energy Recovery Ventilator_Com, G - Heat | Warehouse |  | REPL | 0.2 | 0.35071 | 0.48073 | 0.54164 | 0.55167 | 0.53557 | 0.50929 | 0.50019 | 0.49141 | 0.48208
| Energy Recovery Ventilator_Com, O - Heat | Warehouse |  | NC | 0.2 | 0.34078 | 0.46857 | 0.53447 | 0.54741 | 0.54349 | 0.54063 | 0.53403 | 0.52747 | 0.51864
| Energy Recovery Ventilator_Com, O - Heat | Warehouse |  | RET | 0.01 | 0.023422 | 0.036417 | 0.042098 | 0.042689 | 0.041353 | 0.039355 | 0.038955 | 0.03856 | 0.038149
| Energy Recovery Ventilator_Com, O - Heat | Warehouse |  | REPL | 0.2 | 0.34699 | 0.47341 | 0.53166 | 0.53775 | 0.51732 | 0.48676 | 0.47249 | 0.45782 | 0.44309
| Energy Recovery Ventilator_Com, P - Heat | Warehouse |  | NC | 0.2 | 0.34078 | 0.46857 | 0.53447 | 0.54741 | 0.54349 | 0.54063 | 0.53403 | 0.52747 | 0.51864
| Energy Recovery Ventilator_Com, P - Heat | Warehouse |  | RET | 0.01 | 0.023422 | 0.036417 | 0.042098 | 0.042689 | 0.041353 | 0.039355 | 0.038955 | 0.03856 | 0.038149
| Energy Recovery Ventilator_Com, P - Heat | Warehouse |  | REPL | 0.2 | 0.34699 | 0.47341 | 0.53166 | 0.53775 | 0.51732 | 0.48676 | 0.47249 | 0.45782 | 0.44309
| Forced Air Heating Maintenance_Com, G - Heat | Warehouse |  | RET | 0.01 | 0.019143 | 0.025814 | 0.028544 | 0.029474 | 0.029718 | 0.029809 | 0.029922 | 0.030097 | 0.030246
| Forced Air Heating Maintenance_Com, O - Heat | Warehouse |  | RET | 0.01 | 0.01894 | 0.02542 | 0.028018 | 0.02873 | 0.028705 | 0.02849 | 0.028265 | 0.02804 | 0.027799
| Forced Air Heating Maintenance_Com, P - Heat | Warehouse |  | RET | 0.01 | 0.01894 | 0.02542 | 0.028018 | 0.02873 | 0.028705 | 0.02849 | 0.028265 | 0.02804 | 0.027799
| Infrared Heater_Com, G - Heat | Warehouse |  | NC | 0.05 | 0.17265 | 0.37924 | 0.55522 | 0.62535 | 0.64099 | 0.64707 | 0.6461 | 0.64704 | 0.64489
| Infrared Heater_Com, G - Heat | Warehouse |  | RET | 0.01 | 0.026469 | 0.041314 | 0.047185 | 0.048703 | 0.048783 | 0.048721 | 0.048694 | 0.050161 | 0.05041
| Infrared Heater_Com, G - Heat | Warehouse |  | REPL | 0.05 | 0.17532 | 0.38069 | 0.54736 | 0.60794 | 0.60335 | 0.57567 | 0.5381 | 0.64489 | 0.75225
| Steam Trap Maintenance_Com, G - Heat | Warehouse |  | RET | 0.025 | 0.041268 | 0.047932 | 0.04941 | 0.049508 | 0.04953 | 0.049681 | 0.04987 | 0.050161 | 0.05041
| Steam Trap Maintenance_Com, O - Heat | Warehouse |  | RET | 0.025 | 0.040831 | 0.047201 | 0.0485 | 0.048258 | 0.047842 | 0.047483 | 0.047108 | 0.046733 | 0.046332
| Windows_Com, E - Cool [Building w Elec Heat] | Warehouse | Cooling | NC | 0.25 | 0.39246 | 0.50425 | 0.55944 | 0.56098 | 0.57032 | 0.5743 | 0.55895 | 0.55712 | 0.55027
| Windows_Com, E - Heat [Building w Elec Heat] | Warehouse | Space Heating | NC | 0.25 | 0.39246 | 0.50425 | 0.55944 | 0.56098 | 0.57032 | 0.5743 | 0.55895 | 0.55712 | 0.55027
| Windows_Com, E - Cool [Building w Gas Heat] | Warehouse | Cooling | NC | 0.25 | 0.39246 | 0.50425 | 0.55944 | 0.56098 | 0.57032 | 0.5743 | 0.55895 | 0.55712 | 0.55027
| Windows_Com, G - Heat [Building w Gas Heat] | Warehouse |  | NC | 0.25 | 0.39634 | 0.51196 | 0.56274 | 0.56931 | 0.56574 | 0.56632 | 0.56533 | 0.56616 | 0.56428
| Windows_Com, E - Cool [Building w Oil Heat] | Warehouse | Cooling | NC | 0.25 | 0.39246 | 0.50425 | 0.55944 | 0.56098 | 0.57032 | 0.5743 | 0.55895 | 0.55712 | 0.55027
| Windows_Com, O - Heat [Building w Oil Heat] | Warehouse |  | NC | 0.25 | 0.39214 | 0.50416 | 0.55237 | 0.55494 | 0.54646 | 0.54127 | 0.53403 | 0.52747 | 0.51864
| Windows_Com, E - Cool [Building w Propane Heat] | Warehouse | Cooling | NC | 0.25 | 0.39246 | 0.50425 | 0.55944 | 0.56098 | 0.57032 | 0.5743 | 0.55895 | 0.55712 | 0.55027
| Windows_Com, P - Heat [Building w Propane Heat] | Warehouse |  | NC | 0.25 | 0.39214 | 0.50416 | 0.55237 | 0.55494 | 0.54646 | 0.54127 | 0.53403 | 0.52747 | 0.51864
| Window Film_Com, E - Cool [Building w Elec Heat] | Warehouse | Cooling | RET | 0.01 | 0.025818 | 0.042301 | 0.048281 | 0.049885 | 0.050294 | 0.049727 | 0.050895 | 0.051365 | 0.050259
| Window Film_Com, E - Heat [Building w Elec Heat] | Warehouse | Space Heating | RET | 0.01 | 0.025818 | 0.042301 | 0.048281 | 0.049885 | 0.050294 | 0.049727 | 0.050895 | 0.051365 | 0.050259
| Window Film_Com, E - Cool [Building w Gas Heat] | Warehouse | Cooling | RET | 0.01 | 0.025818 | 0.042301 | 0.048281 | 0.049885 | 0.050294 | 0.049727 | 0.050895 | 0.051365 | 0.050259
| Window Film_Com, G - Heat [Building w Gas Heat] | Warehouse |  | RET | 0.01 | 0.026492 | 0.041445 | 0.047505 | 0.049237 | 0.04953 | 0.049681 | 0.04987 | 0.050161 | 0.05041
| Window Film_Com, E - Cool [Building w Oil Heat] | Warehouse | Cooling | RET | 0.01 | 0.025818 | 0.042301 | 0.048281 | 0.049885 | 0.050294 | 0.049727 | 0.050895 | 0.051365 | 0.050259
| Window Film_Com, O - Heat [Building w Oil Heat] | Warehouse |  | RET | 0.01 | 0.026211 | 0.040813 | 0.046629 | 0.047994 | 0.047842 | 0.047483 | 0.047108 | 0.046733 | 0.046332
| Window Film_Com, E - Cool [Building w Propane Heat] | Warehouse | Cooling | RET | 0.01 | 0.025818 | 0.042301 | 0.048281 | 0.049885 | 0.050294 | 0.049727 | 0.050895 | 0.051365 | 0.050259
| Window Film_Com, P - Heat [Building w Propane Heat] | Warehouse |  | RET | 0.01 | 0.026211 | 0.040813 | 0.046629 | 0.047994 | 0.047842 | 0.047483 | 0.047108 | 0.046733 | 0.046332
| Motors and Fans_Com, E - Vent | Warehouse | Ventilation | NC | 0.4 | 0.58374 | 0.66971 | 0.68679 | 0.66141 | 0.65725 | 0.65635 | 0.6388 | 0.63671 | 0.62888
| Motors and Fans_Com, E - Vent | Warehouse | Ventilation | RET | 0.03 | 0.040918 | 0.045877 | 0.044466 | 0.042158 | 0.040179 | 0.03776 | 0.036846 | 0.03546 | 0.033091
| Motors and Fans_Com, E - Vent | Warehouse | Ventilation | REPL | 0.4 | 0.56111 | 0.66358 | 0.65597 | 0.62423 | 0.58611 | 0.53972 | 0.51348 | 0.47897 | 0.43023
| ECM Furnace Motors_Com, E - Vent | Warehouse | Ventilation | RET | 0.025 | 0.039504 | 0.04852 | 0.050067 | 0.05016 | 0.050294 | 0.049727 | 0.050895 | 0.051365 | 0.050259
| VFD on HVAC System_Com, E - Vent | Warehouse | Ventilation | RET | 0.025 | 0.039504 | 0.04852 | 0.050067 | 0.05016 | 0.050294 | 0.049727 | 0.050895 | 0.051365 | 0.050259
| Kitchen DCV_Com, E - Vent [Building w Elec Heat] | Warehouse | Ventilation | NC | 0.1 | 0.21183 | 0.35485 | 0.47241 | 0.52165 | 0.55375 | 0.56819 | 0.55895 | 0.55712 | 0.55027
| Kitchen DCV_Com, E - Vent [Building w Elec Heat] | Warehouse | Ventilation | RET | 0.005 | 0.014921 | 0.030643 | 0.040713 | 0.043802 | 0.043591 | 0.041507 | 0.041297 | 0.04054 | 0.038604
| Kitchen DCV_Com, E - Vent [Building w Elec Heat] | Warehouse | Ventilation | REPL | 0.1 | 0.21524 | 0.37992 | 0.49384 | 0.54329 | 0.54875 | 0.52304 | 0.51654 | 0.49655 | 0.46162
| Kitchen DCV_Com, E - Heat [Building w Elec Heat] | Warehouse | Space Heating | NC | 0.1 | 0.21183 | 0.35485 | 0.47241 | 0.52165 | 0.55375 | 0.56819 | 0.55895 | 0.55712 | 0.55027
| Kitchen DCV_Com, E - Heat [Building w Elec Heat] | Warehouse | Space Heating | RET | 0.005 | 0.014921 | 0.030643 | 0.040713 | 0.043802 | 0.043591 | 0.041507 | 0.041297 | 0.04054 | 0.038604
| Kitchen DCV_Com, E - Heat [Building w Elec Heat] | Warehouse | Space Heating | REPL | 0.1 | 0.21524 | 0.37992 | 0.49384 | 0.54329 | 0.54875 | 0.52304 | 0.51654 | 0.49655 | 0.46162
| Kitchen DCV_Com, E - Vent [Building w Gas Heat] | Warehouse | Ventilation | NC | 0.1 | 0.21183 | 0.35485 | 0.47241 | 0.52165 | 0.55375 | 0.56819 | 0.55895 | 0.55712 | 0.55027
| Kitchen DCV_Com, E - Vent [Building w Gas Heat] | Warehouse | Ventilation | RET | 0.005 | 0.014921 | 0.030643 | 0.040713 | 0.043802 | 0.043591 | 0.041507 | 0.041297 | 0.04054 | 0.038604
| Kitchen DCV_Com, E - Vent [Building w Gas Heat] | Warehouse | Ventilation | REPL | 0.1 | 0.21524 | 0.37992 | 0.49384 | 0.54329 | 0.54875 | 0.52304 | 0.51654 | 0.49655 | 0.46162
| Kitchen DCV_Com, G - Heat [Building w Gas Heat] | Warehouse |  | NC | 0.1 | 0.21392 | 0.36027 | 0.4752 | 0.5294 | 0.5493 | 0.56029 | 0.56533 | 0.56616 | 0.56428
| Kitchen DCV_Com, G - Heat [Building w Gas Heat] | Warehouse |  | RET | 0.005 | 0.015311 | 0.030022 | 0.040058 | 0.043232 | 0.042929 | 0.041468 | 0.040466 | 0.03959 | 0.03872
| Kitchen DCV_Com, G - Heat [Building w Gas Heat] | Warehouse |  | REPL | 0.1 | 0.22086 | 0.37223 | 0.48589 | 0.53622 | 0.54041 | 0.52256 | 0.50614 | 0.48491 | 0.46301
| Kitchen DCV_Com, E - Vent [Building w Oil Heat] | Warehouse | Ventilation | NC | 0.1 | 0.21183 | 0.35485 | 0.47241 | 0.52165 | 0.55375 | 0.56819 | 0.55895 | 0.55712 | 0.55027
| Kitchen DCV_Com, E - Vent [Building w Oil Heat] | Warehouse | Ventilation | RET | 0.005 | 0.014921 | 0.030643 | 0.040713 | 0.043802 | 0.043591 | 0.041507 | 0.041297 | 0.04054 | 0.038604
| Kitchen DCV_Com, E - Vent [Building w Oil Heat] | Warehouse | Ventilation | REPL | 0.1 | 0.21524 | 0.37992 | 0.49384 | 0.54329 | 0.54875 | 0.52304 | 0.51654 | 0.49655 | 0.46162
| Kitchen DCV_Com, O - Heat [Building w Oil Heat] | Warehouse |  | NC | 0.1 | 0.21165 | 0.35478 | 0.46645 | 0.51604 | 0.53058 | 0.5355 | 0.53403 | 0.52747 | 0.51864
| Kitchen DCV_Com, O - Heat [Building w Oil Heat] | Warehouse |  | RET | 0.005 | 0.015149 | 0.029565 | 0.03932 | 0.042141 | 0.041466 | 0.039634 | 0.038225 | 0.036884 | 0.035588
| Kitchen DCV_Com, O - Heat [Building w Oil Heat] | Warehouse |  | REPL | 0.1 | 0.21852 | 0.36655 | 0.47694 | 0.52269 | 0.522 | 0.49944 | 0.47811 | 0.45177 | 0.42555
| Kitchen DCV_Com, E - Vent [Building w Propane Heat] | Warehouse | Ventilation | NC | 0.1 | 0.21183 | 0.35485 | 0.47241 | 0.52165 | 0.55375 | 0.56819 | 0.55895 | 0.55712 | 0.55027
| Kitchen DCV_Com, E - Vent [Building w Propane Heat] | Warehouse | Ventilation | RET | 0.005 | 0.014921 | 0.030643 | 0.040713 | 0.043802 | 0.043591 | 0.041507 | 0.041297 | 0.04054 | 0.038604
| Kitchen DCV_Com, E - Vent [Building w Propane Heat] | Warehouse | Ventilation | REPL | 0.1 | 0.21524 | 0.37992 | 0.49384 | 0.54329 | 0.54875 | 0.52304 | 0.51654 | 0.49655 | 0.46162
| Kitchen DCV_Com, P - Heat [Building w Propane Heat] | Warehouse |  | NC | 0.1 | 0.21165 | 0.35478 | 0.46645 | 0.51604 | 0.53058 | 0.5355 | 0.53403 | 0.52747 | 0.51864
| Kitchen DCV_Com, P - Heat [Building w Propane Heat] | Warehouse |  | RET | 0.005 | 0.015149 | 0.029565 | 0.03932 | 0.042141 | 0.041466 | 0.039634 | 0.038225 | 0.036884 | 0.035588
| Kitchen DCV_Com, P - Heat [Building w Propane Heat] | Warehouse |  | REPL | 0.1 | 0.21852 | 0.36655 | 0.47694 | 0.52269 | 0.522 | 0.49944 | 0.47811 | 0.45177 | 0.42555
| Duct Sealing Regulated_Com, E - Vent [Building w Elec Heat] | Warehouse | Ventilation | RET | 0.01 | 0.023268 | 0.038858 | 0.046378 | 0.049129 | 0.050225 | 0.049727 | 0.050895 | 0.051365 | 0.050259
| Duct Sealing Regulated_Com, E - Heat [Building w Elec Heat] | Warehouse | Space Heating | RET | 0.01 | 0.023268 | 0.038858 | 0.046378 | 0.049129 | 0.050225 | 0.049727 | 0.050895 | 0.051365 | 0.050259
| Duct Sealing Regulated_Com, E - Cool [Building w Elec Heat] | Warehouse | Cooling | RET | 0.01 | 0.023268 | 0.038858 | 0.046378 | 0.049129 | 0.050225 | 0.049727 | 0.050895 | 0.051365 | 0.050259
| Duct Sealing Regulated_Com, E - Vent [Building w Gas Heat] | Warehouse | Ventilation | RET | 0.01 | 0.023268 | 0.038858 | 0.046378 | 0.049129 | 0.050225 | 0.049727 | 0.050895 | 0.051365 | 0.050259
| Duct Sealing Regulated_Com, G - Heat [Building w Gas Heat] | Warehouse |  | RET | 0.01 | 0.023876 | 0.038071 | 0.045632 | 0.04849 | 0.049462 | 0.049681 | 0.04987 | 0.050161 | 0.05041
| Duct Sealing Regulated_Com, E - Cool [Building w Gas Heat] | Warehouse | Cooling | RET | 0.01 | 0.023268 | 0.038858 | 0.046378 | 0.049129 | 0.050225 | 0.049727 | 0.050895 | 0.051365 | 0.050259
| Duct Sealing Non Regulated_Com, E - Vent [Building w Oil Heat] | Warehouse | Ventilation | RET | 0.01 | 0.023268 | 0.038858 | 0.046378 | 0.049129 | 0.050225 | 0.049727 | 0.050895 | 0.051365 | 0.050259
| Duct Sealing Non Regulated_Com, O - Heat [Building w Oil Heat] | Warehouse |  | RET | 0.01 | 0.023623 | 0.037491 | 0.044791 | 0.047267 | 0.047776 | 0.047483 | 0.047108 | 0.046733 | 0.046332
| Duct Sealing Non Regulated_Com, E - Cool [Building w Oil Heat] | Warehouse | Cooling | RET | 0.01 | 0.023268 | 0.038858 | 0.046378 | 0.049129 | 0.050225 | 0.049727 | 0.050895 | 0.051365 | 0.050259
| Duct Sealing Non Regulated_Com, E - Vent [Building w Propane Heat] | Warehouse | Ventilation | RET | 0.01 | 0.023268 | 0.038858 | 0.046378 | 0.049129 | 0.050225 | 0.049727 | 0.050895 | 0.051365 | 0.050259
| Duct Sealing Non Regulated_Com, P - Heat [Building w Propane Heat] | Warehouse |  | RET | 0.01 | 0.023623 | 0.037491 | 0.044791 | 0.047267 | 0.047776 | 0.047483 | 0.047108 | 0.046733 | 0.046332
| Duct Sealing Non Regulated_Com, E - Cool [Building w Propane Heat] | Warehouse | Cooling | RET | 0.01 | 0.023268 | 0.038858 | 0.046378 | 0.049129 | 0.050225 | 0.049727 | 0.050895 | 0.051365 | 0.050259
| Power Strip_Com, E - Plug [Tier 1] | Warehouse | Plug Loads | NC | 0.25 | 0.18767 | 0.13556 | 0.13118 | 0.1241 | 0.12323 | 0.12306 | 0.11977 | 0.12059 | 0.12031
| Power Strip_Com, E - Plug [Tier 1] | Warehouse | Plug Loads | RET | 0.01 | 0.0086755 | 0.0080083 | 0.0068769 | 0.0059177 | 0.0049939 | 0.0039782 | 0.0030537 | 0.0020546 | 0.0010052
| Power Strip_Com, E - Plug [Tier 1] | Warehouse | Plug Loads | REPL | 0.25 | 0.19096 | 0.14881 | 0.14612 | 0.14679 | 0.14876 | 0.1488 | 0.15268 | 0.1541 | 0.15078
| Power Strip_Com, E - Plug [Tier 2] | Warehouse | Plug Loads | NC | 0 | 0.046917 | 0.13556 | 0.21864 | 0.28957 | 0.3697 | 0.36919 | 0.35932 | 0.36177 | 0.36092
| Power Strip_Com, E - Plug [Tier 2] | Warehouse | Plug Loads | RET | 0 | 0.00097332 | 0.0020373 | 0.0030165 | 0.0040128 | 0.0050294 | 0.0059673 | 0.0071252 | 0.0082184 | 0.0090466
| Power Strip_Com, E - Plug [Tier 2] | Warehouse | Plug Loads | REPL | 0 | 0.048617 | 0.15248 | 0.25059 | 0.35112 | 0.45265 | 0.44755 | 0.45805 | 0.46229 | 0.45233
| Computer Power Management_Com, E - Plug | Warehouse | Plug Loads | RET | 0.005 | 0.017311 | 0.035982 | 0.04605 | 0.049286 | 0.050294 | 0.049727 | 0.050895 | 0.051365 | 0.050259
| Vending Machine Controls_Com, E - Plug [Non-Refrigerated] | Warehouse | Plug Loads | RET | 0.005 | 0.017311 | 0.035982 | 0.04605 | 0.049286 | 0.050294 | 0.049727 | 0.050895 | 0.051365 | 0.050259
| Vending Machine Controls_Com, E - Plug [Refrigerated] | Warehouse | Plug Loads | RET | 0.005 | 0.017311 | 0.035982 | 0.04605 | 0.049286 | 0.050294 | 0.049727 | 0.050895 | 0.051365 | 0.050259
| Ovens_Com, E - Cook | Warehouse | Cooking | NC | 0.4 | 0.67039 | 0.77229 | 0.78198 | 0.74462 | 0.73941 | 0.73839 | 0.71865 | 0.7163 | 0.70748
| Ovens_Com, E - Cook | Warehouse | Cooking | REPL | 0.4 | 0.69538 | 0.87133 | 0.90165 | 0.90288 | 0.90529 | 0.89509 | 0.9161 | 0.92457 | 0.90466
| Fryers_Com, E - Cook | Warehouse | Cooking | NC | 0.4 | 0.67039 | 0.77229 | 0.78198 | 0.74462 | 0.73941 | 0.73839 | 0.71865 | 0.7163 | 0.70748
| Fryers_Com, E - Cook | Warehouse | Cooking | REPL | 0.4 | 0.69538 | 0.87133 | 0.90165 | 0.90288 | 0.90529 | 0.89509 | 0.9161 | 0.92457 | 0.90466
| Griddles_Com, E - Cook | Warehouse | Cooking | NC | 0.4 | 0.67039 | 0.77229 | 0.78198 | 0.74462 | 0.73941 | 0.73839 | 0.71865 | 0.7163 | 0.70748
| Griddles_Com, E - Cook | Warehouse | Cooking | REPL | 0.4 | 0.69538 | 0.87133 | 0.90165 | 0.90288 | 0.90529 | 0.89509 | 0.9161 | 0.92457 | 0.90466
| Hot Food Holding Cabinet_Com, E - Cook | Warehouse | Cooking | NC | 0.4 | 0.67039 | 0.77229 | 0.78198 | 0.74462 | 0.73941 | 0.73839 | 0.71865 | 0.7163 | 0.70748
| Hot Food Holding Cabinet_Com, E - Cook | Warehouse | Cooking | REPL | 0.4 | 0.69538 | 0.87133 | 0.90165 | 0.90288 | 0.90529 | 0.89509 | 0.9161 | 0.92457 | 0.90466
| Steamers_Com, E - Cook | Warehouse | Cooking | NC | 0.4 | 0.67039 | 0.77229 | 0.78198 | 0.74462 | 0.73941 | 0.73839 | 0.71865 | 0.7163 | 0.70748
| Steamers_Com, E - Cook | Warehouse | Cooking | REPL | 0.4 | 0.69538 | 0.87133 | 0.90165 | 0.90288 | 0.90529 | 0.89509 | 0.9161 | 0.92457 | 0.90466
| ES Refrigerator and Freezer_Com, E - Refr | Warehouse | Refrigeration | NC | 0.2 | 0.40942 | 0.58382 | 0.6566 | 0.65237 | 0.65725 | 0.65635 | 0.6388 | 0.63671 | 0.62888
| ES Refrigerator and Freezer_Com, E - Refr | Warehouse | Refrigeration | REPL | 0.2 | 0.42469 | 0.65869 | 0.75709 | 0.79102 | 0.80471 | 0.79564 | 0.81431 | 0.82184 | 0.80414
| Loading Dock Pit Seals_Com, E - Refr | Warehouse | Refrigeration | NC | 0.05 | 0.12904 | 0.25541 | 0.39367 | 0.47885 | 0.53402 | 0.55994 | 0.55575 | 0.55712 | 0.55027
| Loading Dock Pit Seals_Com, E - Refr | Warehouse | Refrigeration | RET | 0.01 | 0.025818 | 0.042301 | 0.048281 | 0.049885 | 0.050294 | 0.049727 | 0.050895 | 0.051365 | 0.050259
| ECM Comp Cond Fan Motor_Com, E - Refr | Warehouse | Refrigeration | NC | 0.15 | 0.28154 | 0.42121 | 0.51481 | 0.54172 | 0.56238 | 0.57169 | 0.55895 | 0.55712 | 0.55027
| ECM Comp Cond Fan Motor_Com, E - Refr | Warehouse | Refrigeration | RET | 0.01 | 0.025728 | 0.041766 | 0.046983 | 0.047736 | 0.047295 | 0.04595 | 0.050895 | 0.051365 | 0.050259
| ECM Comp Cond Fan Motor_Com, E - Refr | Warehouse | Refrigeration | REPL | 0.15 | 0.28138 | 0.43815 | 0.51886 | 0.5415 | 0.5332 | 0.502 | 0.58383 | 0.65754 | 0.70362
| Evap Fan Motor Replacement_Com, E - Refr | Warehouse | Refrigeration | NC | 0.15 | 0.28154 | 0.42121 | 0.51481 | 0.54172 | 0.56238 | 0.57169 | 0.55895 | 0.55712 | 0.55027
| Evap Fan Motor Replacement_Com, E - Refr | Warehouse | Refrigeration | RET | 0.01 | 0.025569 | 0.04082 | 0.044724 | 0.044073 | 0.042301 | 0.039805 | 0.039161 | 0.038008 | 0.035777
| Evap Fan Motor Replacement_Com, E - Refr | Warehouse | Refrigeration | REPL | 0.15 | 0.28138 | 0.43815 | 0.51886 | 0.5415 | 0.5332 | 0.502 | 0.48596 | 0.45999 | 0.42028
| Evap Fan Speed Controls_Com, E - Refr | Warehouse | Refrigeration | NC | 0.15 | 0.28154 | 0.42121 | 0.51481 | 0.54172 | 0.56238 | 0.57169 | 0.55895 | 0.55712 | 0.55027
| Evap Fan Speed Controls_Com, E - Refr | Warehouse | Refrigeration | RET | 0.01 | 0.025818 | 0.042301 | 0.048281 | 0.049885 | 0.050294 | 0.049727 | 0.050895 | 0.051365 | 0.050259
| Refrigerated Vending Machine_Com, E - Refr | Warehouse | Refrigeration | NC | 0.15 | 0.28154 | 0.42121 | 0.51481 | 0.54172 | 0.56238 | 0.57169 | 0.55895 | 0.55712 | 0.55027
| Refrigerated Vending Machine_Com, E - Refr | Warehouse | Refrigeration | REPL | 0.15 | 0.29204 | 0.47522 | 0.59359 | 0.65686 | 0.68855 | 0.69301 | 0.71252 | 0.71911 | 0.70362
| Walk In Refrigeration_Com, E - Refr | Warehouse | Refrigeration | NC | 0.15 | 0.28154 | 0.42121 | 0.51481 | 0.54172 | 0.56238 | 0.57169 | 0.55895 | 0.55712 | 0.55027
| Refrigeration Tune Up_Com, E - Refr | Warehouse | Refrigeration | RET | 0.01 | 0.025818 | 0.042301 | 0.048281 | 0.049885 | 0.050294 | 0.049727 | 0.050895 | 0.051365 | 0.050259
| Walk In Cooler Retroft_Com, E - Refr | Warehouse | Refrigeration | RET | 0.01 | 0.025818 | 0.042301 | 0.048281 | 0.049885 | 0.050294 | 0.049727 | 0.050895 | 0.051365 | 0.050259
| Door Gasket Replacement_Com, E - Refr | Warehouse | Refrigeration | RET | 0.01 | 0.028327 | 0.044251 | 0.048997 | 0.050108 | 0.050294 | 0.049727 | 0.050895 | 0.051365 | 0.050259
| EnergyStar Dehumidifier_Com, E - Appl | Warehouse | Appliances | NC | 0.4 | 0.67039 | 0.77229 | 0.78198 | 0.74462 | 0.73941 | 0.73839 | 0.71865 | 0.7163 | 0.70748
| EnergyStar Dehumidifier_Com, E - Appl | Warehouse | Appliances | REPL | 0.4 | 0.69538 | 0.87133 | 0.90165 | 0.90288 | 0.90529 | 0.89509 | 0.9161 | 0.92457 | 0.90466
| Clothes Washer Elec WH_Com, E - Appl [unit w/ elec dry - Washer] | Warehouse | Appliances | NC | 0.4 | 0.67039 | 0.77229 | 0.78198 | 0.74462 | 0.73941 | 0.73839 | 0.72591 | 0.73085 | 0.72914
| Clothes Washer Elec WH_Com, E - Appl [unit w/ elec dry - Washer] | Warehouse | Appliances | REPL | 0.4 | 0.69538 | 0.87133 | 0.90165 | 0.90288 | 0.90529 | 0.89509 | 0.9161 | 0.92457 | 0.90466
| Clothes Washer Elec WH_Com, E - Appl [unit w/ elec dry - Dryer] | Warehouse | Appliances | NC | 0.4 | 0.67039 | 0.77229 | 0.78198 | 0.74462 | 0.73941 | 0.73839 | 0.72591 | 0.73085 | 0.72914
| Clothes Washer Elec WH_Com, E - Appl [unit w/ elec dry - Dryer] | Warehouse | Appliances | REPL | 0.4 | 0.69538 | 0.87133 | 0.90165 | 0.90288 | 0.90529 | 0.89509 | 0.9161 | 0.92457 | 0.90466
| Clothes Washer Elec WH_Com, E - HWat [unit w/ elec dry - Water Heater] | Warehouse | Water Heating | NC | 0.4 | 0.67039 | 0.77229 | 0.78198 | 0.74462 | 0.73941 | 0.73839 | 0.72591 | 0.73085 | 0.72914
| Clothes Washer Elec WH_Com, E - HWat [unit w/ elec dry - Water Heater] | Warehouse | Water Heating | REPL | 0.4 | 0.69538 | 0.87133 | 0.90165 | 0.90288 | 0.90529 | 0.89509 | 0.9161 | 0.92457 | 0.90466
| Clothes Washer Elec WH_Com, E - Appl [unit w/ gas dry - Washer] | Warehouse | Appliances | NC | 0.4 | 0.67039 | 0.77229 | 0.78198 | 0.74462 | 0.73941 | 0.73839 | 0.72591 | 0.73085 | 0.72914
| Clothes Washer Elec WH_Com, E - Appl [unit w/ gas dry - Washer] | Warehouse | Appliances | REPL | 0.4 | 0.69538 | 0.87133 | 0.90165 | 0.90288 | 0.90529 | 0.89509 | 0.9161 | 0.92457 | 0.90466
| Clothes Washer Elec WH_Com, G - Oth [unit w/ gas dry - Dryer] | Warehouse |  | NC | 0.4 | 0.67701 | 0.78411 | 0.7866 | 0.75567 | 0.73347 | 0.72813 | 0.7342 | 0.7427 | 0.74771
| Clothes Washer Elec WH_Com, G - Oth [unit w/ gas dry - Dryer] | Warehouse |  | REPL | 0.4 | 0.71354 | 0.85369 | 0.88714 | 0.89114 | 0.89153 | 0.89426 | 0.89765 | 0.9029 | 0.90738
| Clothes Washer Elec WH_Com, E - HWat [unit w/ gas dry - Water Heater] | Warehouse | Water Heating | NC | 0.4 | 0.67039 | 0.77229 | 0.78198 | 0.74462 | 0.73941 | 0.73839 | 0.72591 | 0.73085 | 0.72914
| Clothes Washer Elec WH_Com, E - HWat [unit w/ gas dry - Water Heater] | Warehouse | Water Heating | REPL | 0.4 | 0.69538 | 0.87133 | 0.90165 | 0.90288 | 0.90529 | 0.89509 | 0.9161 | 0.92457 | 0.90466
| Clothes Washer Elec WH_Com, E - Appl [unit w/ propane dry - Washer] | Warehouse | Appliances | NC | 0.4 | 0.67039 | 0.77229 | 0.78198 | 0.74462 | 0.73941 | 0.73839 | 0.72591 | 0.73085 | 0.72914
| Clothes Washer Elec WH_Com, E - Appl [unit w/ propane dry - Washer] | Warehouse | Appliances | REPL | 0.4 | 0.69538 | 0.87133 | 0.90165 | 0.90288 | 0.90529 | 0.89509 | 0.9161 | 0.92457 | 0.90466
| Clothes Washer Elec WH_Com, P - Oth [unit w/ propane dry - Dryer] | Warehouse |  | NC | 0.4 | 0.66984 | 0.77216 | 0.7721 | 0.7366 | 0.70848 | 0.69592 | 0.69354 | 0.69194 | 0.68723
| Clothes Washer Elec WH_Com, P - Oth [unit w/ propane dry - Dryer] | Warehouse |  | REPL | 0.4 | 0.70598 | 0.84068 | 0.8708 | 0.86865 | 0.86116 | 0.8547 | 0.84794 | 0.8412 | 0.83398
| Clothes Washer Elec WH_Com, E - HWat [unit w/ propane dry - Water Heater] | Warehouse | Water Heating | NC | 0.4 | 0.67039 | 0.77229 | 0.78198 | 0.74462 | 0.73941 | 0.73839 | 0.72591 | 0.73085 | 0.72914
| Clothes Washer Elec WH_Com, E - HWat [unit w/ propane dry - Water Heater] | Warehouse | Water Heating | REPL | 0.4 | 0.69538 | 0.87133 | 0.90165 | 0.90288 | 0.90529 | 0.89509 | 0.9161 | 0.92457 | 0.90466
| Clothes Washer Gas WH_Com, E - Appl [unit w/ elec dry - Washer] | Warehouse | Appliances | NC | 0.4 | 0.67039 | 0.77229 | 0.78198 | 0.74462 | 0.73941 | 0.73839 | 0.72591 | 0.73085 | 0.72914
| Clothes Washer Gas WH_Com, E - Appl [unit w/ elec dry - Washer] | Warehouse | Appliances | REPL | 0.4 | 0.69538 | 0.87133 | 0.90165 | 0.90288 | 0.90529 | 0.89509 | 0.9161 | 0.92457 | 0.90466
| Clothes Washer Gas WH_Com, E - Appl [unit w/ elec dry - Dryer] | Warehouse | Appliances | NC | 0.4 | 0.67039 | 0.77229 | 0.78198 | 0.74462 | 0.73941 | 0.73839 | 0.72591 | 0.73085 | 0.72914
| Clothes Washer Gas WH_Com, E - Appl [unit w/ elec dry - Dryer] | Warehouse | Appliances | REPL | 0.4 | 0.69538 | 0.87133 | 0.90165 | 0.90288 | 0.90529 | 0.89509 | 0.9161 | 0.92457 | 0.90466
| Clothes Washer Gas WH_Com, G - HWat [unit w/ elec dry - Water Heater] | Warehouse |  | NC | 0.4 | 0.67701 | 0.78411 | 0.7866 | 0.75567 | 0.73347 | 0.72813 | 0.7342 | 0.7427 | 0.74771
| Clothes Washer Gas WH_Com, G - HWat [unit w/ elec dry - Water Heater] | Warehouse |  | REPL | 0.4 | 0.71354 | 0.85369 | 0.88714 | 0.89114 | 0.89153 | 0.89426 | 0.89765 | 0.9029 | 0.90738
| Clothes Washer Gas WH_Com, E - Appl [unit w/ gas dry - Washer] | Warehouse | Appliances | NC | 0.4 | 0.67039 | 0.77229 | 0.78198 | 0.74462 | 0.73941 | 0.73839 | 0.72591 | 0.73085 | 0.72914
| Clothes Washer Gas WH_Com, E - Appl [unit w/ gas dry - Washer] | Warehouse | Appliances | REPL | 0.4 | 0.69538 | 0.87133 | 0.90165 | 0.90288 | 0.90529 | 0.89509 | 0.9161 | 0.92457 | 0.90466
| Clothes Washer Gas WH_Com, G - Oth [unit w/ gas dry - Dryer] | Warehouse |  | NC | 0.4 | 0.67701 | 0.78411 | 0.7866 | 0.75567 | 0.73347 | 0.72813 | 0.7342 | 0.7427 | 0.74771
| Clothes Washer Gas WH_Com, G - Oth [unit w/ gas dry - Dryer] | Warehouse |  | REPL | 0.4 | 0.71354 | 0.85369 | 0.88714 | 0.89114 | 0.89153 | 0.89426 | 0.89765 | 0.9029 | 0.90738
| Clothes Washer Gas WH_Com, G - HWat [unit w/ gas dry - Water Heater] | Warehouse |  | NC | 0.4 | 0.67701 | 0.78411 | 0.7866 | 0.75567 | 0.73347 | 0.72813 | 0.7342 | 0.7427 | 0.74771
| Clothes Washer Gas WH_Com, G - HWat [unit w/ gas dry - Water Heater] | Warehouse |  | REPL | 0.4 | 0.71354 | 0.85369 | 0.88714 | 0.89114 | 0.89153 | 0.89426 | 0.89765 | 0.9029 | 0.90738
| Clothes Washer Gas WH_Com, E - Appl [unit w/ propane dry - Washer] | Warehouse | Appliances | NC | 0.4 | 0.67039 | 0.77229 | 0.78198 | 0.74462 | 0.73941 | 0.73839 | 0.72591 | 0.73085 | 0.72914
| Clothes Washer Gas WH_Com, E - Appl [unit w/ propane dry - Washer] | Warehouse | Appliances | REPL | 0.4 | 0.69538 | 0.87133 | 0.90165 | 0.90288 | 0.90529 | 0.89509 | 0.9161 | 0.92457 | 0.90466
| Clothes Washer Gas WH_Com, P - Oth [unit w/ propane dry - Dryer] | Warehouse |  | NC | 0.4 | 0.66984 | 0.77216 | 0.7721 | 0.7366 | 0.70848 | 0.69592 | 0.69354 | 0.69194 | 0.68723
| Clothes Washer Gas WH_Com, P - Oth [unit w/ propane dry - Dryer] | Warehouse |  | REPL | 0.4 | 0.70598 | 0.84068 | 0.8708 | 0.86865 | 0.86116 | 0.8547 | 0.84794 | 0.8412 | 0.83398
| Clothes Washer Gas WH_Com, G - HWat [unit w/ propane dry - Water Heater] | Warehouse |  | NC | 0.4 | 0.67701 | 0.78411 | 0.7866 | 0.75567 | 0.73347 | 0.72813 | 0.7342 | 0.7427 | 0.74771
| Clothes Washer Gas WH_Com, G - HWat [unit w/ propane dry - Water Heater] | Warehouse |  | REPL | 0.4 | 0.71354 | 0.85369 | 0.88714 | 0.89114 | 0.89153 | 0.89426 | 0.89765 | 0.9029 | 0.90738
| Clothes Washer Oil WH_Com, E - Appl [unit w/ elec dry - Washer] | Warehouse | Appliances | NC | 0.4 | 0.67039 | 0.77229 | 0.78198 | 0.74462 | 0.73941 | 0.73839 | 0.72591 | 0.73085 | 0.72914
| Clothes Washer Oil WH_Com, E - Appl [unit w/ elec dry - Washer] | Warehouse | Appliances | REPL | 0.4 | 0.69538 | 0.87133 | 0.90165 | 0.90288 | 0.90529 | 0.89509 | 0.9161 | 0.92457 | 0.90466
| Clothes Washer Oil WH_Com, E - Appl [unit w/ elec dry - Dryer] | Warehouse | Appliances | NC | 0.4 | 0.67039 | 0.77229 | 0.78198 | 0.74462 | 0.73941 | 0.73839 | 0.72591 | 0.73085 | 0.72914
| Clothes Washer Oil WH_Com, E - Appl [unit w/ elec dry - Dryer] | Warehouse | Appliances | REPL | 0.4 | 0.69538 | 0.87133 | 0.90165 | 0.90288 | 0.90529 | 0.89509 | 0.9161 | 0.92457 | 0.90466
| Clothes Washer Oil WH_Com, O - HWat [unit w/ elec dry - Water Heater] | Warehouse |  | NC | 0.4 | 0.66984 | 0.77216 | 0.7721 | 0.7366 | 0.70848 | 0.69592 | 0.69354 | 0.69194 | 0.68723
| Clothes Washer Oil WH_Com, O - HWat [unit w/ elec dry - Water Heater] | Warehouse |  | REPL | 0.4 | 0.70598 | 0.84068 | 0.8708 | 0.86865 | 0.86116 | 0.8547 | 0.84794 | 0.8412 | 0.83398
| Clothes Washer Oil WH_Com, E - Appl [unit w/ gas dry - Washer] | Warehouse | Appliances | NC | 0.4 | 0.67039 | 0.77229 | 0.78198 | 0.74462 | 0.73941 | 0.73839 | 0.72591 | 0.73085 | 0.72914
| Clothes Washer Oil WH_Com, E - Appl [unit w/ gas dry - Washer] | Warehouse | Appliances | REPL | 0.4 | 0.69538 | 0.87133 | 0.90165 | 0.90288 | 0.90529 | 0.89509 | 0.9161 | 0.92457 | 0.90466
| Clothes Washer Oil WH_Com, G - Oth [unit w/ gas dry - Dryer] | Warehouse |  | NC | 0.4 | 0.67701 | 0.78411 | 0.7866 | 0.75567 | 0.73347 | 0.72813 | 0.7342 | 0.7427 | 0.74771
| Clothes Washer Oil WH_Com, G - Oth [unit w/ gas dry - Dryer] | Warehouse |  | REPL | 0.4 | 0.71354 | 0.85369 | 0.88714 | 0.89114 | 0.89153 | 0.89426 | 0.89765 | 0.9029 | 0.90738
| Clothes Washer Oil WH_Com, O - HWat [unit w/ gas dry - Water Heater] | Warehouse |  | NC | 0.4 | 0.66984 | 0.77216 | 0.7721 | 0.7366 | 0.70848 | 0.69592 | 0.69354 | 0.69194 | 0.68723
| Clothes Washer Oil WH_Com, O - HWat [unit w/ gas dry - Water Heater] | Warehouse |  | REPL | 0.4 | 0.70598 | 0.84068 | 0.8708 | 0.86865 | 0.86116 | 0.8547 | 0.84794 | 0.8412 | 0.83398
| Clothes Washer Oil WH_Com, E - Appl [unit w/ propane dry - Washer] | Warehouse | Appliances | NC | 0.4 | 0.67039 | 0.77229 | 0.78198 | 0.74462 | 0.73941 | 0.73839 | 0.72591 | 0.73085 | 0.72914
| Clothes Washer Oil WH_Com, E - Appl [unit w/ propane dry - Washer] | Warehouse | Appliances | REPL | 0.4 | 0.69538 | 0.87133 | 0.90165 | 0.90288 | 0.90529 | 0.89509 | 0.9161 | 0.92457 | 0.90466
| Clothes Washer Oil WH_Com, P - Oth [unit w/ propane dry - Dryer] | Warehouse |  | NC | 0.4 | 0.66984 | 0.77216 | 0.7721 | 0.7366 | 0.70848 | 0.69592 | 0.69354 | 0.69194 | 0.68723
| Clothes Washer Oil WH_Com, P - Oth [unit w/ propane dry - Dryer] | Warehouse |  | REPL | 0.4 | 0.70598 | 0.84068 | 0.8708 | 0.86865 | 0.86116 | 0.8547 | 0.84794 | 0.8412 | 0.83398
| Clothes Washer Oil WH_Com, O - HWat [unit w/ propane dry - Water Heater] | Warehouse |  | NC | 0.4 | 0.66984 | 0.77216 | 0.7721 | 0.7366 | 0.70848 | 0.69592 | 0.69354 | 0.69194 | 0.68723
| Clothes Washer Oil WH_Com, O - HWat [unit w/ propane dry - Water Heater] | Warehouse |  | REPL | 0.4 | 0.70598 | 0.84068 | 0.8708 | 0.86865 | 0.86116 | 0.8547 | 0.84794 | 0.8412 | 0.83398
| Clothes Washer Propane WH_Com, E - Appl [unit w/ elec dry - Washer] | Warehouse | Appliances | NC | 0.4 | 0.67039 | 0.77229 | 0.78198 | 0.74462 | 0.73941 | 0.73839 | 0.72591 | 0.73085 | 0.72914
| Clothes Washer Propane WH_Com, E - Appl [unit w/ elec dry - Washer] | Warehouse | Appliances | REPL | 0.4 | 0.69538 | 0.87133 | 0.90165 | 0.90288 | 0.90529 | 0.89509 | 0.9161 | 0.92457 | 0.90466
| Clothes Washer Propane WH_Com, E - Appl [unit w/ elec dry - Dryer] | Warehouse | Appliances | NC | 0.4 | 0.67039 | 0.77229 | 0.78198 | 0.74462 | 0.73941 | 0.73839 | 0.72591 | 0.73085 | 0.72914
| Clothes Washer Propane WH_Com, E - Appl [unit w/ elec dry - Dryer] | Warehouse | Appliances | REPL | 0.4 | 0.69538 | 0.87133 | 0.90165 | 0.90288 | 0.90529 | 0.89509 | 0.9161 | 0.92457 | 0.90466
| Clothes Washer Propane WH_Com, P - HWat [unit w/ elec dry - Water Heater] | Warehouse |  | NC | 0.4 | 0.66984 | 0.77216 | 0.7721 | 0.7366 | 0.70848 | 0.69592 | 0.69354 | 0.69194 | 0.68723
| Clothes Washer Propane WH_Com, P - HWat [unit w/ elec dry - Water Heater] | Warehouse |  | REPL | 0.4 | 0.70598 | 0.84068 | 0.8708 | 0.86865 | 0.86116 | 0.8547 | 0.84794 | 0.8412 | 0.83398
| Clothes Washer Propane WH_Com, E - Appl [unit w/ gas dry - Washer] | Warehouse | Appliances | NC | 0.4 | 0.67039 | 0.77229 | 0.78198 | 0.74462 | 0.73941 | 0.73839 | 0.72591 | 0.73085 | 0.72914
| Clothes Washer Propane WH_Com, E - Appl [unit w/ gas dry - Washer] | Warehouse | Appliances | REPL | 0.4 | 0.69538 | 0.87133 | 0.90165 | 0.90288 | 0.90529 | 0.89509 | 0.9161 | 0.92457 | 0.90466
| Clothes Washer Propane WH_Com, G - Oth [unit w/ gas dry - Dryer] | Warehouse |  | NC | 0.4 | 0.67701 | 0.78411 | 0.7866 | 0.75567 | 0.73347 | 0.72813 | 0.7342 | 0.7427 | 0.74771
| Clothes Washer Propane WH_Com, G - Oth [unit w/ gas dry - Dryer] | Warehouse |  | REPL | 0.4 | 0.71354 | 0.85369 | 0.88714 | 0.89114 | 0.89153 | 0.89426 | 0.89765 | 0.9029 | 0.90738
| Clothes Washer Propane WH_Com, P - HWat [unit w/ gas dry - Water Heater] | Warehouse |  | NC | 0.4 | 0.66984 | 0.77216 | 0.7721 | 0.7366 | 0.70848 | 0.69592 | 0.69354 | 0.69194 | 0.68723
| Clothes Washer Propane WH_Com, P - HWat [unit w/ gas dry - Water Heater] | Warehouse |  | REPL | 0.4 | 0.70598 | 0.84068 | 0.8708 | 0.86865 | 0.86116 | 0.8547 | 0.84794 | 0.8412 | 0.83398
| Clothes Washer Propane WH_Com, E - Appl [unit w/ propane dry - Washer] | Warehouse | Appliances | NC | 0.4 | 0.67039 | 0.77229 | 0.78198 | 0.74462 | 0.73941 | 0.73839 | 0.72591 | 0.73085 | 0.72914
| Clothes Washer Propane WH_Com, E - Appl [unit w/ propane dry - Washer] | Warehouse | Appliances | REPL | 0.4 | 0.69538 | 0.87133 | 0.90165 | 0.90288 | 0.90529 | 0.89509 | 0.9161 | 0.92457 | 0.90466
| Clothes Washer Propane WH_Com, P - Oth [unit w/ propane dry - Dryer] | Warehouse |  | NC | 0.4 | 0.66984 | 0.77216 | 0.7721 | 0.7366 | 0.70848 | 0.69592 | 0.69354 | 0.69194 | 0.68723
| Clothes Washer Propane WH_Com, P - Oth [unit w/ propane dry - Dryer] | Warehouse |  | REPL | 0.4 | 0.70598 | 0.84068 | 0.8708 | 0.86865 | 0.86116 | 0.8547 | 0.84794 | 0.8412 | 0.83398
| Clothes Washer Propane WH_Com, P - HWat [unit w/ propane dry - Water Heater] | Warehouse |  | NC | 0.4 | 0.66984 | 0.77216 | 0.7721 | 0.7366 | 0.70848 | 0.69592 | 0.69354 | 0.69194 | 0.68723
| Clothes Washer Propane WH_Com, P - HWat [unit w/ propane dry - Water Heater] | Warehouse |  | REPL | 0.4 | 0.70598 | 0.84068 | 0.8708 | 0.86865 | 0.86116 | 0.8547 | 0.84794 | 0.8412 | 0.83398
| Dishwasher_Com, E - Appl [Building w elec WH] | Warehouse | Appliances | NC | 0.4 | 0.67039 | 0.77229 | 0.78198 | 0.74462 | 0.73941 | 0.73839 | 0.71865 | 0.7163 | 0.70748
| Dishwasher_Com, E - Appl [Building w elec WH] | Warehouse | Appliances | REPL | 0.4 | 0.69538 | 0.87133 | 0.90165 | 0.90288 | 0.90529 | 0.89509 | 0.9161 | 0.92457 | 0.90466
| Dishwasher_Com, E - HWat [Building w elec WH] | Warehouse | Water Heating | NC | 0.4 | 0.67039 | 0.77229 | 0.78198 | 0.74462 | 0.73941 | 0.73839 | 0.71865 | 0.7163 | 0.70748
| Dishwasher_Com, E - HWat [Building w elec WH] | Warehouse | Water Heating | REPL | 0.4 | 0.69538 | 0.87133 | 0.90165 | 0.90288 | 0.90529 | 0.89509 | 0.9161 | 0.92457 | 0.90466
| Dishwasher_Com, E - Appl [Building w gas WH] | Warehouse | Appliances | NC | 0.4 | 0.67039 | 0.77229 | 0.78198 | 0.74462 | 0.73941 | 0.73839 | 0.71865 | 0.7163 | 0.70748
| Dishwasher_Com, E - Appl [Building w gas WH] | Warehouse | Appliances | REPL | 0.4 | 0.69538 | 0.87133 | 0.90165 | 0.90288 | 0.90529 | 0.89509 | 0.9161 | 0.92457 | 0.90466
| Dishwasher_Com, G - HWat [Building w gas WH] | Warehouse |  | NC | 0.4 | 0.67701 | 0.78411 | 0.7866 | 0.75567 | 0.73347 | 0.72813 | 0.72686 | 0.72792 | 0.7255
| Dishwasher_Com, G - HWat [Building w gas WH] | Warehouse |  | REPL | 0.4 | 0.71354 | 0.85369 | 0.88714 | 0.89114 | 0.89153 | 0.89426 | 0.89765 | 0.9029 | 0.90738
| Dishwasher_Com, E - Appl [Building w oil WH] | Warehouse | Appliances | NC | 0.4 | 0.67039 | 0.77229 | 0.78198 | 0.74462 | 0.73941 | 0.73839 | 0.71865 | 0.7163 | 0.70748
| Dishwasher_Com, E - Appl [Building w oil WH] | Warehouse | Appliances | REPL | 0.4 | 0.69538 | 0.87133 | 0.90165 | 0.90288 | 0.90529 | 0.89509 | 0.9161 | 0.92457 | 0.90466
| Dishwasher_Com, O - HWat [Building w oil WH] | Warehouse |  | NC | 0.4 | 0.66984 | 0.77216 | 0.7721 | 0.7366 | 0.70848 | 0.69592 | 0.68661 | 0.67817 | 0.66682
| Dishwasher_Com, O - HWat [Building w oil WH] | Warehouse |  | REPL | 0.4 | 0.70598 | 0.84068 | 0.8708 | 0.86865 | 0.86116 | 0.8547 | 0.84794 | 0.8412 | 0.83398
| Dishwasher_Com, E - Appl [Building w propane WH] | Warehouse | Appliances | NC | 0.4 | 0.67039 | 0.77229 | 0.78198 | 0.74462 | 0.73941 | 0.73839 | 0.71865 | 0.7163 | 0.70748
| Dishwasher_Com, E - Appl [Building w propane WH] | Warehouse | Appliances | REPL | 0.4 | 0.69538 | 0.87133 | 0.90165 | 0.90288 | 0.90529 | 0.89509 | 0.9161 | 0.92457 | 0.90466
| Dishwasher_Com, P - HWat [Building w propane WH] | Warehouse |  | NC | 0.4 | 0.66984 | 0.77216 | 0.7721 | 0.7366 | 0.70848 | 0.69592 | 0.68661 | 0.67817 | 0.66682
| Dishwasher_Com, P - HWat [Building w propane WH] | Warehouse |  | REPL | 0.4 | 0.70598 | 0.84068 | 0.8708 | 0.86865 | 0.86116 | 0.8547 | 0.84794 | 0.8412 | 0.83398
| Faucet Aerator_Com, E - HWat | Warehouse | Water Heating | RET | 0.03 | 0.042641 | 0.049659 | 0.050396 | 0.05016 | 0.050294 | 0.049727 | 0.050895 | 0.051365 | 0.050259
| Faucet Aerator_Com, G - HWat | Warehouse |  | RET | 0.03 | 0.043755 | 0.048654 | 0.049586 | 0.049508 | 0.04953 | 0.049681 | 0.04987 | 0.050161 | 0.05041
| Faucet Aerator_Com, O - HWat | Warehouse |  | RET | 0.03 | 0.043291 | 0.047913 | 0.048672 | 0.048258 | 0.047842 | 0.047483 | 0.047108 | 0.046733 | 0.046332
| Faucet Aerator_Com, P - HWat | Warehouse |  | RET | 0.03 | 0.043291 | 0.047913 | 0.048672 | 0.048258 | 0.047842 | 0.047483 | 0.047108 | 0.046733 | 0.046332
| Pre Rinse Sprayers_Com, E - HWat | Warehouse | Water Heating | RET | 0.03 | 0.042641 | 0.049659 | 0.050396 | 0.05016 | 0.050294 | 0.049727 | 0.050895 | 0.051365 | 0.050259
| Pre Rinse Sprayers_Com, G - HWat | Warehouse |  | RET | 0.03 | 0.043755 | 0.048654 | 0.049586 | 0.049508 | 0.04953 | 0.049681 | 0.04987 | 0.050161 | 0.05041
| Pre Rinse Sprayers_Com, O - HWat | Warehouse |  | RET | 0.03 | 0.043291 | 0.047913 | 0.048672 | 0.048258 | 0.047842 | 0.047483 | 0.047108 | 0.046733 | 0.046332
| Pre Rinse Sprayers_Com, P - HWat | Warehouse |  | RET | 0.03 | 0.043291 | 0.047913 | 0.048672 | 0.048258 | 0.047842 | 0.047483 | 0.047108 | 0.046733 | 0.046332
| Heat Pump Water Heater_Com, E - HWat | Warehouse | Water Heating | NC | 0.2 | 0.40942 | 0.58382 | 0.6566 | 0.65237 | 0.65725 | 0.65635 | 0.6388 | 0.63671 | 0.62888
| Heat Pump Water Heater_Com, E - HWat | Warehouse | Water Heating | RET | 0.01 | 0.025567 | 0.040813 | 0.044708 | 0.044048 | 0.04277 | 0.040734 | 0.040177 | 0.039096 | 0.036901
| Heat Pump Water Heater_Com, E - HWat | Warehouse | Water Heating | REPL | 0.2 | 0.40917 | 0.6073 | 0.66178 | 0.6521 | 0.6312 | 0.59226 | 0.57359 | 0.54602 | 0.50209
| FF Storage Water Heater_Com, G - HWat | Warehouse |  | NC | 0.3 | 0.51453 | 0.64713 | 0.68005 | 0.66803 | 0.65197 | 0.64722 | 0.6461 | 0.64704 | 0.64489
| FF Storage Water Heater_Com, G - HWat | Warehouse |  | RET | 0.01 | 0.026311 | 0.040416 | 0.045013 | 0.045128 | 0.043855 | 0.042487 | 0.044704 | 0.046963 | 0.049135
| FF Storage Water Heater_Com, G - HWat | Warehouse |  | REPL | 0.3 | 0.52248 | 0.64959 | 0.67042 | 0.64943 | 0.61368 | 0.57581 | 0.5943 | 0.61418 | 0.63372
| FF Storage Water Heater_Com, O - HWat | Warehouse |  | NC | 0.3 | 0.50908 | 0.63727 | 0.66751 | 0.65117 | 0.62976 | 0.61859 | 0.61032 | 0.60282 | 0.59273
| FF Storage Water Heater_Com, O - HWat | Warehouse |  | RET | 0.01 | 0.026032 | 0.0398 | 0.044183 | 0.043989 | 0.042361 | 0.040607 | 0.042229 | 0.043754 | 0.045161
| FF Storage Water Heater_Com, O - HWat | Warehouse |  | REPL | 0.3 | 0.51695 | 0.63969 | 0.65806 | 0.63305 | 0.59277 | 0.55034 | 0.56139 | 0.57221 | 0.58246
| FF Storage Water Heater_Com, P - HWat | Warehouse |  | NC | 0.3 | 0.50908 | 0.63727 | 0.66751 | 0.65117 | 0.62976 | 0.61859 | 0.61032 | 0.60282 | 0.59273
| FF Storage Water Heater_Com, P - HWat | Warehouse |  | RET | 0.01 | 0.026032 | 0.0398 | 0.044183 | 0.043989 | 0.042361 | 0.040607 | 0.042229 | 0.043754 | 0.045161
| FF Storage Water Heater_Com, P - HWat | Warehouse |  | REPL | 0.3 | 0.51695 | 0.63969 | 0.65806 | 0.63305 | 0.59277 | 0.55034 | 0.56139 | 0.57221 | 0.58246
| FF Instantaneous Water Heater_Com, G - HWat | Warehouse |  | NC | 0.3 | 0.44162 | 0.54009 | 0.576 | 0.57474 | 0.56788 | 0.56632 | 0.56533 | 0.56616 | 0.56428
| FF Instantaneous Water Heater_Com, G - HWat | Warehouse |  | RET | 0.01 | 0.023713 | 0.037194 | 0.043419 | 0.04469 | 0.044061 | 0.042747 | 0.041444 | 0.040262 | 0.03908
| FF Instantaneous Water Heater_Com, G - HWat | Warehouse |  | REPL | 0.3 | 0.44967 | 0.54567 | 0.57297 | 0.5646 | 0.54053 | 0.50989 | 0.47691 | 0.44459 | 0.41151
| FF Instantaneous Water Heater_Com, O - HWat | Warehouse |  | NC | 0.3 | 0.43694 | 0.53186 | 0.56539 | 0.56024 | 0.54853 | 0.54127 | 0.53403 | 0.52747 | 0.51864
| FF Instantaneous Water Heater_Com, O - HWat | Warehouse |  | RET | 0.01 | 0.023462 | 0.036627 | 0.042619 | 0.043562 | 0.042559 | 0.040856 | 0.039149 | 0.037511 | 0.035919
| FF Instantaneous Water Heater_Com, O - HWat | Warehouse |  | REPL | 0.3 | 0.44491 | 0.53735 | 0.56241 | 0.55035 | 0.52211 | 0.48733 | 0.4505 | 0.41421 | 0.37822
| FF Instantaneous Water Heater_Com, P - HWat | Warehouse |  | NC | 0.3 | 0.43694 | 0.53186 | 0.56539 | 0.56024 | 0.54853 | 0.54127 | 0.53403 | 0.52747 | 0.51864
| FF Instantaneous Water Heater_Com, P - HWat | Warehouse |  | RET | 0.01 | 0.023462 | 0.036627 | 0.042619 | 0.043562 | 0.042559 | 0.040856 | 0.039149 | 0.037511 | 0.035919
| FF Instantaneous Water Heater_Com, P - HWat | Warehouse |  | REPL | 0.3 | 0.44491 | 0.53735 | 0.56241 | 0.55035 | 0.52211 | 0.48733 | 0.4505 | 0.41421 | 0.37822
| Clothes Dryer_Com, E - Appl | Warehouse | Appliances | NC | 0.4 | 0.67039 | 0.77229 | 0.78198 | 0.74462 | 0.73941 | 0.73839 | 0.71865 | 0.7163 | 0.70748
| Clothes Dryer_Com, E - Appl | Warehouse | Appliances | RET | 0 | 0.011162 | 0.031052 | 0.042755 | 0.04503 | 0.044111 | 0.041538 | 0.041078 | 0.040078 | 0.037929
| Clothes Dryer_Com, E - Appl | Warehouse | Appliances | REPL | 0.4 | 0.68741 | 0.83451 | 0.82373 | 0.78079 | 0.73761 | 0.68455 | 0.66538 | 0.63597 | 0.58747
| Clothes Dryer_Com, G - Oth | Warehouse |  | NC | 0.4 | 0.67701 | 0.78411 | 0.7866 | 0.75567 | 0.73347 | 0.72813 | 0.72686 | 0.72792 | 0.7255
| Clothes Dryer_Com, G - Oth | Warehouse |  | RET | 0 | 0.011453 | 0.030423 | 0.042067 | 0.044444 | 0.04344 | 0.0415 | 0.040251 | 0.039139 | 0.038043
| Clothes Dryer_Com, G - Oth | Warehouse |  | REPL | 0.4 | 0.70536 | 0.81761 | 0.81048 | 0.77064 | 0.7264 | 0.68391 | 0.65198 | 0.62106 | 0.58924
| Clothes Dryer_Com, P - Oth | Warehouse |  | NC | 0.4 | 0.66984 | 0.77216 | 0.7721 | 0.7366 | 0.70848 | 0.69592 | 0.68661 | 0.67817 | 0.66682
| Clothes Dryer_Com, P - Oth | Warehouse |  | RET | 0 | 0.011332 | 0.02996 | 0.041292 | 0.043322 | 0.04196 | 0.039664 | 0.038022 | 0.036464 | 0.034966
| Clothes Dryer_Com, P - Oth | Warehouse |  | REPL | 0.4 | 0.69789 | 0.80515 | 0.79554 | 0.75119 | 0.70165 | 0.65366 | 0.61587 | 0.57862 | 0.54158
| Pnemautic to DDC_Com, E - TotE [Building w Elec Heat] | Warehouse | Total Electric | RET | 0 | 0.0019198 | 0.0061834 | 0.013576 | 0.024102 | 0.035153 | 0.042819 | 0.048563 | 0.051365 | 0.050259
| Pnemautic to DDC_Com, E - TotE [Building w Gas Heat] | Warehouse | Total Electric | RET | 0 | 0.0019198 | 0.0061834 | 0.013576 | 0.024102 | 0.035153 | 0.042819 | 0.048563 | 0.051365 | 0.050259
| Pnemautic to DDC_Com, G - TotF [Building w Gas Heat] | Warehouse |  | RET | 0 | 0.00197 | 0.0060582 | 0.013358 | 0.023788 | 0.034619 | 0.042779 | 0.047585 | 0.050161 | 0.05041
| Pnemautic to DDC_Com, E - TotE [Building w Oil Heat] | Warehouse | Total Electric | RET | 0 | 0.0019198 | 0.0061834 | 0.013576 | 0.024102 | 0.035153 | 0.042819 | 0.048563 | 0.051365 | 0.050259
| Pnemautic to DDC_Com, O - TotF [Building w Oil Heat] | Warehouse |  | RET | 0 | 0.0019491 | 0.0059659 | 0.013112 | 0.023188 | 0.033439 | 0.040886 | 0.04495 | 0.046733 | 0.046332
| Pnemautic to DDC_Com, E - TotE [Building w Propane Heat] | Warehouse | Total Electric | RET | 0 | 0.0019198 | 0.0061834 | 0.013576 | 0.024102 | 0.035153 | 0.042819 | 0.048563 | 0.051365 | 0.050259
| Pnemautic to DDC_Com, P - TotF [Building w Propane Heat] | Warehouse |  | RET | 0 | 0.0019491 | 0.0059659 | 0.013112 | 0.023188 | 0.033439 | 0.040886 | 0.04495 | 0.046733 | 0.046332
| RCx_Com, E - TotE [Building w Elec Heat] | Warehouse | Total Electric | RET | 0.01 | 0.0146 | 0.020392 | 0.02521 | 0.030096 | 0.030176 | 0.029836 | 0.030537 | 0.030819 | 0.030155
| RCx_Com, E - TotE [Building w Gas Heat] | Warehouse | Total Electric | RET | 0.01 | 0.0146 | 0.020392 | 0.02521 | 0.030096 | 0.030176 | 0.029836 | 0.030537 | 0.030819 | 0.030155
| RCx_Com, G - TotF [Building w Gas Heat] | Warehouse |  | RET | 0.01 | 0.014981 | 0.019979 | 0.024804 | 0.029705 | 0.029718 | 0.029809 | 0.029922 | 0.030097 | 0.030246
| RCx_Com, E - TotE [Building w Oil Heat] | Warehouse | Total Electric | RET | 0.01 | 0.0146 | 0.020392 | 0.02521 | 0.030096 | 0.030176 | 0.029836 | 0.030537 | 0.030819 | 0.030155
| RCx_Com, O - TotF [Building w Oil Heat] | Warehouse |  | RET | 0.01 | 0.014822 | 0.019675 | 0.024347 | 0.028955 | 0.028705 | 0.02849 | 0.028265 | 0.02804 | 0.027799
| RCx_Com, E - TotE [Building w Propane Heat] | Warehouse | Total Electric | RET | 0.01 | 0.0146 | 0.020392 | 0.02521 | 0.030096 | 0.030176 | 0.029836 | 0.030537 | 0.030819 | 0.030155
| RCx_Com, P - TotF [Building w Propane Heat] | Warehouse |  | RET | 0.01 | 0.014822 | 0.019675 | 0.024347 | 0.028955 | 0.028705 | 0.02849 | 0.028265 | 0.02804 | 0.027799
| Commissioning_Com, E - TotE [Building w Elec Heat] | Warehouse | Total Electric | NC | 0.15 | 0.19987 | 0.2482 | 0.28438 | 0.29862 | 0.31524 | 0.32591 | 0.3194 | 0.32157 | 0.32082
| Commissioning_Com, E - TotE [Building w Gas Heat] | Warehouse | Total Electric | NC | 0.15 | 0.19987 | 0.2482 | 0.28438 | 0.29862 | 0.31524 | 0.32591 | 0.3194 | 0.32157 | 0.32082
| Commissioning_Com, G - TotF [Building w Gas Heat] | Warehouse |  | NC | 0.15 | 0.20185 | 0.25199 | 0.28606 | 0.30306 | 0.31271 | 0.32138 | 0.32305 | 0.32679 | 0.32899
| Commissioning_Com, E - TotE [Building w Oil Heat] | Warehouse | Total Electric | NC | 0.15 | 0.19987 | 0.2482 | 0.28438 | 0.29862 | 0.31524 | 0.32591 | 0.3194 | 0.32157 | 0.32082
| Commissioning_Com, O - TotF [Building w Oil Heat] | Warehouse |  | NC | 0.15 | 0.19971 | 0.24815 | 0.28079 | 0.29541 | 0.30205 | 0.30716 | 0.30516 | 0.30445 | 0.30238
| Commissioning_Com, E - TotE [Building w Propane Heat] | Warehouse | Total Electric | NC | 0.15 | 0.19987 | 0.2482 | 0.28438 | 0.29862 | 0.31524 | 0.32591 | 0.3194 | 0.32157 | 0.32082
| Commissioning_Com, P - TotF [Building w Propane Heat] | Warehouse |  | NC | 0.15 | 0.19971 | 0.24815 | 0.28079 | 0.29541 | 0.30205 | 0.30716 | 0.30516 | 0.30445 | 0.30238
| Integrated Building Design_Com, E - TotE [Building w Elec Heat] | Warehouse | Total Electric | NC | 0.07 | 0.10789 | 0.15658 | 0.20737 | 0.24441 | 0.27968 | 0.30429 | 0.31118 | 0.31836 | 0.31444
| Integrated Building Design_Com, E - TotE [Building w Gas Heat] | Warehouse | Total Electric | NC | 0.07 | 0.10789 | 0.15658 | 0.20737 | 0.24441 | 0.27968 | 0.30429 | 0.31118 | 0.31836 | 0.31444
| Integrated Building Design_Com, G - TotF [Building w Gas Heat] | Warehouse |  | NC | 0.07 | 0.10896 | 0.15897 | 0.20859 | 0.24804 | 0.27744 | 0.30006 | 0.31474 | 0.32352 | 0.32245
| Integrated Building Design_Com, E - TotE [Building w Oil Heat] | Warehouse | Total Electric | NC | 0.07 | 0.10789 | 0.15658 | 0.20737 | 0.24441 | 0.27968 | 0.30429 | 0.31118 | 0.31836 | 0.31444
| Integrated Building Design_Com, O - TotF [Building w Oil Heat] | Warehouse |  | NC | 0.07 | 0.1078 | 0.15655 | 0.20475 | 0.24178 | 0.26798 | 0.28679 | 0.29731 | 0.30141 | 0.29636
| Integrated Building Design_Com, E - TotE [Building w Propane Heat] | Warehouse | Total Electric | NC | 0.07 | 0.10789 | 0.15658 | 0.20737 | 0.24441 | 0.27968 | 0.30429 | 0.31118 | 0.31836 | 0.31444
| Integrated Building Design_Com, P - TotF [Building w Propane Heat] | Warehouse |  | NC | 0.07 | 0.1078 | 0.15655 | 0.20475 | 0.24178 | 0.26798 | 0.28679 | 0.29731 | 0.30141 | 0.29636
| Deep Energy Retrofit_Com, E - TotE [Building w Elec Heat] | Warehouse | Total Electric | RET | 0.005 | 0.010819 | 0.021339 | 0.032616 | 0.04169 | 0.047317 | 0.049462 | 0.050895 | 0.051365 | 0.050259
| Deep Energy Retrofit_Com, E - TotE [Building w Gas Heat] | Warehouse | Total Electric | RET | 0.005 | 0.010819 | 0.021339 | 0.032616 | 0.04169 | 0.047317 | 0.049462 | 0.050895 | 0.051365 | 0.050259
| Deep Energy Retrofit_Com, G - TotF [Building w Gas Heat] | Warehouse |  | RET | 0.005 | 0.011102 | 0.020907 | 0.032091 | 0.041148 | 0.046598 | 0.049416 | 0.04987 | 0.050161 | 0.05041
| Deep Energy Retrofit_Com, E - TotE [Building w Oil Heat] | Warehouse | Total Electric | RET | 0.005 | 0.010819 | 0.021339 | 0.032616 | 0.04169 | 0.047317 | 0.049462 | 0.050895 | 0.051365 | 0.050259
| Deep Energy Retrofit_Com, O - TotF [Building w Oil Heat] | Warehouse |  | RET | 0.005 | 0.010984 | 0.020589 | 0.0315 | 0.04011 | 0.04501 | 0.04723 | 0.047108 | 0.046733 | 0.046332
| Deep Energy Retrofit_Com, E - TotE [Building w Propane Heat] | Warehouse | Total Electric | RET | 0.005 | 0.010819 | 0.021339 | 0.032616 | 0.04169 | 0.047317 | 0.049462 | 0.050895 | 0.051365 | 0.050259
| Deep Energy Retrofit_Com, P - TotF [Building w Propane Heat] | Warehouse |  | RET | 0.005 | 0.010984 | 0.020589 | 0.0315 | 0.04011 | 0.04501 | 0.04723 | 0.047108 | 0.046733 | 0.046332
| EMS_Com, E - TotE [Building w Elec Heat] | Warehouse | Total Electric | NC | 0.07 | 0.072964 | 0.085756 | 0.11043 | 0.13897 | 0.16834 | 0.18669 | 0.19042 | 0.1935 | 0.19259
| EMS_Com, E - TotE [Building w Elec Heat] | Warehouse | Total Electric | RET | 0.0035 | 0.0049651 | 0.0094204 | 0.016506 | 0.023041 | 0.026521 | 0.027456 | 0.028501 | 0.028765 | 0.028145
| EMS_Com, E - TotE [Building w Gas Heat] | Warehouse | Total Electric | NC | 0.07 | 0.072964 | 0.085756 | 0.11043 | 0.13897 | 0.16834 | 0.18669 | 0.19042 | 0.1935 | 0.19259
| EMS_Com, E - TotE [Building w Gas Heat] | Warehouse | Total Electric | RET | 0.0035 | 0.0049651 | 0.0094204 | 0.016506 | 0.023041 | 0.026521 | 0.027456 | 0.028501 | 0.028765 | 0.028145
| EMS_Com, G - TotF [Building w Gas Heat] | Warehouse |  | NC | 0.07 | 0.073684 | 0.087068 | 0.11108 | 0.14104 | 0.16699 | 0.1841 | 0.1926 | 0.19664 | 0.1975
| EMS_Com, G - TotF [Building w Gas Heat] | Warehouse |  | RET | 0.0035 | 0.0050947 | 0.0092297 | 0.016241 | 0.022741 | 0.026118 | 0.02743 | 0.027927 | 0.02809 | 0.02823
| EMS_Com, E - TotE [Building w Oil Heat] | Warehouse | Total Electric | NC | 0.07 | 0.072964 | 0.085756 | 0.11043 | 0.13897 | 0.16834 | 0.18669 | 0.19042 | 0.1935 | 0.19259
| EMS_Com, E - TotE [Building w Oil Heat] | Warehouse | Total Electric | RET | 0.0035 | 0.0049651 | 0.0094204 | 0.016506 | 0.023041 | 0.026521 | 0.027456 | 0.028501 | 0.028765 | 0.028145
| EMS_Com, O - TotF [Building w Oil Heat] | Warehouse |  | NC | 0.07 | 0.072904 | 0.085741 | 0.10903 | 0.13748 | 0.1613 | 0.17596 | 0.18193 | 0.1832 | 0.18152
| EMS_Com, O - TotF [Building w Oil Heat] | Warehouse |  | RET | 0.0035 | 0.0050407 | 0.009089 | 0.015941 | 0.022167 | 0.025228 | 0.026217 | 0.02638 | 0.026171 | 0.025946
| EMS_Com, E - TotE [Building w Propane Heat] | Warehouse | Total Electric | NC | 0.07 | 0.072964 | 0.085756 | 0.11043 | 0.13897 | 0.16834 | 0.18669 | 0.19042 | 0.1935 | 0.19259
| EMS_Com, E - TotE [Building w Propane Heat] | Warehouse | Total Electric | RET | 0.0035 | 0.0049651 | 0.0094204 | 0.016506 | 0.023041 | 0.026521 | 0.027456 | 0.028501 | 0.028765 | 0.028145
| EMS_Com, P - TotF [Building w Propane Heat] | Warehouse |  | NC | 0.07 | 0.072904 | 0.085741 | 0.10903 | 0.13748 | 0.1613 | 0.17596 | 0.18193 | 0.1832 | 0.18152
| EMS_Com, P - TotF [Building w Propane Heat] | Warehouse |  | RET | 0.0035 | 0.0050407 | 0.009089 | 0.015941 | 0.022167 | 0.025228 | 0.026217 | 0.02638 | 0.026171 | 0.025946
| VFDs on HVAC Pumps_Com, E - Oth | Warehouse | Other | RET | 0.005 | 0.017311 | 0.035982 | 0.04605 | 0.049286 | 0.050294 | 0.049727 | 0.050895 | 0.051365 | 0.050259
| ECM Circulators_Com, E - Oth | Warehouse | Other | RET | 0.01 | 0.025818 | 0.042301 | 0.048281 | 0.049885 | 0.050294 | 0.049727 | 0.050895 | 0.051365 | 0.050259
| Motors_Com, E - Oth | Warehouse | Other | NC | 0.3 | 0.5095 | 0.63738 | 0.67605 | 0.65826 | 0.65725 | 0.65635 | 0.6388 | 0.63671 | 0.62888
| Motors_Com, E - Oth | Warehouse | Other | RET | 0.005 | 0.017225 | 0.035173 | 0.043442 | 0.044393 | 0.043098 | 0.040503 | 0.039515 | 0.03802 | 0.035472
| Motors_Com, E - Oth | Warehouse | Other | REPL | 0.3 | 0.51645 | 0.67735 | 0.69864 | 0.67615 | 0.64146 | 0.59444 | 0.56949 | 0.53549 | 0.48554
| Ext Area Ltg_Com, E - ExtL | Warehouse | Exterior Lighting | NC | 0.16 | 0.26816 | 0.30892 | 0.31279 | 0.29785 | 0.29576 | 0.29536 | 0.28746 | 0.28652 | 0.28299
| Ext Area Ltg_Com, E - ExtL | Warehouse | Exterior Lighting | RET | 0.02 | 0.036839 | 0.046535 | 0.047385 | 0.046386 | 0.050294 | 0.049727 | 0.050895 | 0.051365 | 0.050259
| Ext Area Ltg_Com, E - ExtL | Warehouse | Exterior Lighting | REPL | 0.16 | 0.26196 | 0.31185 | 0.30483 | 0.28719 | 0.32472 | 0.35741 | 0.36644 | 0.36983 | 0.36186
| Street Ltg_Com, E - ExtL | Warehouse | Exterior Lighting | NC | 0.246 | 0.35859 | 0.4362 | 0.46955 | 0.46439 | 0.46943 | 0.47093 | 0.45834 | 0.45684 | 0.45122
| Street Ltg_Com, E - ExtL | Warehouse | Exterior Lighting | RET | 0.02 | 0.033763 | 0.044243 | 0.04651 | 0.046343 | 0.050294 | 0.049727 | 0.050895 | 0.051365 | 0.050259
| Street Ltg_Com, E - ExtL | Warehouse | Exterior Lighting | REPL | 0.246 | 0.35149 | 0.44309 | 0.4612 | 0.45164 | 0.51933 | 0.57087 | 0.58427 | 0.58967 | 0.57697
| Ext Ltg Ctrls_Com, E - ExtL | Warehouse | Exterior Lighting | RET | 0.02 | 0.036139 | 0.047284 | 0.049739 | 0.05016 | 0.050294 | 0.049727 | 0.050895 | 0.051365 | 0.050259
| Ext Ltg Dsgn_Com, E - ExtL | Warehouse | Exterior Lighting | NC | 0.013 | 0.027537 | 0.04613 | 0.061414 | 0.067815 | 0.071987 | 0.073864 | 0.072663 | 0.072426 | 0.071535
| Ext Ltg Dsgn_Com, E - ExtL | Warehouse | Exterior Lighting | REPL | 0.013 | 0.028564 | 0.052045 | 0.070812 | 0.082228 | 0.088137 | 0.08954 | 0.092628 | 0.093485 | 0.091471
| Int Ltg Ctrls_Com, E - IntL [No Heat] | Warehouse | Interior Lighting | RET | 0.03 | 0.04217 | 0.0494 | 0.050293 | 0.05016 | 0.050294 | 0.049727 | 0.050895 | 0.051365 | 0.050259
| Int Ltg Ctrls_Com, E - IntL [Electric Heat] | Warehouse | Interior Lighting | RET | 0.03 | 0.04217 | 0.0494 | 0.050293 | 0.05016 | 0.050294 | 0.049727 | 0.050895 | 0.051365 | 0.050259
| Int Ltg Ctrls_Com, E/G - IntL | Warehouse | Interior Lighting | RET | 0.03 | 0.04217 | 0.0494 | 0.050293 | 0.05016 | 0.050294 | 0.049727 | 0.050895 | 0.051365 | 0.050259
| Int Ltg Ctrls_Com, E/O - IntL | Warehouse | Interior Lighting | RET | 0.03 | 0.04217 | 0.0494 | 0.050293 | 0.05016 | 0.050294 | 0.049727 | 0.050895 | 0.051365 | 0.050259
| Int Ltg Ctrls_Com, E/P - IntL | Warehouse | Interior Lighting | RET | 0.03 | 0.04217 | 0.0494 | 0.050293 | 0.05016 | 0.050294 | 0.049727 | 0.050895 | 0.051365 | 0.050259
| Exit Sign RetFit_Com, E - IntL [No Heat] | Warehouse | Interior Lighting | RET | 0.03 | 0.04217 | 0.0494 | 0.050293 | 0.05016 | 0.050294 | 0.049727 | 0.050895 | 0.051365 | 0.050259
| Exit Sign RetFit_Com, E - IntL [Electric Heat] | Warehouse | Interior Lighting | RET | 0.03 | 0.04217 | 0.0494 | 0.050293 | 0.05016 | 0.050294 | 0.049727 | 0.050895 | 0.051365 | 0.050259
| Exit Sign RetFit_Com, E/G - IntL | Warehouse | Interior Lighting | RET | 0.03 | 0.04217 | 0.0494 | 0.050293 | 0.05016 | 0.050294 | 0.049727 | 0.050895 | 0.051365 | 0.050259
| Exit Sign RetFit_Com, E/O - IntL | Warehouse | Interior Lighting | RET | 0.03 | 0.04217 | 0.0494 | 0.050293 | 0.05016 | 0.050294 | 0.049727 | 0.050895 | 0.051365 | 0.050259
| Exit Sign RetFit_Com, E/P - IntL | Warehouse | Interior Lighting | RET | 0.03 | 0.04217 | 0.0494 | 0.050293 | 0.05016 | 0.050294 | 0.049727 | 0.050895 | 0.051365 | 0.050259
| LED HiLo Bay_Com, E - IntL [No Heat] | Warehouse | Interior Lighting | NC | 0.3 | 0.60332 | 0.7503 | 0.77654 | 0.74462 | 0.73941 | 0.73839 | 0.71865 | 0.7163 | 0.70748
| LED HiLo Bay_Com, E - IntL [No Heat] | Warehouse | Interior Lighting | RET | 0.02 | 0.038408 | 0.058727 | 0.065024 | 0.070445 | 0.066829 | 0.062516 | 0.068104 | 0.071742 | 0.07123
| LED HiLo Bay_Com, E - IntL [No Heat] | Warehouse | Interior Lighting | REPL | 0.3 | 0.58827 | 0.74494 | 0.72526 | 0.6591 | 0.58844 | 0.5102 | 0.43973 | 0.35134 | 0.30514
| LED HiLo Bay_Com, E - IntL [Electric Heat] | Warehouse | Interior Lighting | NC | 0.3 | 0.60332 | 0.7503 | 0.77654 | 0.74462 | 0.73941 | 0.73839 | 0.71865 | 0.7163 | 0.70748
| LED HiLo Bay_Com, E - IntL [Electric Heat] | Warehouse | Interior Lighting | RET | 0.02 | 0.038408 | 0.058727 | 0.065024 | 0.070445 | 0.066829 | 0.062516 | 0.068104 | 0.071742 | 0.07123
| LED HiLo Bay_Com, E - IntL [Electric Heat] | Warehouse | Interior Lighting | REPL | 0.3 | 0.58827 | 0.74494 | 0.72526 | 0.6591 | 0.58844 | 0.5102 | 0.43973 | 0.35134 | 0.30514
| LED HiLo Bay_Com, E/G - IntL | Warehouse | Interior Lighting | NC | 0.3 | 0.60332 | 0.7503 | 0.77654 | 0.74462 | 0.73941 | 0.73839 | 0.71865 | 0.7163 | 0.70748
| LED HiLo Bay_Com, E/G - IntL | Warehouse | Interior Lighting | RET | 0.02 | 0.038408 | 0.058727 | 0.065024 | 0.070445 | 0.066829 | 0.062516 | 0.068104 | 0.071742 | 0.07123
| LED HiLo Bay_Com, E/G - IntL | Warehouse | Interior Lighting | REPL | 0.3 | 0.58827 | 0.74494 | 0.72526 | 0.6591 | 0.58844 | 0.5102 | 0.43973 | 0.35134 | 0.30514
| LED HiLo Bay_Com, E/O - IntL | Warehouse | Interior Lighting | NC | 0.3 | 0.60332 | 0.7503 | 0.77654 | 0.74462 | 0.73941 | 0.73839 | 0.71865 | 0.7163 | 0.70748
| LED HiLo Bay_Com, E/O - IntL | Warehouse | Interior Lighting | RET | 0.02 | 0.038408 | 0.058727 | 0.065024 | 0.070445 | 0.066829 | 0.062516 | 0.068104 | 0.071742 | 0.07123
| LED HiLo Bay_Com, E/O - IntL | Warehouse | Interior Lighting | REPL | 0.3 | 0.58827 | 0.74494 | 0.72526 | 0.6591 | 0.58844 | 0.5102 | 0.43973 | 0.35134 | 0.30514
| LED HiLo Bay_Com, E/P - IntL | Warehouse | Interior Lighting | NC | 0.3 | 0.60332 | 0.7503 | 0.77654 | 0.74462 | 0.73941 | 0.73839 | 0.71865 | 0.7163 | 0.70748
| LED HiLo Bay_Com, E/P - IntL | Warehouse | Interior Lighting | RET | 0.02 | 0.038408 | 0.058727 | 0.065024 | 0.070445 | 0.066829 | 0.062516 | 0.068104 | 0.071742 | 0.07123
| LED HiLo Bay_Com, E/P - IntL | Warehouse | Interior Lighting | REPL | 0.3 | 0.58827 | 0.74494 | 0.72526 | 0.6591 | 0.58844 | 0.5102 | 0.43973 | 0.35134 | 0.30514
| Repl Scre_Com, E - IntL [No Heat] | Warehouse | Interior Lighting | NC | 0.3 | 0.60332 | 0 | 0 | 0 | 0 | 0 | 0 | 0 | 0
| Repl Scre_Com, E - IntL [No Heat] | Warehouse | Interior Lighting | RET | 0.1 | 0.11541 | 0 | 0 | 0 | 0 | 0 | 0 | 0 | 0
| Repl Scre_Com, E - IntL [No Heat] | Warehouse | Interior Lighting | REPL | 0.3 | 0.62581 | 0 | 0 | 0 | 0 | 0 | 0 | 0 | 0
| Repl Scre_Com, E - IntL [Electric Heat] | Warehouse | Interior Lighting | NC | 0.3 | 0.60332 | 0 | 0 | 0 | 0 | 0 | 0 | 0 | 0
| Repl Scre_Com, E - IntL [Electric Heat] | Warehouse | Interior Lighting | RET | 0.1 | 0.11541 | 0 | 0 | 0 | 0 | 0 | 0 | 0 | 0
| Repl Scre_Com, E - IntL [Electric Heat] | Warehouse | Interior Lighting | REPL | 0.3 | 0.62581 | 0 | 0 | 0 | 0 | 0 | 0 | 0 | 0
| Repl Scre_Com, E/G - IntL | Warehouse | Interior Lighting | NC | 0.3 | 0.60332 | 0 | 0 | 0 | 0 | 0 | 0 | 0 | 0
| Repl Scre_Com, E/G - IntL | Warehouse | Interior Lighting | RET | 0.1 | 0.11541 | 0 | 0 | 0 | 0 | 0 | 0 | 0 | 0
| Repl Scre_Com, E/G - IntL | Warehouse | Interior Lighting | REPL | 0.3 | 0.62581 | 0 | 0 | 0 | 0 | 0 | 0 | 0 | 0
| Repl Scre_Com, E/O - IntL | Warehouse | Interior Lighting | NC | 0.3 | 0.60332 | 0 | 0 | 0 | 0 | 0 | 0 | 0 | 0
| Repl Scre_Com, E/O - IntL | Warehouse | Interior Lighting | RET | 0.1 | 0.11541 | 0 | 0 | 0 | 0 | 0 | 0 | 0 | 0
| Repl Scre_Com, E/O - IntL | Warehouse | Interior Lighting | REPL | 0.3 | 0.62581 | 0 | 0 | 0 | 0 | 0 | 0 | 0 | 0
| Repl Scre_Com, E/P - IntL | Warehouse | Interior Lighting | NC | 0.3 | 0.60332 | 0 | 0 | 0 | 0 | 0 | 0 | 0 | 0
| Repl Scre_Com, E/P - IntL | Warehouse | Interior Lighting | RET | 0.1 | 0.11541 | 0 | 0 | 0 | 0 | 0 | 0 | 0 | 0
| Repl Scre_Com, E/P - IntL | Warehouse | Interior Lighting | REPL | 0.3 | 0.62581 | 0 | 0 | 0 | 0 | 0 | 0 | 0 | 0
| Lin LED Fixture_Com, E - IntL [No Heat] | Warehouse | Interior Lighting | NC | 0.045 | 0.061594 | 0.090755 | 0.10887 | 0.10991 | 0.11091 | 0.11076 | 0.1078 | 0.10745 | 0.10612
| Lin LED Fixture_Com, E - IntL [No Heat] | Warehouse | Interior Lighting | RET | 0.0045 | 0.0046982 | 0.0054898 | 0.0058062 | 0.0058874 | 0.005911 | 0.005817 | 0.0059256 | 0.0061638 | 0.006031
| Lin LED Fixture_Com, E - IntL [No Heat] | Warehouse | Interior Lighting | REPL | 0.045 | 0.063294 | 0.10088 | 0.12295 | 0.12973 | 0.13137 | 0.12909 | 0.13129 | 0.13761 | 0.1357
| Lin LED Fixture_Com, E - IntL [Electric Heat] | Warehouse | Interior Lighting | NC | 0.045 | 0.061594 | 0.090755 | 0.10887 | 0.10991 | 0.11091 | 0.11076 | 0.1078 | 0.10745 | 0.10612
| Lin LED Fixture_Com, E - IntL [Electric Heat] | Warehouse | Interior Lighting | RET | 0.0045 | 0.0046982 | 0.0054898 | 0.0058062 | 0.0058874 | 0.005911 | 0.005817 | 0.0059256 | 0.0061638 | 0.006031
| Lin LED Fixture_Com, E - IntL [Electric Heat] | Warehouse | Interior Lighting | REPL | 0.045 | 0.063294 | 0.10088 | 0.12295 | 0.12973 | 0.13137 | 0.12909 | 0.13129 | 0.13761 | 0.1357
| Lin LED Fixture_Com, E/G - IntL | Warehouse | Interior Lighting | NC | 0.045 | 0.061594 | 0.090755 | 0.10887 | 0.10991 | 0.11091 | 0.11076 | 0.1078 | 0.10745 | 0.10612
| Lin LED Fixture_Com, E/G - IntL | Warehouse | Interior Lighting | RET | 0.0045 | 0.0046982 | 0.0054898 | 0.0058062 | 0.0058874 | 0.005911 | 0.005817 | 0.0059256 | 0.0061638 | 0.006031
| Lin LED Fixture_Com, E/G - IntL | Warehouse | Interior Lighting | REPL | 0.045 | 0.063294 | 0.10088 | 0.12295 | 0.12973 | 0.13137 | 0.12909 | 0.13129 | 0.13761 | 0.1357
| Lin LED Fixture_Com, E/O - IntL | Warehouse | Interior Lighting | NC | 0.045 | 0.061594 | 0.090755 | 0.10887 | 0.10991 | 0.11091 | 0.11076 | 0.1078 | 0.10745 | 0.10612
| Lin LED Fixture_Com, E/O - IntL | Warehouse | Interior Lighting | RET | 0.0045 | 0.0046982 | 0.0054898 | 0.0058062 | 0.0058874 | 0.005911 | 0.005817 | 0.0059256 | 0.0061638 | 0.006031
| Lin LED Fixture_Com, E/O - IntL | Warehouse | Interior Lighting | REPL | 0.045 | 0.063294 | 0.10088 | 0.12295 | 0.12973 | 0.13137 | 0.12909 | 0.13129 | 0.13761 | 0.1357
| Lin LED Fixture_Com, E/P - IntL | Warehouse | Interior Lighting | NC | 0.045 | 0.061594 | 0.090755 | 0.10887 | 0.10991 | 0.11091 | 0.11076 | 0.1078 | 0.10745 | 0.10612
| Lin LED Fixture_Com, E/P - IntL | Warehouse | Interior Lighting | RET | 0.0045 | 0.0046982 | 0.0054898 | 0.0058062 | 0.0058874 | 0.005911 | 0.005817 | 0.0059256 | 0.0061638 | 0.006031
| Lin LED Fixture_Com, E/P - IntL | Warehouse | Interior Lighting | REPL | 0.045 | 0.063294 | 0.10088 | 0.12295 | 0.12973 | 0.13137 | 0.12909 | 0.13129 | 0.13761 | 0.1357
| LED Tube Repl_Com, E - IntL [No Heat] | Warehouse | Interior Lighting | RET | 0.0255 | 0.026185 | 0.030053 | 0.031154 | 0.030916 | 0.032624 | 0.033637 | 0.034608 | 0.034928 | 0.034176
| LED Tube Repl_Com, E - IntL [No Heat] | Warehouse | Interior Lighting | REPL | 0.255 | 0.34288 | 0.53167 | 0.62835 | 0.64154 | 0.67845 | 0.69528 | 0.73665 | 0.76874 | 0.76896
| LED Tube Repl_Com, E - IntL [Electric Heat] | Warehouse | Interior Lighting | RET | 0.0255 | 0.026185 | 0.030053 | 0.031154 | 0.030916 | 0.032624 | 0.033637 | 0.034608 | 0.034928 | 0.034176
| LED Tube Repl_Com, E - IntL [Electric Heat] | Warehouse | Interior Lighting | REPL | 0.255 | 0.34288 | 0.53167 | 0.62835 | 0.64154 | 0.67845 | 0.69528 | 0.73665 | 0.76874 | 0.76896
| LED Tube Repl_Com, E/G - IntL | Warehouse | Interior Lighting | RET | 0.0255 | 0.026185 | 0.030053 | 0.031154 | 0.030916 | 0.032624 | 0.033637 | 0.034608 | 0.034928 | 0.034176
| LED Tube Repl_Com, E/G - IntL | Warehouse | Interior Lighting | REPL | 0.255 | 0.34288 | 0.53167 | 0.62835 | 0.64154 | 0.67845 | 0.69528 | 0.73665 | 0.76874 | 0.76896
| LED Tube Repl_Com, E/O - IntL | Warehouse | Interior Lighting | RET | 0.0255 | 0.026185 | 0.030053 | 0.031154 | 0.030916 | 0.032624 | 0.033637 | 0.034608 | 0.034928 | 0.034176
| LED Tube Repl_Com, E/O - IntL | Warehouse | Interior Lighting | REPL | 0.255 | 0.34288 | 0.53167 | 0.62835 | 0.64154 | 0.67845 | 0.69528 | 0.73665 | 0.76874 | 0.76896
| LED Tube Repl_Com, E/P - IntL | Warehouse | Interior Lighting | RET | 0.0255 | 0.026185 | 0.030053 | 0.031154 | 0.030916 | 0.032624 | 0.033637 | 0.034608 | 0.034928 | 0.034176
| LED Tube Repl_Com, E/P - IntL | Warehouse | Interior Lighting | REPL | 0.255 | 0.34288 | 0.53167 | 0.62835 | 0.64154 | 0.67845 | 0.69528 | 0.73665 | 0.76874 | 0.76896
| Repl pin CFL wLED_Com, E - IntL [No Heat] | Warehouse | Interior Lighting | RET | 0.03 | 0.041824 | 0.047343 | 0.04655 | 0.044852 | 0.049034 | 0.049727 | 0.050895 | 0.051365 | 0.050259
| Repl pin CFL wLED_Com, E - IntL [No Heat] | Warehouse | Interior Lighting | REPL | 0.3 | 0.57962 | 0.74281 | 0.74093 | 0.702 | 0.7576 | 0.80217 | 0.87537 | 0.92457 | 0.90466
| Repl pin CFL wLED_Com, E - IntL [Electric Heat] | Warehouse | Interior Lighting | RET | 0.03 | 0.041824 | 0.047343 | 0.04655 | 0.044852 | 0.049034 | 0.049727 | 0.050895 | 0.051365 | 0.050259
| Repl pin CFL wLED_Com, E - IntL [Electric Heat] | Warehouse | Interior Lighting | REPL | 0.3 | 0.57962 | 0.74281 | 0.74093 | 0.702 | 0.7576 | 0.80217 | 0.87537 | 0.92457 | 0.90466
| Repl pin CFL wLED_Com, E/G - IntL | Warehouse | Interior Lighting | RET | 0.03 | 0.041824 | 0.047343 | 0.04655 | 0.044852 | 0.049034 | 0.049727 | 0.050895 | 0.051365 | 0.050259
| Repl pin CFL wLED_Com, E/G - IntL | Warehouse | Interior Lighting | REPL | 0.3 | 0.57962 | 0.74281 | 0.74093 | 0.702 | 0.7576 | 0.80217 | 0.87537 | 0.92457 | 0.90466
| Repl pin CFL wLED_Com, E/O - IntL | Warehouse | Interior Lighting | RET | 0.03 | 0.041824 | 0.047343 | 0.04655 | 0.044852 | 0.049034 | 0.049727 | 0.050895 | 0.051365 | 0.050259
| Repl pin CFL wLED_Com, E/O - IntL | Warehouse | Interior Lighting | REPL | 0.3 | 0.57962 | 0.74281 | 0.74093 | 0.702 | 0.7576 | 0.80217 | 0.87537 | 0.92457 | 0.90466
| Repl pin CFL wLED_Com, E/P - IntL | Warehouse | Interior Lighting | RET | 0.03 | 0.041824 | 0.047343 | 0.04655 | 0.044852 | 0.049034 | 0.049727 | 0.050895 | 0.051365 | 0.050259
| Repl pin CFL wLED_Com, E/P - IntL | Warehouse | Interior Lighting | REPL | 0.3 | 0.57962 | 0.74281 | 0.74093 | 0.702 | 0.7576 | 0.80217 | 0.87537 | 0.92457 | 0.90466
| Refrig Case LED_Com, E - IntL | Warehouse | Interior Lighting | NC | 0.3 | 0.60332 | 0.7503 | 0.77654 | 0.74462 | 0.73941 | 0.73839 | 0.71865 | 0.7163 | 0.70748
| Refrig Case LED_Com, E - IntL | Warehouse | Interior Lighting | RET | 0.03 | 0.042002 | 0.047843 | 0.047371 | 0.04597 | 0.044941 | 0.043324 | 0.043232 | 0.047892 | 0.050259
| Refrig Case LED_Com, E - IntL | Warehouse | Interior Lighting | REPL | 0.3 | 0.57962 | 0.74281 | 0.74093 | 0.702 | 0.65861 | 0.60643 | 0.57486 | 0.63026 | 0.66568
| Refrig Case Ctrls_Com, E - IntL | Warehouse | Interior Lighting | RET | 0.03 | 0.04217 | 0.0494 | 0.050293 | 0.05016 | 0.050294 | 0.049727 | 0.050895 | 0.051365 | 0.050259
| Stair Occ Sensor_Com, E - IntL [No Heat] | Warehouse | Interior Lighting | NC | 0.3 | 0.5095 | 0.63738 | 0.67605 | 0.65826 | 0.65725 | 0.65635 | 0.6388 | 0.63671 | 0.62888
| Stair Occ Sensor_Com, E - IntL [No Heat] | Warehouse | Interior Lighting | RET | 0.02 | 0.028053 | 0.033714 | 0.034858 | 0.035112 | 0.035206 | 0.034809 | 0.035626 | 0.035956 | 0.035181
| Stair Occ Sensor_Com, E - IntL [Electric Heat] | Warehouse | Interior Lighting | NC | 0.3 | 0.5095 | 0.63738 | 0.67605 | 0.65826 | 0.65725 | 0.65635 | 0.6388 | 0.63671 | 0.62888
| Stair Occ Sensor_Com, E - IntL [Electric Heat] | Warehouse | Interior Lighting | RET | 0.02 | 0.029027 | 0.034423 | 0.035165 | 0.035112 | 0.035206 | 0.034809 | 0.035626 | 0.035956 | 0.035181
| Stair Occ Sensor_Com, E/G - IntL | Warehouse | Interior Lighting | NC | 0.3 | 0.5095 | 0.63738 | 0.67605 | 0.65826 | 0.65725 | 0.65635 | 0.6388 | 0.63671 | 0.62888
| Stair Occ Sensor_Com, E/G - IntL | Warehouse | Interior Lighting | RET | 0.02 | 0.029027 | 0.034423 | 0.035165 | 0.035112 | 0.035206 | 0.034809 | 0.035626 | 0.035956 | 0.035181
| Stair Occ Sensor_Com, E/O - IntL | Warehouse | Interior Lighting | NC | 0.3 | 0.5095 | 0.63738 | 0.67605 | 0.65826 | 0.65725 | 0.65635 | 0.6388 | 0.63671 | 0.62888
| Stair Occ Sensor_Com, E/O - IntL | Warehouse | Interior Lighting | RET | 0.02 | 0.029027 | 0.034423 | 0.035165 | 0.035112 | 0.035206 | 0.034809 | 0.035626 | 0.035956 | 0.035181
| Stair Occ Sensor_Com, E/P - IntL | Warehouse | Interior Lighting | NC | 0.3 | 0.5095 | 0.63738 | 0.67605 | 0.65826 | 0.65725 | 0.65635 | 0.6388 | 0.63671 | 0.62888
| Stair Occ Sensor_Com, E/P - IntL | Warehouse | Interior Lighting | RET | 0.02 | 0.029027 | 0.034423 | 0.035165 | 0.035112 | 0.035206 | 0.034809 | 0.035626 | 0.035956 | 0.035181
| Int Delamping_Com, E - IntL [No Heat] | Warehouse | Interior Lighting | RET | 0.02 | 0.028053 | 0.033714 | 0.034858 | 0.035112 | 0.035206 | 0.034809 | 0.035626 | 0.035956 | 0.035181
| Int Delamping_Com, E - IntL [Electric Heat] | Warehouse | Interior Lighting | RET | 0.02 | 0.028053 | 0.033714 | 0.034858 | 0.035112 | 0.035206 | 0.034809 | 0.035626 | 0.035956 | 0.035181
| Int Delamping_Com, E/G - IntL | Warehouse | Interior Lighting | RET | 0.02 | 0.028053 | 0.033714 | 0.034858 | 0.035112 | 0.035206 | 0.034809 | 0.035626 | 0.035956 | 0.035181
| Int Delamping_Com, E/O - IntL | Warehouse | Interior Lighting | RET | 0.02 | 0.028053 | 0.033714 | 0.034858 | 0.035112 | 0.035206 | 0.034809 | 0.035626 | 0.035956 | 0.035181
| Int Delamping_Com, E/P - IntL | Warehouse | Interior Lighting | RET | 0.02 | 0.028053 | 0.033714 | 0.034858 | 0.035112 | 0.035206 | 0.034809 | 0.035626 | 0.035956 | 0.035181
| Int Ltg Dsgn_Com, E - IntL [No Heat] | Warehouse | Interior Lighting | NC | 0.2 | 0.34106 | 0.46865 | 0.54131 | 0.55337 | 0.56722 | 0.57362 | 0.55895 | 0.55712 | 0.55027
| Int Ltg Dsgn_Com, E - IntL [Electric Heat] | Warehouse | Interior Lighting | NC | 0.2 | 0.34106 | 0.46865 | 0.54131 | 0.55337 | 0.56722 | 0.57362 | 0.55895 | 0.55712 | 0.55027
| Int Ltg Dsgn_Com, E/G - IntL | Warehouse | Interior Lighting | NC | 0.2 | 0.34106 | 0.46865 | 0.54131 | 0.55337 | 0.56722 | 0.57362 | 0.55895 | 0.55712 | 0.55027
| Int Ltg Dsgn_Com, E/O - IntL | Warehouse | Interior Lighting | NC | 0.2 | 0.34106 | 0.46865 | 0.54131 | 0.55337 | 0.56722 | 0.57362 | 0.55895 | 0.55712 | 0.55027
| Int Ltg Dsgn_Com, E/P - IntL | Warehouse | Interior Lighting | NC | 0.2 | 0.34106 | 0.46865 | 0.54131 | 0.55337 | 0.56722 | 0.57362 | 0.55895 | 0.55712 | 0.55027

## Table E9
Table E9. Measure Penetration - Constrained Achievable Scenario
Return to List of Tables
| Measure Name | Building Type | End Use (Electric) | New Construction (NC), Replacement (REPL), or Retrofit (RET) | 2020 | 2021 | 2022 | 2023 | 2024 | 2025 | 2026 | 2027 | 2028 | 2029
| Room Air Conditioner_Com, E - Cool | Small Office | Cooling | NC | 0.35 | 0.53219 | 0.62405 | 0.64521 | 0.62299 | 0.61977 | 0.61892 | 0.60237 | 0.60041 | 0.59302
| Room Air Conditioner_Com, E - Cool | Small Office | Cooling | RET | 0.0012031 | 0.0014025 | 0.0022696 | 0.003326 | 0.0038247 | 0.0038229 | 0.0044226 | 0.0050809 | 0.0055616 | 0.0054418
| Room Air Conditioner_Com, E - Cool | Small Office | Cooling | REPL | 0.35 | 0.55051 | 0.70033 | 0.73698 | 0.74456 | 0.74389 | 0.75027 | 0.76788 | 0.77498 | 0.75829
| Computer Room Air Conditioner_Com, E - Cool | Small Office | Cooling | NC | 0.25 | 0.45345 | 0.59214 | 0.63956 | 0.62654 | 0.62727 | 0.6264 | 0.60965 | 0.60767 | 0.60019
| Computer Room Air Conditioner_Com, E - Cool | Small Office | Cooling | REPL | 0.25 | 0.47035 | 0.66807 | 0.73744 | 0.75971 | 0.76799 | 0.75934 | 0.77716 | 0.78435 | 0.76745
| Mini Split Ductless AC_Com, E - Cool | Small Office | Cooling | NC | 0 | 0 | 0 | 0 | 0 | 0 | 0 | 0 | 0 | 0
| Mini Split Ductless AC_Com, E - Cool | Small Office | Cooling | RET | 0 | 0 | 0 | 0 | 0 | 0 | 0 | 0 | 0 | 0
| Mini Split Ductless AC_Com, E - Cool | Small Office | Cooling | REPL | 0 | 0 | 0 | 0 | 0 | 0 | 0 | 0 | 0 | 0
| Eff Unitary AC_Com, E - Cool | Small Office | Cooling | NC | 0.35 | 0.49552 | 0.55981 | 0.57087 | 0.54876 | 0.54492 | 0.54417 | 0.52962 | 0.52789 | 0.52139
| Eff Unitary AC_Com, E - Cool | Small Office | Cooling | RET | 0.025686 | 0.024702 | 0.025568 | 0.024985 | 0.02456 | 0.024331 | 0.02377 | 0.025346 | 0.026388 | 0.025819
| Eff Unitary AC_Com, E - Cool | Small Office | Cooling | REPL | 0.35 | 0.49815 | 0.60239 | 0.61765 | 0.61412 | 0.60548 | 0.58849 | 0.62569 | 0.65508 | 0.66406
| PTAC_Com, E - Cool | Small Office | Cooling | NC | 0.35 | 0.46324 | 0.50679 | 0.51095 | 0.48865 | 0.48523 | 0.48456 | 0.4716 | 0.47007 | 0.46428
| PTAC_Com, E - Cool | Small Office | Cooling | RET | 0.0022318 | 0.0028114 | 0.0048247 | 0.0075259 | 0.009219 | 0.0098135 | 0.0098193 | 0.010223 | 0.010317 | 0.010095
| PTAC_Com, E - Cool | Small Office | Cooling | REPL | 0.35 | 0.47805 | 0.56614 | 0.57891 | 0.57673 | 0.5724 | 0.56005 | 0.60118 | 0.60674 | 0.59367
| Unitary Equipment Economizer_Com, E - Cool | Small Office | Cooling | RET | 0.012398 | 0.022403 | 0.029312 | 0.030834 | 0.031095 | 0.031178 | 0.030826 | 0.03155 | 0.031842 | 0.031156
| AC Tuneup_Com, E - Cool [ASHP] | Small Office | Cooling | RET | 0.0096645 | 0.024952 | 0.040882 | 0.046662 | 0.048212 | 0.048607 | 0.048059 | 0.049187 | 0.049642 | 0.048573
| AC Tuneup_Com, E - Heat [ASHP] | Small Office | Space Heating | RET | 0.0096645 | 0.024952 | 0.040882 | 0.046662 | 0.048212 | 0.048607 | 0.048059 | 0.049187 | 0.049642 | 0.048573
| AC Tuneup_Com, E - Cool [Unitary AC] | Small Office | Cooling | RET | 0.0088796 | 0.022925 | 0.037562 | 0.042872 | 0.044296 | 0.044659 | 0.044156 | 0.045192 | 0.04561 | 0.044628
| DCV_Com, E - Cool [Building w Elec Heat] | Small Office | Cooling | RET | 0.014781 | 0.028962 | 0.042315 | 0.047295 | 0.048932 | 0.04956 | 0.049001 | 0.050151 | 0.050615 | 0.049525
| DCV_Com, E - Heat [Building w Elec Heat] | Small Office | Space Heating | RET | 0.014781 | 0.028962 | 0.042315 | 0.047295 | 0.048932 | 0.04956 | 0.049001 | 0.050151 | 0.050615 | 0.049525
| DCV_Com, E - Vent [Building w Elec Heat] | Small Office | Ventilation | RET | 0.014781 | 0.028962 | 0.042315 | 0.047295 | 0.048932 | 0.04956 | 0.049001 | 0.050151 | 0.050615 | 0.049525
| DCV_Com, E - Cool [Building w Gas Heat] | Small Office | Cooling | RET | 0.014925 | 0.029244 | 0.042726 | 0.047755 | 0.049408 | 0.050042 | 0.049478 | 0.050639 | 0.051108 | 0.050007
| DCV_Com, G - Heat [Building w Gas Heat] | Small Office |  | RET | 0.014925 | 0.030007 | 0.041861 | 0.046987 | 0.048765 | 0.049281 | 0.049432 | 0.049619 | 0.04991 | 0.050157
| DCV_Com, E - Vent [Building w Gas Heat] | Small Office | Ventilation | RET | 0.014925 | 0.029244 | 0.042726 | 0.047755 | 0.049408 | 0.050042 | 0.049478 | 0.050639 | 0.051108 | 0.050007
| DCV_Com, E - Cool [Building w Oil Heat] | Small Office | Cooling | RET | 0.015018 | 0.029426 | 0.042993 | 0.048053 | 0.049716 | 0.050354 | 0.049787 | 0.050955 | 0.051426 | 0.050319
| DCV_Com, O - Heat [Building w Oil Heat] | Small Office |  | RET | 0.015018 | 0.029875 | 0.041481 | 0.046409 | 0.047831 | 0.047899 | 0.04754 | 0.047164 | 0.046789 | 0.046388
| DCV_Com, E - Vent [Building w Oil Heat] | Small Office | Ventilation | RET | 0.015018 | 0.029426 | 0.042993 | 0.048053 | 0.049716 | 0.050354 | 0.049787 | 0.050955 | 0.051426 | 0.050319
| DCV_Com, E - Cool [Building w Propane Heat] | Small Office | Cooling | RET | 0.01475 | 0.028902 | 0.042226 | 0.047196 | 0.04883 | 0.049456 | 0.048899 | 0.050047 | 0.05051 | 0.049421
| DCV_Com, E - Vent [Building w Propane Heat] | Small Office | Ventilation | RET | 0.01475 | 0.028902 | 0.042226 | 0.047196 | 0.04883 | 0.049456 | 0.048899 | 0.050047 | 0.05051 | 0.049421
| Controls for Unitary AC_Com, E - Cool | Small Office | Cooling | RET | 0.010775 | 0.021112 | 0.030846 | 0.034476 | 0.035669 | 0.036127 | 0.03572 | 0.036558 | 0.036896 | 0.036102
| Optimized Unitary AC Sys_Com, E - Cool [Building w Elec Heat] | Small Office | Cooling | NC | 0.15 | 0.23577 | 0.30322 | 0.3366 | 0.33761 | 0.34327 | 0.3457 | 0.33645 | 0.33536 | 0.33123
| Optimized Unitary AC Sys_Com, E - Heat [Building w Elec Heat] | Small Office | Space Heating | NC | 0.15 | 0.23577 | 0.30322 | 0.3366 | 0.33761 | 0.34327 | 0.3457 | 0.33645 | 0.33536 | 0.33123
| Optimized Unitary AC Sys_Com, E - Cool [Building w Gas Heat] | Small Office | Cooling | NC | 0.15 | 0.27856 | 0.41269 | 0.50097 | 0.52526 | 0.54441 | 0.55306 | 0.5405 | 0.53874 | 0.5321
| Optimized Unitary AC Sys_Com, G - Heat [Building w Gas Heat] | Small Office |  | NC | 0.15 | 0.28131 | 0.41901 | 0.50393 | 0.53306 | 0.54004 | 0.54537 | 0.54668 | 0.54747 | 0.54566
| Optimized Unitary AC Sys_Com, E - Cool [Building w Oil Heat] | Small Office | Cooling | NC | 0.15 | 0.28164 | 0.42147 | 0.51523 | 0.54223 | 0.56293 | 0.57226 | 0.55952 | 0.55769 | 0.55083
| Optimized Unitary AC Sys_Com, O - Heat [Building w Oil Heat] | Small Office |  | NC | 0.15 | 0.2814 | 0.4214 | 0.50873 | 0.53639 | 0.53938 | 0.53935 | 0.53457 | 0.52801 | 0.51917
| Optimized Unitary AC Sys_Com, E - Cool [Building w Propane Heat] | Small Office | Cooling | NC | 0.15 | 0.26589 | 0.37781 | 0.44587 | 0.46072 | 0.47446 | 0.48073 | 0.469 | 0.46747 | 0.46172
| Cool Roof_Com, E - Cool [Building w Elec Heat] | Small Office | Cooling | NC | 0.1 | 0.12746 | 0.15111 | 0.16663 | 0.1703 | 0.17671 | 0.17954 | 0.17474 | 0.17417 | 0.17202
| Cool Roof_Com, E - Cool [Building w Elec Heat] | Small Office | Cooling | RET | 0 | 0.00089265 | 0.002875 | 0.0063124 | 0.011206 | 0.016345 | 0.019909 | 0.02258 | 0.023883 | 0.023368
| Cool Roof_Com, E - Heat [Building w Elec Heat] | Small Office | Space Heating | NC | 0.1 | 0.12746 | 0.15111 | 0.16663 | 0.1703 | 0.17671 | 0.17954 | 0.17474 | 0.17417 | 0.17202
| Cool Roof_Com, E - Heat [Building w Elec Heat] | Small Office | Space Heating | RET | 0 | 0.00089265 | 0.002875 | 0.0063124 | 0.011206 | 0.016345 | 0.019909 | 0.02258 | 0.023883 | 0.023368
| Cool Roof_Com, E - Cool [Building w Gas Heat] | Small Office | Cooling | NC | 0.1 | 0.12739 | 0.15094 | 0.16638 | 0.17 | 0.17637 | 0.17916 | 0.17437 | 0.1738 | 0.17166
| Cool Roof_Com, E - Cool [Building w Gas Heat] | Small Office | Cooling | RET | 0 | 0.00088804 | 0.0028602 | 0.0062798 | 0.011149 | 0.016261 | 0.019806 | 0.022464 | 0.02376 | 0.023248
| Cool Roof_Com, G - Heat [Building w Gas Heat] | Small Office |  | NC | 0.1 | 0.12864 | 0.15325 | 0.16736 | 0.17252 | 0.17495 | 0.17667 | 0.17637 | 0.17662 | 0.17604
| Cool Roof_Com, G - Heat [Building w Gas Heat] | Small Office |  | RET | 0 | 0.00091123 | 0.0028023 | 0.0061788 | 0.011004 | 0.016013 | 0.019788 | 0.022011 | 0.023203 | 0.023318
| Cool Roof_Com, E - Cool [Building w Oil Heat] | Small Office | Cooling | NC | 0.1 | 0.12628 | 0.14854 | 0.16286 | 0.16584 | 0.1717 | 0.17397 | 0.16931 | 0.16876 | 0.16668
| Cool Roof_Com, E - Cool [Building w Oil Heat] | Small Office | Cooling | RET | 0 | 0.00086978 | 0.0028014 | 0.0061507 | 0.010919 | 0.015926 | 0.019399 | 0.022002 | 0.023271 | 0.02277
| Cool Roof_Com, O - Heat [Building w Oil Heat] | Small Office |  | NC | 0.1 | 0.12617 | 0.14851 | 0.16081 | 0.16406 | 0.16452 | 0.16396 | 0.16177 | 0.15978 | 0.1571
| Cool Roof_Com, O - Heat [Building w Oil Heat] | Small Office |  | RET | 0 | 0.00088304 | 0.0027029 | 0.0059402 | 0.010505 | 0.01515 | 0.018524 | 0.020365 | 0.021173 | 0.020991
| Cool Roof_Com, E - Cool [Building w Propane Heat] | Small Office | Cooling | NC | 0.1 | 0.12707 | 0.15026 | 0.16538 | 0.16881 | 0.17503 | 0.17767 | 0.17292 | 0.17236 | 0.17024
| Cool Roof_Com, E - Cool [Building w Propane Heat] | Small Office | Cooling | RET | 0 | 0.00088294 | 0.0028438 | 0.0062437 | 0.011085 | 0.016167 | 0.019693 | 0.022335 | 0.023623 | 0.023114
| GSHP_Com, E - Cool | Small Office | Cooling | RET | 0.0011836 | 0.0023012 | 0.0036075 | 0.0047403 | 0.0058671 | 0.0070178 | 0.0080379 | 0.0093243 | 0.010487 | 0.01128
| GSHP_Com, E - Cool | Small Office | Cooling | REPL | 0.02 | 0.035406 | 0.06246 | 0.096266 | 0.13645 | 0.1763 | 0.20339 | 0.2232 | 0.22672 | 0.21366
| GSHP_Com, E - Heat | Small Office | Space Heating | RET | 0.0011836 | 0.0023012 | 0.0036075 | 0.0047403 | 0.0058671 | 0.0070178 | 0.0080379 | 0.0093243 | 0.010487 | 0.01128
| GSHP_Com, E - Heat | Small Office | Space Heating | REPL | 0.02 | 0.035406 | 0.06246 | 0.096266 | 0.13645 | 0.1763 | 0.20339 | 0.2232 | 0.22672 | 0.21366
| Unitary HP_Com, E - Cool | Small Office | Cooling | NC | 0.35 | 0.46087 | 0.50303 | 0.50674 | 0.48445 | 0.48106 | 0.4804 | 0.46756 | 0.46603 | 0.4603
| Unitary HP_Com, E - Cool | Small Office | Cooling | RET | 0.0042903 | 0.012205 | 0.021473 | 0.025088 | 0.025858 | 0.025822 | 0.025202 | 0.027294 | 0.027546 | 0.026953
| Unitary HP_Com, E - Cool | Small Office | Cooling | REPL | 0.35 | 0.47 | 0.54592 | 0.54723 | 0.53455 | 0.52018 | 0.49871 | 0.56312 | 0.60154 | 0.58858
| Unitary HP_Com, E - Heat | Small Office | Space Heating | NC | 0.35 | 0.46087 | 0.50303 | 0.50674 | 0.48445 | 0.48106 | 0.4804 | 0.46756 | 0.46603 | 0.4603
| Unitary HP_Com, E - Heat | Small Office | Space Heating | RET | 0.0042903 | 0.012205 | 0.021473 | 0.025088 | 0.025858 | 0.025822 | 0.025202 | 0.027294 | 0.027546 | 0.026953
| Unitary HP_Com, E - Heat | Small Office | Space Heating | REPL | 0.35 | 0.47 | 0.54592 | 0.54723 | 0.53455 | 0.52018 | 0.49871 | 0.56312 | 0.60154 | 0.58858
| PTHP_Com, E - Cool | Small Office | Cooling | NC | 0.35 | 0.5405 | 0.63922 | 0.66304 | 0.64089 | 0.63787 | 0.63699 | 0.61996 | 0.61793 | 0.61033
| PTHP_Com, E - Cool | Small Office | Cooling | RET | 0.0020511 | 0.002161 | 0.002753 | 0.0034408 | 0.0038734 | 0.00403 | 0.0040123 | 0.0041757 | 0.0042143 | 0.0041235
| PTHP_Com, E - Cool | Small Office | Cooling | REPL | 0.35 | 0.55826 | 0.71615 | 0.75655 | 0.76598 | 0.76662 | 0.75481 | 0.78539 | 0.79761 | 0.78042
| PTHP_Com, E - Heat | Small Office | Space Heating | NC | 0.35 | 0.5405 | 0.63922 | 0.66304 | 0.64089 | 0.63787 | 0.63699 | 0.61996 | 0.61793 | 0.61033
| PTHP_Com, E - Heat | Small Office | Space Heating | RET | 0.0020511 | 0.002161 | 0.002753 | 0.0034408 | 0.0038734 | 0.00403 | 0.0040123 | 0.0041757 | 0.0042143 | 0.0041235
| PTHP_Com, E - Heat | Small Office | Space Heating | REPL | 0.35 | 0.55826 | 0.71615 | 0.75655 | 0.76598 | 0.76662 | 0.75481 | 0.78539 | 0.79761 | 0.78042
| Minisplit Ductless HP_Com, E - Cool | Small Office | Cooling | RET | 0.023233 | 0.035937 | 0.042626 | 0.042218 | 0.040524 | 0.038918 | 0.036855 | 0.037092 | 0.036827 | 0.035464
| Minisplit Ductless HP_Com, E - Cool | Small Office | Cooling | REPL | 0.175 | 0.25983 | 0.3119 | 0.30513 | 0.28433 | 0.26064 | 0.2338 | 0.22254 | 0.21602 | 0.20297
| Minisplit Ductless HP_Com, E - Heat | Small Office | Space Heating | RET | 0.023233 | 0.035937 | 0.042626 | 0.042218 | 0.040524 | 0.038918 | 0.036855 | 0.037092 | 0.036827 | 0.035464
| Minisplit Ductless HP_Com, E - Heat | Small Office | Space Heating | REPL | 0.175 | 0.25983 | 0.3119 | 0.30513 | 0.28433 | 0.26064 | 0.2338 | 0.22254 | 0.21602 | 0.20297
| Programmable TStat_Com, E - Cool [Building w Elec Heat] | Small Office | Cooling | NC | 0.3 | 0.18391 | 0.086757 | 0 | 0 | 0 | 0 | 0 | 0 | 0
| Programmable TStat_Com, E - Cool [Building w Elec Heat] | Small Office | Cooling | RET | 0.015144 | 0.0073699 | 0 | 0 | 0 | 0 | 0 | 0 | 0 | 0
| Programmable TStat_Com, E - Heat [Building w Elec Heat] | Small Office | Space Heating | NC | 0.3 | 0.18391 | 0.086757 | 0 | 0 | 0 | 0 | 0 | 0 | 0
| Programmable TStat_Com, E - Heat [Building w Elec Heat] | Small Office | Space Heating | RET | 0.015144 | 0.0073699 | 0 | 0 | 0 | 0 | 0 | 0 | 0 | 0
| Programmable TStat_Com, E - Cool [Building w Gas Heat] | Small Office | Cooling | NC | 0.3 | 0.18391 | 0.086757 | 0 | 0 | 0 | 0 | 0 | 0 | 0
| Programmable TStat_Com, E - Cool [Building w Gas Heat] | Small Office | Cooling | RET | 0.019485 | 0.0094826 | 0 | 0 | 0 | 0 | 0 | 0 | 0 | 0
| Programmable TStat_Com, G - Heat [Building w Gas Heat] | Small Office |  | NC | 0.3 | 0.18573 | 0.088084 | 0 | 0 | 0 | 0 | 0 | 0 | 0
| Programmable TStat_Com, G - Heat [Building w Gas Heat] | Small Office |  | RET | 0.019485 | 0.0097302 | 0 | 0 | 0 | 0 | 0 | 0 | 0 | 0
| Programmable TStat_Com, E - Cool [Building w Propane Heat] | Small Office | Cooling | NC | 0.3 | 0.18391 | 0.086757 | 0 | 0 | 0 | 0 | 0 | 0 | 0
| Programmable TStat_Com, E - Cool [Building w Propane Heat] | Small Office | Cooling | RET | 0.018993 | 0.0092433 | 0 | 0 | 0 | 0 | 0 | 0 | 0 | 0
| Programmable TStat_Com, E - Cool [Building w Oil Heat] | Small Office | Cooling | NC | 0.3 | 0.18391 | 0.086757 | 0 | 0 | 0 | 0 | 0 | 0 | 0
| Programmable TStat_Com, E - Cool [Building w Oil Heat] | Small Office | Cooling | RET | 0.015557 | 0.0075708 | 0 | 0 | 0 | 0 | 0 | 0 | 0 | 0
| Programmable TStat_Com, O - Heat [Building w Oil Heat] | Small Office |  | NC | 0.3 | 0.18376 | 0.086742 | 0 | 0 | 0 | 0 | 0 | 0 | 0
| Programmable TStat_Com, O - Heat [Building w Oil Heat] | Small Office |  | RET | 0.015557 | 0.0076862 | 0 | 0 | 0 | 0 | 0 | 0 | 0 | 0
| Smart TStat_Com, E - Cool [Building w Elec Heat] | Small Office | Cooling | NC | 0.05 | 0.18391 | 0.34703 | 0.41104 | 0.4567 | 0.51759 | 0.59071 | 0.57492 | 0.57304 | 0.56599
| Smart TStat_Com, E - Cool [Building w Elec Heat] | Small Office | Cooling | RET | 0.0047516 | 0.0082949 | 0.016382 | 0.021859 | 0.023405 | 0.023898 | 0.023628 | 0.024183 | 0.024406 | 0.023881
| Smart TStat_Com, E - Heat [Building w Elec Heat] | Small Office | Space Heating | NC | 0.05 | 0.18391 | 0.34703 | 0.41104 | 0.4567 | 0.51759 | 0.59071 | 0.57492 | 0.57304 | 0.56599
| Smart TStat_Com, E - Heat [Building w Elec Heat] | Small Office | Space Heating | RET | 0.0047516 | 0.0082949 | 0.016382 | 0.021859 | 0.023405 | 0.023898 | 0.023628 | 0.024183 | 0.024406 | 0.023881
| Smart TStat_Com, E - Cool [Building w Gas Heat] | Small Office | Cooling | NC | 0.05 | 0.18391 | 0.34703 | 0.41104 | 0.4567 | 0.51759 | 0.59071 | 0.57492 | 0.57304 | 0.56599
| Smart TStat_Com, E - Cool [Building w Gas Heat] | Small Office | Cooling | RET | 0.0068584 | 0.011973 | 0.023645 | 0.031551 | 0.033784 | 0.034494 | 0.034105 | 0.034906 | 0.035229 | 0.03447
| Smart TStat_Com, G - Heat [Building w Gas Heat] | Small Office |  | NC | 0.05 | 0.18573 | 0.35234 | 0.41347 | 0.46348 | 0.51343 | 0.5825 | 0.58149 | 0.58234 | 0.5804
| Smart TStat_Com, G - Heat [Building w Gas Heat] | Small Office |  | RET | 0.0068584 | 0.012286 | 0.023167 | 0.031044 | 0.033344 | 0.03397 | 0.034073 | 0.034203 | 0.034403 | 0.034573
| Smart TStat_Com, E - Cool [Building w Propane Heat] | Small Office | Cooling | NC | 0.05 | 0.18391 | 0.34703 | 0.41104 | 0.4567 | 0.51759 | 0.59071 | 0.57492 | 0.57304 | 0.56599
| Smart TStat_Com, E - Cool [Building w Propane Heat] | Small Office | Cooling | RET | 0.0064463 | 0.011253 | 0.022225 | 0.029655 | 0.031753 | 0.032421 | 0.032056 | 0.032808 | 0.033112 | 0.032398
| Smart TStat_Com, E - Cool [Building w Oil Heat] | Small Office | Cooling | NC | 0.05 | 0.18391 | 0.34703 | 0.41104 | 0.4567 | 0.51759 | 0.59071 | 0.57492 | 0.57304 | 0.56599
| Smart TStat_Com, E - Cool [Building w Oil Heat] | Small Office | Cooling | RET | 0.0050162 | 0.0087569 | 0.017294 | 0.023076 | 0.024709 | 0.025229 | 0.024944 | 0.02553 | 0.025766 | 0.025211
| Smart TStat_Com, O - Heat [Building w Oil Heat] | Small Office |  | NC | 0.05 | 0.18376 | 0.34697 | 0.40585 | 0.45178 | 0.49593 | 0.55673 | 0.54929 | 0.54254 | 0.53346
| Smart TStat_Com, O - Heat [Building w Oil Heat] | Small Office |  | RET | 0.0050162 | 0.0088904 | 0.016686 | 0.022287 | 0.023772 | 0.023999 | 0.023819 | 0.02363 | 0.023442 | 0.023241
| Boiler Blowdown Controls_Com, G - Heat | Small Office |  | RET | 0.006368 | 0.012803 | 0.017861 | 0.020048 | 0.020807 | 0.021027 | 0.021091 | 0.021171 | 0.021295 | 0.021401
| Boiler Blowdown Controls_Com, O - Heat | Small Office |  | RET | 0.0061918 | 0.012317 | 0.017102 | 0.019134 | 0.019721 | 0.019749 | 0.019601 | 0.019446 | 0.019291 | 0.019125
| Boiler Modifications_Com, G - Heat | Small Office |  | RET | 0.010864 | 0.021843 | 0.030471 | 0.034202 | 0.035497 | 0.035872 | 0.035982 | 0.036118 | 0.03633 | 0.03651
| Boiler Modifications_Com, O - Heat | Small Office |  | RET | 0.012476 | 0.024819 | 0.034461 | 0.038555 | 0.039737 | 0.039793 | 0.039495 | 0.039183 | 0.038871 | 0.038538
| Boilers_Com, G - Heat | Small Office |  | NC | 0.35 | 0.41511 | 0.43402 | 0.42621 | 0.40814 | 0.39615 | 0.39327 | 0.39258 | 0.39316 | 0.39185
| Boilers_Com, G - Heat | Small Office |  | RET | 0.007889 | 0.017039 | 0.022978 | 0.024576 | 0.024633 | 0.024186 | 0.023793 | 0.023423 | 0.023106 | 0.022773
| Boilers_Com, G - Heat | Small Office |  | REPL | 0.35 | 0.42655 | 0.44963 | 0.44504 | 0.43297 | 0.4205 | 0.40909 | 0.39789 | 0.38739 | 0.37643
| Boilers_Com, O - Heat | Small Office |  | NC | 0.35 | 0.54962 | 0.65689 | 0.67545 | 0.65492 | 0.6317 | 0.6205 | 0.6122 | 0.60468 | 0.59456
| Boilers_Com, O - Heat | Small Office |  | RET | 0.013577 | 0.028866 | 0.038312 | 0.040217 | 0.039358 | 0.037633 | 0.036 | 0.034423 | 0.032914 | 0.031451
| Boilers_Com, O - Heat | Small Office |  | REPL | 0.35 | 0.55431 | 0.65551 | 0.66458 | 0.63884 | 0.60037 | 0.56138 | 0.52273 | 0.48462 | 0.44681
| Furnace_Com, G - Heat | Small Office |  | NC | 0.35 | 0.45744 | 0.49809 | 0.4958 | 0.47763 | 0.4636 | 0.46022 | 0.45942 | 0.46009 | 0.45856
| Furnace_Com, G - Heat | Small Office |  | RET | 0.008116 | 0.017544 | 0.023704 | 0.025418 | 0.02555 | 0.02516 | 0.024822 | 0.024508 | 0.024246 | 0.023967
| Furnace_Com, G - Heat | Small Office |  | REPL | 0.35 | 0.4697 | 0.51524 | 0.51652 | 0.50506 | 0.49004 | 0.47625 | 0.4627 | 0.44997 | 0.43669
| Furnace_Com, O - Heat | Small Office |  | NC | 0.35 | 0.52962 | 0.62007 | 0.63258 | 0.61179 | 0.58945 | 0.579 | 0.57125 | 0.56424 | 0.55479
| Furnace_Com, O - Heat | Small Office |  | RET | 0.0096258 | 0.02051 | 0.027354 | 0.028907 | 0.028499 | 0.027457 | 0.026464 | 0.025496 | 0.024563 | 0.023649
| Furnace_Com, O - Heat | Small Office |  | REPL | 0.35 | 0.54114 | 0.63516 | 0.64889 | 0.63306 | 0.60569 | 0.57833 | 0.55113 | 0.52429 | 0.49753
| Unit Heater_Com, G - Heat | Small Office |  | NC | 0.35 | 0.49403 | 0.55758 | 0.56205 | 0.54452 | 0.52852 | 0.52467 | 0.52376 | 0.52452 | 0.52278
| Unit Heater_Com, G - Heat | Small Office |  | RET | 0.0091336 | 0.019699 | 0.02648 | 0.028198 | 0.028129 | 0.027483 | 0.026903 | 0.026354 | 0.027122 | 0.027858
| Unit Heater_Com, G - Heat | Small Office |  | REPL | 0.35 | 0.50559 | 0.57299 | 0.57948 | 0.56747 | 0.54817 | 0.53022 | 0.51254 | 0.52239 | 0.53187
| Energy Recovery Ventilator_Com, G - Heat | Small Office |  | NC | 0.2 | 0.29912 | 0.36995 | 0.39694 | 0.39715 | 0.39284 | 0.39206 | 0.39137 | 0.39194 | 0.39064
| Energy Recovery Ventilator_Com, G - Heat | Small Office |  | RET | 0.0069229 | 0.016432 | 0.025832 | 0.030268 | 0.031294 | 0.031001 | 0.030224 | 0.030596 | 0.031027 | 0.031427
| Energy Recovery Ventilator_Com, G - Heat | Small Office |  | REPL | 0.2 | 0.30786 | 0.3827 | 0.41111 | 0.41421 | 0.4058 | 0.39254 | 0.39341 | 0.39508 | 0.39642
| Energy Recovery Ventilator_Com, O - Heat | Small Office |  | NC | 0.2 | 0.32868 | 0.43853 | 0.49103 | 0.49842 | 0.49295 | 0.48959 | 0.48312 | 0.47719 | 0.4692
| Energy Recovery Ventilator_Com, O - Heat | Small Office |  | RET | 0.0090468 | 0.021207 | 0.033038 | 0.038314 | 0.039002 | 0.037937 | 0.036257 | 0.036008 | 0.035757 | 0.035485
| Energy Recovery Ventilator_Com, O - Heat | Small Office |  | REPL | 0.2 | 0.33579 | 0.44634 | 0.49468 | 0.49898 | 0.4816 | 0.4561 | 0.44547 | 0.43488 | 0.42417
| Forced Air Heating Maintenance_Com, G - Heat | Small Office |  | RET | 0.0044163 | 0.0084541 | 0.0114 | 0.012606 | 0.013016 | 0.013124 | 0.013164 | 0.013214 | 0.013292 | 0.013358
| Forced Air Heating Maintenance_Com, O - Heat | Small Office |  | RET | 0.005325 | 0.010086 | 0.013536 | 0.01492 | 0.015299 | 0.015286 | 0.015171 | 0.015051 | 0.014931 | 0.014803
| Infrared Heater_Com, G - Heat | Small Office |  | NC | 0.05 | 0.17279 | 0.37976 | 0.55623 | 0.62662 | 0.64236 | 0.64847 | 0.64749 | 0.64844 | 0.64629
| Infrared Heater_Com, G - Heat | Small Office |  | RET | 0.010032 | 0.026554 | 0.041447 | 0.047336 | 0.048859 | 0.048938 | 0.048875 | 0.048848 | 0.050323 | 0.050572
| Infrared Heater_Com, G - Heat | Small Office |  | REPL | 0.05 | 0.17544 | 0.3811 | 0.5481 | 0.60876 | 0.60406 | 0.5762 | 0.53842 | 0.64531 | 0.75277
| Steam Trap Maintenance_Com, G - Heat | Small Office |  | RET | 0.022298 | 0.036808 | 0.042751 | 0.04407 | 0.044157 | 0.044177 | 0.044312 | 0.04448 | 0.04474 | 0.044962
| Steam Trap Maintenance_Com, O - Heat | Small Office |  | RET | 0.024965 | 0.040775 | 0.047136 | 0.048433 | 0.048191 | 0.047776 | 0.047418 | 0.047043 | 0.046669 | 0.046268
| Windows_Com, E - Cool [Building w Elec Heat] | Small Office | Cooling | NC | 0.25 | 0.26791 | 0.27301 | 0.2703 | 0.25772 | 0.25592 | 0.25556 | 0.24873 | 0.24792 | 0.24487
| Windows_Com, E - Heat [Building w Elec Heat] | Small Office | Space Heating | NC | 0.25 | 0.26791 | 0.27301 | 0.2703 | 0.25772 | 0.25592 | 0.25556 | 0.24873 | 0.24792 | 0.24487
| Windows_Com, E - Cool [Building w Gas Heat] | Small Office | Cooling | NC | 0.25 | 0.2705 | 0.27689 | 0.27466 | 0.2622 | 0.26037 | 0.26001 | 0.25306 | 0.25223 | 0.24913
| Windows_Com, G - Heat [Building w Gas Heat] | Small Office |  | NC | 0.25 | 0.27317 | 0.28113 | 0.27628 | 0.2661 | 0.25828 | 0.2564 | 0.25595 | 0.25632 | 0.25547
| Windows_Com, E - Cool [Building w Oil Heat] | Small Office | Cooling | NC | 0.25 | 0.27853 | 0.28915 | 0.28853 | 0.27629 | 0.27461 | 0.27423 | 0.26689 | 0.26602 | 0.26275
| Windows_Com, O - Heat [Building w Oil Heat] | Small Office |  | NC | 0.25 | 0.27831 | 0.2891 | 0.28488 | 0.27332 | 0.26312 | 0.25845 | 0.255 | 0.25186 | 0.24765
| Windows_Com, E - Cool [Building w Propane Heat] | Small Office | Cooling | NC | 0.25 | 0.27285 | 0.28045 | 0.27866 | 0.26633 | 0.26447 | 0.26411 | 0.25704 | 0.25621 | 0.25305
| Window Film_Com, E - Cool [Building w Elec Heat] | Small Office | Cooling | RET | 0.0037706 | 0.0097348 | 0.01595 | 0.018205 | 0.01881 | 0.018964 | 0.01875 | 0.01919 | 0.019368 | 0.01895
| Window Film_Com, E - Heat [Building w Elec Heat] | Small Office | Space Heating | RET | 0.0037706 | 0.0097348 | 0.01595 | 0.018205 | 0.01881 | 0.018964 | 0.01875 | 0.01919 | 0.019368 | 0.01895
| Window Film_Com, E - Cool [Building w Gas Heat] | Small Office | Cooling | RET | 0.0039047 | 0.010081 | 0.016518 | 0.018853 | 0.019479 | 0.019639 | 0.019417 | 0.019873 | 0.020057 | 0.019625
| Window Film_Com, G - Heat [Building w Gas Heat] | Small Office |  | RET | 0.0039047 | 0.010344 | 0.016183 | 0.018549 | 0.019226 | 0.01934 | 0.019399 | 0.019473 | 0.019587 | 0.019684
| Window Film_Com, E - Cool [Building w Oil Heat] | Small Office | Cooling | RET | 0.0037329 | 0.0096375 | 0.015791 | 0.018023 | 0.018622 | 0.018774 | 0.018563 | 0.018998 | 0.019174 | 0.018761
| Window Film_Com, O - Heat [Building w Oil Heat] | Small Office |  | RET | 0.0037329 | 0.0097844 | 0.015235 | 0.017406 | 0.017916 | 0.017859 | 0.017725 | 0.017585 | 0.017445 | 0.017295
| Window Film_Com, E - Cool [Building w Propane Heat] | Small Office | Cooling | RET | 0.0038552 | 0.0099532 | 0.016308 | 0.018613 | 0.019232 | 0.019389 | 0.019171 | 0.019621 | 0.019802 | 0.019376
| Motors and Fans_Com, E - Vent | Small Office | Ventilation | NC | 0.4 | 0.42225 | 0.49705 | 0.52474 | 0.53778 | 0.53402 | 0.53328 | 0.51902 | 0.51733 | 0.51096
| Motors and Fans_Com, E - Vent | Small Office | Ventilation | RET | 0.019833 | 0.027331 | 0.031108 | 0.030667 | 0.029587 | 0.028695 | 0.027444 | 0.027243 | 0.026671 | 0.025316
| Motors and Fans_Com, E - Vent | Small Office | Ventilation | REPL | 0.4 | 0.41676 | 0.51564 | 0.53638 | 0.55653 | 0.53641 | 0.50899 | 0.50054 | 0.48458 | 0.454
| ECM Furnace Motors_Com, E - Vent | Small Office | Ventilation | RET | 0.024243 | 0.038308 | 0.047051 | 0.048551 | 0.048642 | 0.048772 | 0.048222 | 0.049354 | 0.049811 | 0.048737
| VFD on HVAC System_Com, E - Vent | Small Office | Ventilation | RET | 0.024842 | 0.039254 | 0.048213 | 0.04975 | 0.049843 | 0.049976 | 0.049413 | 0.050573 | 0.051041 | 0.049941
| Kitchen DCV_Com, E - Vent [Building w Elec Heat] | Small Office | Ventilation | NC | 0.1 | 0.21201 | 0.35544 | 0.47352 | 0.52307 | 0.55536 | 0.56989 | 0.56065 | 0.55882 | 0.55194
| Kitchen DCV_Com, E - Vent [Building w Elec Heat] | Small Office | Ventilation | RET | 0.0050152 | 0.014967 | 0.030734 | 0.040831 | 0.043923 | 0.043706 | 0.04161 | 0.041394 | 0.04063 | 0.038685
| Kitchen DCV_Com, E - Vent [Building w Elec Heat] | Small Office | Ventilation | REPL | 0.1 | 0.21542 | 0.38049 | 0.49483 | 0.5445 | 0.54996 | 0.5241 | 0.51748 | 0.49731 | 0.46218
| Kitchen DCV_Com, E - Heat [Building w Elec Heat] | Small Office | Space Heating | NC | 0.1 | 0.21201 | 0.35544 | 0.47352 | 0.52307 | 0.55536 | 0.56989 | 0.56065 | 0.55882 | 0.55194
| Kitchen DCV_Com, E - Heat [Building w Elec Heat] | Small Office | Space Heating | RET | 0.0050152 | 0.014967 | 0.030734 | 0.040831 | 0.043923 | 0.043706 | 0.04161 | 0.041394 | 0.04063 | 0.038685
| Kitchen DCV_Com, E - Heat [Building w Elec Heat] | Small Office | Space Heating | REPL | 0.1 | 0.21542 | 0.38049 | 0.49483 | 0.5445 | 0.54996 | 0.5241 | 0.51748 | 0.49731 | 0.46218
| Kitchen DCV_Com, E - Vent [Building w Gas Heat] | Small Office | Ventilation | NC | 0.1 | 0.21201 | 0.35544 | 0.47352 | 0.52308 | 0.55536 | 0.56989 | 0.56065 | 0.55882 | 0.55195
| Kitchen DCV_Com, E - Vent [Building w Gas Heat] | Small Office | Ventilation | RET | 0.0050152 | 0.014967 | 0.030734 | 0.040831 | 0.043923 | 0.043706 | 0.04161 | 0.041394 | 0.04063 | 0.038685
| Kitchen DCV_Com, E - Vent [Building w Gas Heat] | Small Office | Ventilation | REPL | 0.1 | 0.21542 | 0.38049 | 0.49484 | 0.5445 | 0.54996 | 0.52411 | 0.51749 | 0.49732 | 0.46218
| Kitchen DCV_Com, G - Heat [Building w Gas Heat] | Small Office |  | NC | 0.1 | 0.2141 | 0.36088 | 0.47631 | 0.53084 | 0.5509 | 0.56197 | 0.56706 | 0.56789 | 0.566
| Kitchen DCV_Com, G - Heat [Building w Gas Heat] | Small Office |  | RET | 0.0050152 | 0.015357 | 0.030112 | 0.040174 | 0.043352 | 0.043042 | 0.041571 | 0.040561 | 0.039678 | 0.038801
| Kitchen DCV_Com, G - Heat [Building w Gas Heat] | Small Office |  | REPL | 0.1 | 0.22104 | 0.37279 | 0.48688 | 0.53742 | 0.5416 | 0.52362 | 0.50706 | 0.48566 | 0.46357
| Kitchen DCV_Com, E - Vent [Building w Oil Heat] | Small Office | Ventilation | NC | 0.1 | 0.21202 | 0.35547 | 0.47357 | 0.52315 | 0.55545 | 0.56998 | 0.56074 | 0.55891 | 0.55203
| Kitchen DCV_Com, E - Vent [Building w Oil Heat] | Small Office | Ventilation | RET | 0.0050161 | 0.014969 | 0.030739 | 0.040837 | 0.04393 | 0.043712 | 0.041615 | 0.0414 | 0.040635 | 0.038689
| Kitchen DCV_Com, E - Vent [Building w Oil Heat] | Small Office | Ventilation | REPL | 0.1 | 0.21542 | 0.38052 | 0.49489 | 0.54456 | 0.55002 | 0.52416 | 0.51753 | 0.49736 | 0.46221
| Kitchen DCV_Com, O - Heat [Building w Oil Heat] | Small Office |  | NC | 0.1 | 0.21185 | 0.35541 | 0.46759 | 0.51752 | 0.53221 | 0.53719 | 0.53574 | 0.52916 | 0.5203
| Kitchen DCV_Com, O - Heat [Building w Oil Heat] | Small Office |  | RET | 0.0050161 | 0.015197 | 0.029658 | 0.03944 | 0.042264 | 0.041581 | 0.039737 | 0.038319 | 0.03697 | 0.035667
| Kitchen DCV_Com, O - Heat [Building w Oil Heat] | Small Office |  | REPL | 0.1 | 0.21871 | 0.36714 | 0.47795 | 0.52392 | 0.5232 | 0.50051 | 0.47903 | 0.4525 | 0.4261
| Kitchen DCV_Com, E - Vent [Building w Propane Heat] | Small Office | Ventilation | NC | 0.1 | 0.21166 | 0.35431 | 0.47143 | 0.52038 | 0.5523 | 0.56666 | 0.55742 | 0.55561 | 0.54877
| Kitchen DCV_Com, E - Vent [Building w Propane Heat] | Small Office | Ventilation | RET | 0.0049863 | 0.014881 | 0.03056 | 0.040607 | 0.043692 | 0.043488 | 0.041414 | 0.04121 | 0.040459 | 0.038531
| Kitchen DCV_Com, E - Vent [Building w Propane Heat] | Small Office | Ventilation | REPL | 0.1 | 0.21509 | 0.3794 | 0.49294 | 0.54221 | 0.54767 | 0.5221 | 0.5157 | 0.49587 | 0.46111
| Duct Sealing Regulated_Com, E - Vent [Building w Elec Heat] | Small Office | Ventilation | RET | 0.0077487 | 0.01803 | 0.03011 | 0.035937 | 0.038069 | 0.038918 | 0.038532 | 0.039437 | 0.039802 | 0.038944
| Duct Sealing Regulated_Com, E - Heat [Building w Elec Heat] | Small Office | Space Heating | RET | 0.0077487 | 0.01803 | 0.03011 | 0.035937 | 0.038069 | 0.038918 | 0.038532 | 0.039437 | 0.039802 | 0.038944
| Duct Sealing Regulated_Com, E - Cool [Building w Elec Heat] | Small Office | Cooling | RET | 0.0077487 | 0.01803 | 0.03011 | 0.035937 | 0.038069 | 0.038918 | 0.038532 | 0.039437 | 0.039802 | 0.038944
| Duct Sealing Regulated_Com, E - Vent [Building w Gas Heat] | Small Office | Ventilation | RET | 0.0084965 | 0.01977 | 0.033016 | 0.039405 | 0.041743 | 0.042674 | 0.042251 | 0.043243 | 0.043643 | 0.042703
| Duct Sealing Regulated_Com, G - Heat [Building w Gas Heat] | Small Office |  | RET | 0.0084965 | 0.020286 | 0.032347 | 0.038771 | 0.0412 | 0.042025 | 0.042212 | 0.042372 | 0.04262 | 0.042831
| Duct Sealing Regulated_Com, E - Cool [Building w Gas Heat] | Small Office | Cooling | RET | 0.0084965 | 0.01977 | 0.033016 | 0.039405 | 0.041743 | 0.042674 | 0.042251 | 0.043243 | 0.043643 | 0.042703
| Duct Sealing Non Regulated_Com, E - Vent [Building w Oil Heat] | Small Office | Ventilation | RET | 0.0082972 | 0.019306 | 0.032241 | 0.038481 | 0.040764 | 0.041673 | 0.04126 | 0.042229 | 0.042619 | 0.041701
| Duct Sealing Non Regulated_Com, O - Heat [Building w Oil Heat] | Small Office |  | RET | 0.0082972 | 0.019601 | 0.031107 | 0.037164 | 0.039218 | 0.039641 | 0.039398 | 0.039087 | 0.038776 | 0.038443
| Duct Sealing Non Regulated_Com, E - Cool [Building w Oil Heat] | Small Office | Cooling | RET | 0.0082972 | 0.019306 | 0.032241 | 0.038481 | 0.040764 | 0.041673 | 0.04126 | 0.042229 | 0.042619 | 0.041701
| Duct Sealing Non Regulated_Com, E - Vent [Building w Propane Heat] | Small Office | Ventilation | RET | 0.0086103 | 0.020035 | 0.033458 | 0.039933 | 0.042302 | 0.043245 | 0.042817 | 0.043822 | 0.044227 | 0.043274
| Duct Sealing Non Regulated_Com, E - Cool [Building w Propane Heat] | Small Office | Cooling | RET | 0.0086103 | 0.020035 | 0.033458 | 0.039933 | 0.042302 | 0.043245 | 0.042817 | 0.043822 | 0.044227 | 0.043274
| Power Strip_Com, E - Plug [Tier 1] | Small Office | Plug Loads | NC | 0.25 | 0.18767 | 0.13556 | 0.13118 | 0.1241 | 0.12323 | 0.12306 | 0.11977 | 0.12059 | 0.12031
| Power Strip_Com, E - Plug [Tier 1] | Small Office | Plug Loads | RET | 0.0098003 | 0.0085039 | 0.0078513 | 0.0067431 | 0.0058033 | 0.0048978 | 0.0038987 | 0.0029927 | 0.0020136 | 0.0009851
| Power Strip_Com, E - Plug [Tier 1] | Small Office | Plug Loads | REPL | 0.25 | 0.19104 | 0.14889 | 0.14622 | 0.14691 | 0.1489 | 0.14894 | 0.15268 | 0.1541 | 0.15078
| Power Strip_Com, E - Plug [Tier 2] | Small Office | Plug Loads | NC | 0 | 0.02815 | 0.090372 | 0.26237 | 0.33094 | 0.32863 | 0.32817 | 0.3194 | 0.32157 | 0.32082
| Power Strip_Com, E - Plug [Tier 2] | Small Office | Plug Loads | RET | 0 | 0.00076068 | 0.0015925 | 0.0023589 | 0.0031361 | 0.0039306 | 0.0046636 | 0.0055686 | 0.006423 | 0.0070702
| Power Strip_Com, E - Plug [Tier 2] | Small Office | Plug Loads | REPL | 0 | 0.029177 | 0.10172 | 0.3011 | 0.40128 | 0.40235 | 0.39782 | 0.40716 | 0.41092 | 0.40207
| Computer Power Management_Com, E - Plug | Small Office | Plug Loads | RET | 0.0046766 | 0.016191 | 0.033655 | 0.043072 | 0.046098 | 0.047042 | 0.046511 | 0.047603 | 0.048043 | 0.047008
| Vending Machine Controls_Com, E - Plug [Non-Refrigerated] | Small Office | Plug Loads | RET | 0.0037603 | 0.013019 | 0.027061 | 0.034632 | 0.037066 | 0.037824 | 0.037398 | 0.038276 | 0.03863 | 0.037798
| Vending Machine Controls_Com, E - Plug [Refrigerated] | Small Office | Plug Loads | RET | 0.0050145 | 0.017361 | 0.036086 | 0.046183 | 0.049429 | 0.05044 | 0.049872 | 0.051042 | 0.051514 | 0.050405
| ES Refrigerator and Freezer_Com, E - Refr | Small Office | Refrigeration | NC | 0.2 | 0.39773 | 0.55473 | 0.6173 | 0.61101 | 0.61455 | 0.6137 | 0.59729 | 0.59534 | 0.58802
| ES Refrigerator and Freezer_Com, E - Refr | Small Office | Refrigeration | REPL | 0.2 | 0.41256 | 0.62586 | 0.71177 | 0.74088 | 0.75242 | 0.74394 | 0.76141 | 0.76845 | 0.75189
| Anti Sweat Heat Control_Com, E - Refr | Small Office | Refrigeration | NC | 0.2 | 0.32236 | 0.42285 | 0.47481 | 0.47881 | 0.48795 | 0.49213 | 0.47897 | 0.47741 | 0.47153
| Anti Sweat Heat Control_Com, E - Refr | Small Office | Refrigeration | RET | 0.0085692 | 0.022124 | 0.036249 | 0.041373 | 0.042748 | 0.043098 | 0.042612 | 0.043613 | 0.044016 | 0.043068
| ECM Comp Cond Fan Motor_Com, E - Refr | Small Office | Refrigeration | NC | 0.15 | 0.27953 | 0.41546 | 0.50545 | 0.53058 | 0.55022 | 0.55907 | 0.54645 | 0.54467 | 0.53797
| ECM Comp Cond Fan Motor_Com, E - Refr | Small Office | Refrigeration | RET | 0.010032 | 0.025811 | 0.041899 | 0.04713 | 0.047883 | 0.047438 | 0.046086 | 0.051059 | 0.051531 | 0.050421
| ECM Comp Cond Fan Motor_Com, E - Refr | Small Office | Refrigeration | REPL | 0.15 | 0.27933 | 0.43205 | 0.5092 | 0.53001 | 0.52118 | 0.49033 | 0.57005 | 0.64199 | 0.68789
| Evap Fan Motor Replacement_Com, E - Refr | Small Office | Refrigeration | NC | 0.15 | 0.27056 | 0.39043 | 0.46551 | 0.48355 | 0.49911 | 0.50617 | 0.49413 | 0.49252 | 0.48646
| Evap Fan Motor Replacement_Com, E - Refr | Small Office | Refrigeration | RET | 0.0096365 | 0.024648 | 0.039387 | 0.04322 | 0.042666 | 0.041026 | 0.038676 | 0.038117 | 0.037058 | 0.034943
| Evap Fan Motor Replacement_Com, E - Refr | Small Office | Refrigeration | REPL | 0.15 | 0.27077 | 0.40738 | 0.47164 | 0.4871 | 0.47822 | 0.45062 | 0.43706 | 0.41533 | 0.38117
| Evap Fan Speed Controls_Com, E - Refr | Small Office | Refrigeration | NC | 0.15 | 0.2791 | 0.41422 | 0.50344 | 0.52819 | 0.5476 | 0.55636 | 0.54377 | 0.542 | 0.53533
| Evap Fan Speed Controls_Com, E - Refr | Small Office | Refrigeration | RET | 0.0099586 | 0.025711 | 0.042126 | 0.048082 | 0.049679 | 0.050086 | 0.049521 | 0.050684 | 0.051153 | 0.050051
| LowHeat NoHeat Doors_Com, E - Refr | Small Office | Refrigeration | NC | 0.15 | 0.28108 | 0.41987 | 0.51263 | 0.53912 | 0.55954 | 0.56874 | 0.55603 | 0.55421 | 0.54739
| LowHeat NoHeat Doors_Com, E - Refr | Small Office | Refrigeration | RET | 0.0099477 | 0.025683 | 0.04208 | 0.048029 | 0.049625 | 0.050031 | 0.049467 | 0.050629 | 0.051097 | 0.049996
| Refrigerated Vending Machine_Com, E - Refr | Small Office | Refrigeration | NC | 0.15 | 0.27044 | 0.39008 | 0.46497 | 0.48291 | 0.49842 | 0.50546 | 0.49343 | 0.49182 | 0.48576
| Refrigerated Vending Machine_Com, E - Refr | Small Office | Refrigeration | REPL | 0.15 | 0.28052 | 0.44011 | 0.53612 | 0.58555 | 0.61024 | 0.61273 | 0.629 | 0.63482 | 0.62114
| Walk In Refrigeration_Com, E - Refr | Small Office | Refrigeration | NC | 0.15 | 0.2818 | 0.42194 | 0.516 | 0.54315 | 0.56394 | 0.5733 | 0.56055 | 0.55872 | 0.55184
| Refrigeration Tune Up_Com, E - Refr | Small Office | Refrigeration | RET | 0.010031 | 0.025898 | 0.042433 | 0.048431 | 0.05004 | 0.05045 | 0.049882 | 0.051053 | 0.051525 | 0.050415
| ES Ice Machine_Com, E - Refr | Small Office | Refrigeration | NC | 0.35 | 0.47745 | 0.55544 | 0.58431 | 0.57206 | 0.57586 | 0.57614 | 0.56073 | 0.55891 | 0.55203
| ES Ice Machine_Com, E - Refr | Small Office | Refrigeration | REPL | 0.35 | 0.49526 | 0.62667 | 0.67373 | 0.69365 | 0.70506 | 0.69841 | 0.7148 | 0.72141 | 0.70587
| Walk In Cooler Retroft_Com, E - Refr | Small Office | Refrigeration | RET | 0.009988 | 0.025787 | 0.04225 | 0.048223 | 0.049825 | 0.050234 | 0.049667 | 0.050833 | 0.051303 | 0.050198
| Door Gasket Replacement_Com, E - Refr | Small Office | Refrigeration | RET | 0.010032 | 0.028419 | 0.044394 | 0.049155 | 0.05027 | 0.050456 | 0.049888 | 0.051059 | 0.051531 | 0.050421
| EnergyStar Dehumidifier_Com, E - Appl | Small Office | Appliances | NC | 0.4 | 0.6459 | 0.73341 | 0.73967 | 0.70346 | 0.69854 | 0.69758 | 0.67893 | 0.67671 | 0.66838
| EnergyStar Dehumidifier_Com, E - Appl | Small Office | Appliances | REPL | 0.4 | 0.66999 | 0.82746 | 0.85287 | 0.85297 | 0.85526 | 0.84562 | 0.86547 | 0.87347 | 0.85465
| Clothes Washer Elec WH_Com, E - Appl [unit w/ elec dry - Washer] | Small Office | Appliances | NC | 0.4 | 0.60991 | 0.6326 | 0.65592 | 0.62051 | 0.61617 | 0.61532 | 0.60492 | 0.60904 | 0.60762
| Clothes Washer Elec WH_Com, E - Appl [unit w/ elec dry - Washer] | Small Office | Appliances | REPL | 0.4 | 0.63266 | 0.71373 | 0.7563 | 0.7524 | 0.75441 | 0.74591 | 0.76342 | 0.77048 | 0.75388
| Clothes Washer Elec WH_Com, E - Appl [unit w/ elec dry - Dryer] | Small Office | Appliances | NC | 0.4 | 0.60991 | 0.6326 | 0.65592 | 0.62051 | 0.61617 | 0.61532 | 0.60492 | 0.60904 | 0.60762
| Clothes Washer Elec WH_Com, E - Appl [unit w/ elec dry - Dryer] | Small Office | Appliances | REPL | 0.4 | 0.63266 | 0.71373 | 0.7563 | 0.7524 | 0.75441 | 0.74591 | 0.76342 | 0.77048 | 0.75388
| Clothes Washer Elec WH_Com, E - HWat [unit w/ elec dry - Water Heater] | Small Office | Water Heating | NC | 0.4 | 0.60991 | 0.6326 | 0.65592 | 0.62051 | 0.61617 | 0.61532 | 0.60492 | 0.60904 | 0.60762
| Clothes Washer Elec WH_Com, E - HWat [unit w/ elec dry - Water Heater] | Small Office | Water Heating | REPL | 0.4 | 0.63266 | 0.71373 | 0.7563 | 0.7524 | 0.75441 | 0.74591 | 0.76342 | 0.77048 | 0.75388
| Clothes Washer Elec WH_Com, E - Appl [unit w/ gas dry - Washer] | Small Office | Appliances | NC | 0.4 | 0.60991 | 0.6326 | 0.65592 | 0.62051 | 0.61617 | 0.61532 | 0.60492 | 0.60904 | 0.60762
| Clothes Washer Elec WH_Com, E - Appl [unit w/ gas dry - Washer] | Small Office | Appliances | REPL | 0.4 | 0.63266 | 0.71373 | 0.7563 | 0.7524 | 0.75441 | 0.74591 | 0.76342 | 0.77048 | 0.75388
| Clothes Washer Elec WH_Com, G - Oth [unit w/ gas dry - Dryer] | Small Office |  | NC | 0.4 | 0.61594 | 0.64228 | 0.6598 | 0.62973 | 0.61122 | 0.60677 | 0.61183 | 0.61892 | 0.62309
| Clothes Washer Elec WH_Com, G - Oth [unit w/ gas dry - Dryer] | Small Office |  | REPL | 0.4 | 0.64917 | 0.69928 | 0.74413 | 0.74261 | 0.74295 | 0.74522 | 0.74804 | 0.75242 | 0.75615
| Clothes Washer Elec WH_Com, E - HWat [unit w/ gas dry - Water Heater] | Small Office | Water Heating | NC | 0.4 | 0.60991 | 0.6326 | 0.65592 | 0.62051 | 0.61617 | 0.61532 | 0.60492 | 0.60904 | 0.60762
| Clothes Washer Elec WH_Com, E - HWat [unit w/ gas dry - Water Heater] | Small Office | Water Heating | REPL | 0.4 | 0.63266 | 0.71373 | 0.7563 | 0.7524 | 0.75441 | 0.74591 | 0.76342 | 0.77048 | 0.75388
| Clothes Washer Elec WH_Com, E - Appl [unit w/ propane dry - Washer] | Small Office | Appliances | NC | 0.4 | 0.60991 | 0.6326 | 0.65592 | 0.62051 | 0.61617 | 0.61532 | 0.60492 | 0.60904 | 0.60762
| Clothes Washer Elec WH_Com, E - Appl [unit w/ propane dry - Washer] | Small Office | Appliances | REPL | 0.4 | 0.63266 | 0.71373 | 0.7563 | 0.7524 | 0.75441 | 0.74591 | 0.76342 | 0.77048 | 0.75388
| Clothes Washer Elec WH_Com, E - HWat [unit w/ propane dry - Water Heater] | Small Office | Water Heating | NC | 0.4 | 0.60991 | 0.6326 | 0.65592 | 0.62051 | 0.61617 | 0.61532 | 0.60492 | 0.60904 | 0.60762
| Clothes Washer Elec WH_Com, E - HWat [unit w/ propane dry - Water Heater] | Small Office | Water Heating | REPL | 0.4 | 0.63266 | 0.71373 | 0.7563 | 0.7524 | 0.75441 | 0.74591 | 0.76342 | 0.77048 | 0.75388
| Clothes Washer Gas WH_Com, E - Appl [unit w/ elec dry - Washer] | Small Office | Appliances | NC | 0.4 | 0.60991 | 0.6326 | 0.65592 | 0.62051 | 0.61617 | 0.61532 | 0.60492 | 0.60904 | 0.60762
| Clothes Washer Gas WH_Com, E - Appl [unit w/ elec dry - Washer] | Small Office | Appliances | REPL | 0.4 | 0.63266 | 0.71373 | 0.7563 | 0.7524 | 0.75441 | 0.74591 | 0.76342 | 0.77048 | 0.75388
| Clothes Washer Gas WH_Com, E - Appl [unit w/ elec dry - Dryer] | Small Office | Appliances | NC | 0.4 | 0.60991 | 0.6326 | 0.65592 | 0.62051 | 0.61617 | 0.61532 | 0.60492 | 0.60904 | 0.60762
| Clothes Washer Gas WH_Com, E - Appl [unit w/ elec dry - Dryer] | Small Office | Appliances | REPL | 0.4 | 0.63266 | 0.71373 | 0.7563 | 0.7524 | 0.75441 | 0.74591 | 0.76342 | 0.77048 | 0.75388
| Clothes Washer Gas WH_Com, G - HWat [unit w/ elec dry - Water Heater] | Small Office |  | NC | 0.4 | 0.61594 | 0.64228 | 0.6598 | 0.62973 | 0.61122 | 0.60677 | 0.61183 | 0.61892 | 0.62309
| Clothes Washer Gas WH_Com, G - HWat [unit w/ elec dry - Water Heater] | Small Office |  | REPL | 0.4 | 0.64917 | 0.69928 | 0.74413 | 0.74261 | 0.74295 | 0.74522 | 0.74804 | 0.75242 | 0.75615
| Clothes Washer Gas WH_Com, E - Appl [unit w/ gas dry - Washer] | Small Office | Appliances | NC | 0.4 | 0.60991 | 0.6326 | 0.65592 | 0.62051 | 0.61617 | 0.61532 | 0.60492 | 0.60904 | 0.60762
| Clothes Washer Gas WH_Com, E - Appl [unit w/ gas dry - Washer] | Small Office | Appliances | REPL | 0.4 | 0.63266 | 0.71373 | 0.7563 | 0.7524 | 0.75441 | 0.74591 | 0.76342 | 0.77048 | 0.75388
| Clothes Washer Gas WH_Com, G - Oth [unit w/ gas dry - Dryer] | Small Office |  | NC | 0.4 | 0.61594 | 0.64228 | 0.6598 | 0.62973 | 0.61122 | 0.60677 | 0.61183 | 0.61892 | 0.62309
| Clothes Washer Gas WH_Com, G - Oth [unit w/ gas dry - Dryer] | Small Office |  | REPL | 0.4 | 0.64917 | 0.69928 | 0.74413 | 0.74261 | 0.74295 | 0.74522 | 0.74804 | 0.75242 | 0.75615
| Clothes Washer Gas WH_Com, G - HWat [unit w/ gas dry - Water Heater] | Small Office |  | NC | 0.4 | 0.61594 | 0.64228 | 0.6598 | 0.62973 | 0.61122 | 0.60677 | 0.61183 | 0.61892 | 0.62309
| Clothes Washer Gas WH_Com, G - HWat [unit w/ gas dry - Water Heater] | Small Office |  | REPL | 0.4 | 0.64917 | 0.69928 | 0.74413 | 0.74261 | 0.74295 | 0.74522 | 0.74804 | 0.75242 | 0.75615
| Clothes Washer Gas WH_Com, E - Appl [unit w/ propane dry - Washer] | Small Office | Appliances | NC | 0.4 | 0.60991 | 0.6326 | 0.65592 | 0.62051 | 0.61617 | 0.61532 | 0.60492 | 0.60904 | 0.60762
| Clothes Washer Gas WH_Com, E - Appl [unit w/ propane dry - Washer] | Small Office | Appliances | REPL | 0.4 | 0.63266 | 0.71373 | 0.7563 | 0.7524 | 0.75441 | 0.74591 | 0.76342 | 0.77048 | 0.75388
| Clothes Washer Gas WH_Com, G - HWat [unit w/ propane dry - Water Heater] | Small Office |  | NC | 0.4 | 0.61594 | 0.64228 | 0.6598 | 0.62973 | 0.61122 | 0.60677 | 0.61183 | 0.61892 | 0.62309
| Clothes Washer Gas WH_Com, G - HWat [unit w/ propane dry - Water Heater] | Small Office |  | REPL | 0.4 | 0.64917 | 0.69928 | 0.74413 | 0.74261 | 0.74295 | 0.74522 | 0.74804 | 0.75242 | 0.75615
| Clothes Washer Oil WH_Com, E - Appl [unit w/ elec dry - Washer] | Small Office | Appliances | NC | 0.4 | 0.60991 | 0.6326 | 0.65592 | 0.62051 | 0.61617 | 0.61532 | 0.60492 | 0.60904 | 0.60762
| Clothes Washer Oil WH_Com, E - Appl [unit w/ elec dry - Washer] | Small Office | Appliances | REPL | 0.4 | 0.63266 | 0.71373 | 0.7563 | 0.7524 | 0.75441 | 0.74591 | 0.76342 | 0.77048 | 0.75388
| Clothes Washer Oil WH_Com, E - Appl [unit w/ elec dry - Dryer] | Small Office | Appliances | NC | 0.4 | 0.60991 | 0.6326 | 0.65592 | 0.62051 | 0.61617 | 0.61532 | 0.60492 | 0.60904 | 0.60762
| Clothes Washer Oil WH_Com, E - Appl [unit w/ elec dry - Dryer] | Small Office | Appliances | REPL | 0.4 | 0.63266 | 0.71373 | 0.7563 | 0.7524 | 0.75441 | 0.74591 | 0.76342 | 0.77048 | 0.75388
| Clothes Washer Oil WH_Com, O - HWat [unit w/ elec dry - Water Heater] | Small Office |  | NC | 0.4 | 0.60941 | 0.63249 | 0.64764 | 0.61383 | 0.5904 | 0.57993 | 0.57795 | 0.57662 | 0.57269
| Clothes Washer Oil WH_Com, O - HWat [unit w/ elec dry - Water Heater] | Small Office |  | REPL | 0.4 | 0.6423 | 0.68862 | 0.73042 | 0.72387 | 0.71763 | 0.71225 | 0.70662 | 0.701 | 0.69499
| Clothes Washer Oil WH_Com, E - Appl [unit w/ gas dry - Washer] | Small Office | Appliances | NC | 0.4 | 0.60991 | 0.6326 | 0.65592 | 0.62051 | 0.61617 | 0.61532 | 0.60492 | 0.60904 | 0.60762
| Clothes Washer Oil WH_Com, E - Appl [unit w/ gas dry - Washer] | Small Office | Appliances | REPL | 0.4 | 0.63266 | 0.71373 | 0.7563 | 0.7524 | 0.75441 | 0.74591 | 0.76342 | 0.77048 | 0.75388
| Clothes Washer Oil WH_Com, G - Oth [unit w/ gas dry - Dryer] | Small Office |  | NC | 0.4 | 0.61594 | 0.64228 | 0.6598 | 0.62973 | 0.61122 | 0.60677 | 0.61183 | 0.61892 | 0.62309
| Clothes Washer Oil WH_Com, G - Oth [unit w/ gas dry - Dryer] | Small Office |  | REPL | 0.4 | 0.64917 | 0.69928 | 0.74413 | 0.74261 | 0.74295 | 0.74522 | 0.74804 | 0.75242 | 0.75615
| Clothes Washer Oil WH_Com, O - HWat [unit w/ gas dry - Water Heater] | Small Office |  | NC | 0.4 | 0.60941 | 0.63249 | 0.64764 | 0.61383 | 0.5904 | 0.57993 | 0.57795 | 0.57662 | 0.57269
| Clothes Washer Oil WH_Com, O - HWat [unit w/ gas dry - Water Heater] | Small Office |  | REPL | 0.4 | 0.6423 | 0.68862 | 0.73042 | 0.72387 | 0.71763 | 0.71225 | 0.70662 | 0.701 | 0.69499
| Clothes Washer Oil WH_Com, E - Appl [unit w/ propane dry - Washer] | Small Office | Appliances | NC | 0.4 | 0.60991 | 0.6326 | 0.65592 | 0.62051 | 0.61617 | 0.61532 | 0.60492 | 0.60904 | 0.60762
| Clothes Washer Oil WH_Com, E - Appl [unit w/ propane dry - Washer] | Small Office | Appliances | REPL | 0.4 | 0.63266 | 0.71373 | 0.7563 | 0.7524 | 0.75441 | 0.74591 | 0.76342 | 0.77048 | 0.75388
| Clothes Washer Oil WH_Com, O - HWat [unit w/ propane dry - Water Heater] | Small Office |  | NC | 0.4 | 0.60941 | 0.63249 | 0.64764 | 0.61383 | 0.5904 | 0.57993 | 0.57795 | 0.57662 | 0.57269
| Clothes Washer Oil WH_Com, O - HWat [unit w/ propane dry - Water Heater] | Small Office |  | REPL | 0.4 | 0.6423 | 0.68862 | 0.73042 | 0.72387 | 0.71763 | 0.71225 | 0.70662 | 0.701 | 0.69499
| Clothes Washer Propane WH_Com, E - Appl [unit w/ elec dry - Washer] | Small Office | Appliances | NC | 0.4 | 0.60991 | 0.6326 | 0.65592 | 0.62051 | 0.61617 | 0.61532 | 0.60492 | 0.60904 | 0.60762
| Clothes Washer Propane WH_Com, E - Appl [unit w/ elec dry - Washer] | Small Office | Appliances | REPL | 0.4 | 0.63266 | 0.71373 | 0.7563 | 0.7524 | 0.75441 | 0.74591 | 0.76342 | 0.77048 | 0.75388
| Clothes Washer Propane WH_Com, E - Appl [unit w/ elec dry - Dryer] | Small Office | Appliances | NC | 0.4 | 0.60991 | 0.6326 | 0.65592 | 0.62051 | 0.61617 | 0.61532 | 0.60492 | 0.60904 | 0.60762
| Clothes Washer Propane WH_Com, E - Appl [unit w/ elec dry - Dryer] | Small Office | Appliances | REPL | 0.4 | 0.63266 | 0.71373 | 0.7563 | 0.7524 | 0.75441 | 0.74591 | 0.76342 | 0.77048 | 0.75388
| Clothes Washer Propane WH_Com, E - Appl [unit w/ gas dry - Washer] | Small Office | Appliances | NC | 0.4 | 0.60991 | 0.6326 | 0.65592 | 0.62051 | 0.61617 | 0.61532 | 0.60492 | 0.60904 | 0.60762
| Clothes Washer Propane WH_Com, E - Appl [unit w/ gas dry - Washer] | Small Office | Appliances | REPL | 0.4 | 0.63266 | 0.71373 | 0.7563 | 0.7524 | 0.75441 | 0.74591 | 0.76342 | 0.77048 | 0.75388
| Clothes Washer Propane WH_Com, G - Oth [unit w/ gas dry - Dryer] | Small Office |  | NC | 0.4 | 0.61594 | 0.64228 | 0.6598 | 0.62973 | 0.61122 | 0.60677 | 0.61183 | 0.61892 | 0.62309
| Clothes Washer Propane WH_Com, G - Oth [unit w/ gas dry - Dryer] | Small Office |  | REPL | 0.4 | 0.64917 | 0.69928 | 0.74413 | 0.74261 | 0.74295 | 0.74522 | 0.74804 | 0.75242 | 0.75615
| Clothes Washer Propane WH_Com, E - Appl [unit w/ propane dry - Washer] | Small Office | Appliances | NC | 0.4 | 0.60991 | 0.6326 | 0.65592 | 0.62051 | 0.61617 | 0.61532 | 0.60492 | 0.60904 | 0.60762
| Clothes Washer Propane WH_Com, E - Appl [unit w/ propane dry - Washer] | Small Office | Appliances | REPL | 0.4 | 0.63266 | 0.71373 | 0.7563 | 0.7524 | 0.75441 | 0.74591 | 0.76342 | 0.77048 | 0.75388
| Clothes Washer Propane WH_Com, P - HWat [unit w/ propane dry - Water Heater] | Small Office |  | NC | 0.4 | 0.60941 | 0.63249 | 0.64764 | 0.61383 | 0.5904 | 0.57993 | 0.57795 | 0.57662 | 0.57269
| Clothes Washer Propane WH_Com, P - HWat [unit w/ propane dry - Water Heater] | Small Office |  | REPL | 0.4 | 0.6423 | 0.68862 | 0.73042 | 0.72387 | 0.71763 | 0.71225 | 0.70662 | 0.701 | 0.69499
| Dishwasher_Com, E - Appl [Building w elec WH] | Small Office | Appliances | NC | 0.4 | 0.66263 | 0.75988 | 0.76844 | 0.73144 | 0.72632 | 0.72532 | 0.70593 | 0.70363 | 0.69497
| Dishwasher_Com, E - Appl [Building w elec WH] | Small Office | Appliances | REPL | 0.4 | 0.68734 | 0.85732 | 0.88604 | 0.8869 | 0.88927 | 0.87925 | 0.89989 | 0.90821 | 0.88865
| Dishwasher_Com, E - HWat [Building w elec WH] | Small Office | Water Heating | NC | 0.4 | 0.66263 | 0.75988 | 0.76844 | 0.73144 | 0.72632 | 0.72532 | 0.70593 | 0.70363 | 0.69497
| Dishwasher_Com, E - HWat [Building w elec WH] | Small Office | Water Heating | REPL | 0.4 | 0.68734 | 0.85732 | 0.88604 | 0.8869 | 0.88927 | 0.87925 | 0.89989 | 0.90821 | 0.88865
| Dishwasher_Com, E - Appl [Building w gas WH] | Small Office | Appliances | NC | 0.4 | 0.66671 | 0.7664 | 0.77555 | 0.73835 | 0.73319 | 0.73218 | 0.7126 | 0.71028 | 0.70154
| Dishwasher_Com, E - Appl [Building w gas WH] | Small Office | Appliances | REPL | 0.4 | 0.69157 | 0.86468 | 0.89423 | 0.89529 | 0.89768 | 0.88756 | 0.9084 | 0.9168 | 0.89705
| Dishwasher_Com, G - HWat [Building w gas WH] | Small Office |  | NC | 0.4 | 0.67329 | 0.77812 | 0.78013 | 0.74932 | 0.7273 | 0.72201 | 0.72075 | 0.7218 | 0.7194
| Dishwasher_Com, G - HWat [Building w gas WH] | Small Office |  | REPL | 0.4 | 0.70963 | 0.84717 | 0.87985 | 0.88364 | 0.88404 | 0.88674 | 0.89011 | 0.89531 | 0.89975
| Dishwasher_Com, E - Appl [Building w oil WH] | Small Office | Appliances | NC | 0.4 | 0.65584 | 0.74908 | 0.75669 | 0.72 | 0.71497 | 0.71398 | 0.69489 | 0.69262 | 0.6841
| Dishwasher_Com, E - Appl [Building w oil WH] | Small Office | Appliances | REPL | 0.4 | 0.68029 | 0.84514 | 0.87249 | 0.87303 | 0.87537 | 0.8655 | 0.88582 | 0.89401 | 0.87475
| Dishwasher_Com, O - HWat [Building w oil WH] | Small Office |  | NC | 0.4 | 0.6553 | 0.74895 | 0.74713 | 0.71225 | 0.68506 | 0.67291 | 0.66391 | 0.65576 | 0.64478
| Dishwasher_Com, O - HWat [Building w oil WH] | Small Office |  | REPL | 0.4 | 0.69066 | 0.81541 | 0.84263 | 0.83993 | 0.83269 | 0.82645 | 0.81991 | 0.81339 | 0.80641
| Dishwasher_Com, E - Appl [Building w propane WH] | Small Office | Appliances | NC | 0.4 | 0.65859 | 0.75345 | 0.76144 | 0.72462 | 0.71955 | 0.71856 | 0.69935 | 0.69707 | 0.68849
| Dishwasher_Com, E - Appl [Building w propane WH] | Small Office | Appliances | REPL | 0.4 | 0.68314 | 0.85006 | 0.87796 | 0.87864 | 0.88099 | 0.87106 | 0.89151 | 0.89975 | 0.88037
| Faucet Aerator_Com, E - HWat | Small Office | Water Heating | RET | 0.030097 | 0.042779 | 0.04982 | 0.050559 | 0.050322 | 0.050456 | 0.049888 | 0.051059 | 0.051531 | 0.050421
| Faucet Aerator_Com, G - HWat | Small Office |  | RET | 0.028197 | 0.041124 | 0.045729 | 0.046605 | 0.046532 | 0.046552 | 0.046695 | 0.046872 | 0.047146 | 0.04738
| Faucet Aerator_Com, O - HWat | Small Office |  | RET | 0.029977 | 0.043259 | 0.047877 | 0.048635 | 0.048222 | 0.047806 | 0.047448 | 0.047073 | 0.046698 | 0.046298
| Pre Rinse Sprayers_Com, E - HWat | Small Office | Water Heating | RET | 0.030097 | 0.042779 | 0.04982 | 0.050559 | 0.050322 | 0.050456 | 0.049888 | 0.051059 | 0.051531 | 0.050421
| Pre Rinse Sprayers_Com, G - HWat | Small Office |  | RET | 0.030095 | 0.043893 | 0.048808 | 0.049743 | 0.049664 | 0.049686 | 0.049838 | 0.050027 | 0.05032 | 0.050569
| Pre Rinse Sprayers_Com, O - HWat | Small Office |  | RET | 0.030097 | 0.043431 | 0.048067 | 0.048829 | 0.048414 | 0.047996 | 0.047636 | 0.04726 | 0.046884 | 0.046482
| Heat Pump Water Heater_Com, E - HWat | Small Office | Water Heating | NC | 0.2 | 0.34103 | 0.42771 | 0.45414 | 0.44233 | 0.44173 | 0.44112 | 0.42932 | 0.42792 | 0.42266
| Heat Pump Water Heater_Com, E - HWat | Small Office | Water Heating | RET | 0.0062655 | 0.016078 | 0.025918 | 0.028836 | 0.028927 | 0.028598 | 0.027728 | 0.027835 | 0.027561 | 0.026463
| Heat Pump Water Heater_Com, E - HWat | Small Office | Water Heating | REPL | 0.2 | 0.34565 | 0.45897 | 0.48233 | 0.47733 | 0.46978 | 0.45308 | 0.45205 | 0.44445 | 0.42335
| FF Storage Water Heater_Com, G - HWat | Small Office |  | NC | 0.3 | 0.33166 | 0.41289 | 0.43986 | 0.50378 | 0.48898 | 0.48542 | 0.48457 | 0.48528 | 0.48367
| FF Storage Water Heater_Com, G - HWat | Small Office |  | RET | 0.0044651 | 0.011793 | 0.0183 | 0.02071 | 0.021152 | 0.020955 | 0.020699 | 0.022029 | 0.022398 | 0.022509
| FF Storage Water Heater_Com, G - HWat | Small Office |  | REPL | 0.3 | 0.34385 | 0.43388 | 0.4682 | 0.5475 | 0.53448 | 0.5228 | 0.55358 | 0.58578 | 0.60492
| FF Storage Water Heater_Com, O - HWat | Small Office |  | NC | 0.3 | 0.3303 | 0.33557 | 0.32592 | 0.30891 | 0.29712 | 0.29185 | 0.28795 | 0.28441 | 0.27965
| FF Storage Water Heater_Com, O - HWat | Small Office |  | RET | 0.0045799 | 0.011967 | 0.018479 | 0.020838 | 0.021127 | 0.020732 | 0.020255 | 0.0213 | 0.021403 | 0.02122
| FF Storage Water Heater_Com, O - HWat | Small Office |  | REPL | 0.3 | 0.3423 | 0.35229 | 0.34639 | 0.33499 | 0.32383 | 0.31319 | 0.32763 | 0.34179 | 0.34975
| FF Instantaneous Water Heater_Com, G - HWat | Small Office |  | NC | 0.3 | 0.33166 | 0.36702 | 0.39588 | 0.41982 | 0.43193 | 0.42879 | 0.42804 | 0.42866 | 0.42724
| FF Instantaneous Water Heater_Com, G - HWat | Small Office |  | RET | 0.0048113 | 0.01145 | 0.018113 | 0.021439 | 0.022438 | 0.022519 | 0.022247 | 0.021965 | 0.02173 | 0.021479
| FF Instantaneous Water Heater_Com, G - HWat | Small Office |  | REPL | 0.3 | 0.34385 | 0.38574 | 0.42113 | 0.4553 | 0.47022 | 0.45899 | 0.44802 | 0.43784 | 0.42716
| FF Instantaneous Water Heater_Com, O - HWat | Small Office |  | NC | 0.3 | 0.32815 | 0.36142 | 0.38858 | 0.40922 | 0.41721 | 0.40982 | 0.40434 | 0.39937 | 0.39268
| FF Instantaneous Water Heater_Com, O - HWat | Small Office |  | RET | 0.0049043 | 0.011547 | 0.018178 | 0.021441 | 0.022277 | 0.022148 | 0.021644 | 0.021113 | 0.020595 | 0.020076
| FF Instantaneous Water Heater_Com, O - HWat | Small Office |  | REPL | 0.3 | 0.3401 | 0.3796 | 0.41289 | 0.44306 | 0.45318 | 0.43744 | 0.42173 | 0.40623 | 0.3907
| Clothes Dryer_Com, E - Appl | Small Office | Appliances | NC | 0.4 | 0.64591 | 0.73341 | 0.73968 | 0.70346 | 0.69854 | 0.69758 | 0.67893 | 0.67671 | 0.66838
| Clothes Dryer_Com, E - Appl | Small Office | Appliances | RET | 0 | 0.0073892 | 0.020633 | 0.028699 | 0.030674 | 0.030543 | 0.029247 | 0.02938 | 0.02911 | 0.02797
| Clothes Dryer_Com, E - Appl | Small Office | Appliances | REPL | 0.4 | 0.6649 | 0.80432 | 0.80408 | 0.77662 | 0.75039 | 0.71394 | 0.71204 | 0.69979 | 0.66629
| Clothes Dryer_Com, G - Oth | Small Office |  | NC | 0.4 | 0.61594 | 0.68816 | 0.70378 | 0.67171 | 0.65197 | 0.64722 | 0.6461 | 0.64704 | 0.64489
| Clothes Dryer_Com, G - Oth | Small Office |  | RET | 0 | 0.0052836 | 0.014118 | 0.019839 | 0.021455 | 0.021521 | 0.021113 | 0.020993 | 0.020919 | 0.02083
| Clothes Dryer_Com, G - Oth | Small Office |  | REPL | 0.4 | 0.64574 | 0.73462 | 0.7621 | 0.74271 | 0.72476 | 0.70864 | 0.70213 | 0.69698 | 0.69114
| Pnemautic to DDC_Com, E - TotE [Building w Elec Heat] | Small Office | Total Electric | RET | 0 | 0.0010936 | 0.0035223 | 0.0077335 | 0.013729 | 0.020025 | 0.024391 | 0.027664 | 0.02926 | 0.028629
| Pnemautic to DDC_Com, E - TotE [Building w Gas Heat] | Small Office | Total Electric | RET | 0 | 0.00089345 | 0.0028776 | 0.006318 | 0.011216 | 0.016359 | 0.019927 | 0.0226 | 0.023904 | 0.023389
| Pnemautic to DDC_Com, G - TotF [Building w Gas Heat] | Small Office |  | RET | 0 | 0.00091677 | 0.0028193 | 0.0062164 | 0.011071 | 0.016111 | 0.019908 | 0.022145 | 0.023344 | 0.02346
| Pnemautic to DDC_Com, E - TotE [Building w Oil Heat] | Small Office | Total Electric | RET | 0 | 0.00093145 | 0.003 | 0.0065867 | 0.011694 | 0.017055 | 0.020774 | 0.023561 | 0.024921 | 0.024384
| Pnemautic to DDC_Com, O - TotF [Building w Oil Heat] | Small Office |  | RET | 0 | 0.00094564 | 0.0028945 | 0.0063614 | 0.01125 | 0.016224 | 0.019837 | 0.021808 | 0.022674 | 0.022479
| Pnemautic to DDC_Com, E - TotE [Building w Propane Heat] | Small Office | Total Electric | RET | 0 | 0.00089808 | 0.0028925 | 0.0063508 | 0.011275 | 0.016444 | 0.02003 | 0.022717 | 0.024028 | 0.023511
| Data Center_Com, E - TotE [Building w Elec Heat] | Small Office | Total Electric | NC | 0.07 | 0.11453 | 0.17158 | 0.23117 | 0.27491 | 0.31592 | 0.34434 | 0.35237 | 0.3602 | 0.35576
| Data Center_Com, E - TotE [Building w Elec Heat] | Small Office | Total Electric | RET | 0 | 0.0013259 | 0.0042704 | 0.009376 | 0.016645 | 0.024278 | 0.029572 | 0.033539 | 0.035474 | 0.03471
| Data Center_Com, E - TotE [Building w Gas Heat] | Small Office | Total Electric | NC | 0.07 | 0.11453 | 0.17158 | 0.23117 | 0.27491 | 0.31592 | 0.34434 | 0.35237 | 0.3602 | 0.35576
| Data Center_Com, E - TotE [Building w Gas Heat] | Small Office | Total Electric | RET | 0 | 0.0013259 | 0.0042704 | 0.009376 | 0.016645 | 0.024278 | 0.029572 | 0.033539 | 0.035474 | 0.03471
| Data Center_Com, G - TotF [Building w Gas Heat] | Small Office |  | NC | 0.07 | 0.11566 | 0.1742 | 0.23254 | 0.27899 | 0.31339 | 0.33956 | 0.3564 | 0.36604 | 0.36482
| Data Center_Com, G - TotF [Building w Gas Heat] | Small Office |  | RET | 0 | 0.0013605 | 0.0041839 | 0.0092252 | 0.016429 | 0.023909 | 0.029544 | 0.032863 | 0.034642 | 0.034814
| Data Center_Com, E - TotE [Building w Oil Heat] | Small Office | Total Electric | NC | 0.07 | 0.11453 | 0.17158 | 0.23117 | 0.27491 | 0.31592 | 0.34434 | 0.35237 | 0.3602 | 0.35576
| Data Center_Com, E - TotE [Building w Oil Heat] | Small Office | Total Electric | RET | 0 | 0.0013259 | 0.0042704 | 0.009376 | 0.016645 | 0.024278 | 0.029572 | 0.033539 | 0.035474 | 0.03471
| Data Center_Com, O - TotF [Building w Oil Heat] | Small Office |  | NC | 0.07 | 0.11444 | 0.17155 | 0.22825 | 0.27195 | 0.30271 | 0.32454 | 0.33666 | 0.34102 | 0.33531
| Data Center_Com, O - TotF [Building w Oil Heat] | Small Office |  | RET | 0 | 0.0013461 | 0.0041202 | 0.0090552 | 0.016014 | 0.023094 | 0.028237 | 0.031044 | 0.032275 | 0.031998
| Data Center_Com, E - TotE [Building w Propane Heat] | Small Office | Total Electric | NC | 0.07 | 0.11453 | 0.17158 | 0.23117 | 0.27491 | 0.31592 | 0.34434 | 0.35237 | 0.3602 | 0.35576
| Data Center_Com, E - TotE [Building w Propane Heat] | Small Office | Total Electric | RET | 0 | 0.0013259 | 0.0042704 | 0.009376 | 0.016645 | 0.024278 | 0.029572 | 0.033539 | 0.035474 | 0.03471
| RCx_Com, E - TotE [Building w Elec Heat] | Small Office | Total Electric | RET | 0.0093752 | 0.013688 | 0.019118 | 0.023635 | 0.028215 | 0.028291 | 0.027972 | 0.028629 | 0.028894 | 0.028271
| RCx_Com, E - TotE [Building w Gas Heat] | Small Office | Total Electric | RET | 0.0088898 | 0.012979 | 0.018128 | 0.022411 | 0.026755 | 0.026826 | 0.026524 | 0.027147 | 0.027398 | 0.026807
| RCx_Com, G - TotF [Building w Gas Heat] | Small Office |  | RET | 0.0088898 | 0.013318 | 0.017761 | 0.022051 | 0.026407 | 0.026418 | 0.026499 | 0.0266 | 0.026755 | 0.026888
| RCx_Com, E - TotE [Building w Oil Heat] | Small Office | Total Electric | RET | 0.0081526 | 0.011903 | 0.016625 | 0.020553 | 0.024536 | 0.024602 | 0.024325 | 0.024896 | 0.025126 | 0.024584
| RCx_Com, O - TotF [Building w Oil Heat] | Small Office |  | RET | 0.0081526 | 0.012084 | 0.01604 | 0.01985 | 0.023606 | 0.023402 | 0.023227 | 0.023043 | 0.02286 | 0.022664
| RCx_Com, E - TotE [Building w Propane Heat] | Small Office | Total Electric | RET | 0.0081771 | 0.011938 | 0.016675 | 0.020615 | 0.02461 | 0.024676 | 0.024398 | 0.02497 | 0.025201 | 0.024658
| Commissioning_Com, E - TotE [Building w Elec Heat] | Small Office | Total Electric | NC | 0.15 | 0.19435 | 0.2351 | 0.26383 | 0.27308 | 0.28568 | 0.29377 | 0.28597 | 0.28792 | 0.28725
| Commissioning_Com, E - TotE [Building w Gas Heat] | Small Office | Total Electric | NC | 0.15 | 0.18979 | 0.22476 | 0.24817 | 0.25408 | 0.26402 | 0.26918 | 0.26199 | 0.26377 | 0.26315
| Commissioning_Com, G - TotF [Building w Gas Heat] | Small Office |  | NC | 0.15 | 0.19166 | 0.2282 | 0.24964 | 0.25785 | 0.2619 | 0.26544 | 0.26498 | 0.26805 | 0.26986
| Commissioning_Com, E - TotE [Building w Oil Heat] | Small Office | Total Electric | NC | 0.15 | 0.19174 | 0.22914 | 0.25474 | 0.26201 | 0.27302 | 0.27937 | 0.2719 | 0.27375 | 0.27311
| Commissioning_Com, O - TotF [Building w Oil Heat] | Small Office |  | NC | 0.15 | 0.19159 | 0.2291 | 0.25153 | 0.25919 | 0.2616 | 0.2633 | 0.25978 | 0.25918 | 0.25742
| Commissioning_Com, E - TotE [Building w Propane Heat] | Small Office | Total Electric | NC | 0.15 | 0.19018 | 0.22563 | 0.24946 | 0.25563 | 0.26578 | 0.27117 | 0.26392 | 0.26572 | 0.2651
| Integrated Building Design_Com, E - TotE [Building w Elec Heat] | Small Office | Total Electric | NC | 0.07 | 0.10291 | 0.14212 | 0.17866 | 0.19929 | 0.21514 | 0.22002 | 0.21065 | 0.20081 | 0.18383
| Integrated Building Design_Com, E - TotE [Building w Gas Heat] | Small Office | Total Electric | NC | 0.07 | 0.10291 | 0.14212 | 0.17866 | 0.19929 | 0.21514 | 0.22002 | 0.21065 | 0.20081 | 0.18383
| Integrated Building Design_Com, G - TotF [Building w Gas Heat] | Small Office |  | NC | 0.07 | 0.10393 | 0.1443 | 0.17971 | 0.20225 | 0.21341 | 0.21697 | 0.21305 | 0.20407 | 0.18851
| Integrated Building Design_Com, E - TotE [Building w Oil Heat] | Small Office | Total Electric | NC | 0.07 | 0.10291 | 0.14212 | 0.17866 | 0.19929 | 0.21514 | 0.22002 | 0.21065 | 0.20081 | 0.18383
| Integrated Building Design_Com, O - TotF [Building w Oil Heat] | Small Office |  | NC | 0.07 | 0.10283 | 0.1421 | 0.1764 | 0.19714 | 0.20614 | 0.20737 | 0.20125 | 0.19012 | 0.17326
| Integrated Building Design_Com, E - TotE [Building w Propane Heat] | Small Office | Total Electric | NC | 0.07 | 0.10291 | 0.14212 | 0.17866 | 0.19929 | 0.21514 | 0.22002 | 0.21065 | 0.20081 | 0.18383
| Deep Energy Retrofit_Com, E - TotE [Building w Elec Heat] | Small Office | Total Electric | RET | 0.0041128 | 0.0088995 | 0.017553 | 0.026829 | 0.034293 | 0.038922 | 0.040686 | 0.041864 | 0.042251 | 0.041341
| Deep Energy Retrofit_Com, E - TotE [Building w Gas Heat] | Small Office | Total Electric | RET | 0.0037154 | 0.0080394 | 0.015857 | 0.024236 | 0.030979 | 0.03516 | 0.036754 | 0.037819 | 0.038168 | 0.037346
| Deep Energy Retrofit_Com, G - TotF [Building w Gas Heat] | Small Office |  | RET | 0.0037154 | 0.0082493 | 0.015536 | 0.023846 | 0.030576 | 0.034626 | 0.03672 | 0.037057 | 0.037274 | 0.037458
| Deep Energy Retrofit_Com, E - TotE [Building w Oil Heat] | Small Office | Total Electric | RET | 0.003865 | 0.0083632 | 0.016495 | 0.025212 | 0.032226 | 0.036576 | 0.038234 | 0.039342 | 0.039705 | 0.03885
| Deep Energy Retrofit_Com, O - TotF [Building w Oil Heat] | Small Office |  | RET | 0.003865 | 0.0084907 | 0.015915 | 0.024349 | 0.031005 | 0.034793 | 0.036509 | 0.036414 | 0.036125 | 0.035815
| Deep Energy Retrofit_Com, E - TotE [Building w Propane Heat] | Small Office | Total Electric | RET | 0.0037343 | 0.0080804 | 0.015937 | 0.024359 | 0.031137 | 0.035339 | 0.036941 | 0.038011 | 0.038363 | 0.037536
| EMS_Com, E - TotE [Building w Elec Heat] | Small Office | Total Electric | NC | 0.07 | 0.070879 | 0.080856 | 0.10096 | 0.12309 | 0.1443 | 0.15469 | 0.15234 | 0.1548 | 0.15407
| EMS_Com, E - TotE [Building w Elec Heat] | Small Office | Total Electric | RET | 0.0029614 | 0.0042009 | 0.0079706 | 0.013966 | 0.019495 | 0.022439 | 0.02323 | 0.024115 | 0.024338 | 0.023813
| EMS_Com, E - TotE [Building w Gas Heat] | Small Office | Total Electric | NC | 0.07 | 0.070879 | 0.080856 | 0.10096 | 0.12309 | 0.1443 | 0.15469 | 0.15234 | 0.1548 | 0.15407
| EMS_Com, E - TotE [Building w Gas Heat] | Small Office | Total Electric | RET | 0.0021753 | 0.0030858 | 0.0058549 | 0.010259 | 0.01432 | 0.016483 | 0.017064 | 0.017714 | 0.017877 | 0.017492
| EMS_Com, G - TotF [Building w Gas Heat] | Small Office |  | NC | 0.07 | 0.071579 | 0.082093 | 0.10156 | 0.12492 | 0.14314 | 0.15254 | 0.15408 | 0.15731 | 0.158
| EMS_Com, G - TotF [Building w Gas Heat] | Small Office |  | RET | 0.0021753 | 0.0031664 | 0.0057363 | 0.010094 | 0.014134 | 0.016232 | 0.017048 | 0.017357 | 0.017458 | 0.017545
| EMS_Com, E - TotE [Building w Oil Heat] | Small Office | Total Electric | NC | 0.07 | 0.070879 | 0.080856 | 0.10096 | 0.12309 | 0.1443 | 0.15469 | 0.15234 | 0.1548 | 0.15407
| EMS_Com, E - TotE [Building w Oil Heat] | Small Office | Total Electric | RET | 0.0019745 | 0.002801 | 0.0053145 | 0.009312 | 0.012999 | 0.014962 | 0.015489 | 0.016079 | 0.016228 | 0.015878
| EMS_Com, O - TotF [Building w Oil Heat] | Small Office |  | NC | 0.07 | 0.070821 | 0.080842 | 0.099685 | 0.12177 | 0.13826 | 0.14579 | 0.14554 | 0.14656 | 0.14522
| EMS_Com, O - TotF [Building w Oil Heat] | Small Office |  | RET | 0.0019745 | 0.0028437 | 0.0051276 | 0.0089934 | 0.012506 | 0.014232 | 0.01479 | 0.014883 | 0.014764 | 0.014638
| EMS_Com, E - TotE [Building w Propane Heat] | Small Office | Total Electric | NC | 0.07 | 0.070879 | 0.080856 | 0.10096 | 0.12309 | 0.1443 | 0.15469 | 0.15234 | 0.1548 | 0.15407
| EMS_Com, E - TotE [Building w Propane Heat] | Small Office | Total Electric | RET | 0.0019785 | 0.0028066 | 0.0053251 | 0.0093306 | 0.013025 | 0.014992 | 0.01552 | 0.016111 | 0.01626 | 0.01591
| VFDs on HVAC Pumps_Com, E - Oth | Small Office | Other | RET | 0.0043706 | 0.015132 | 0.031452 | 0.040253 | 0.043082 | 0.043963 | 0.043468 | 0.044488 | 0.044899 | 0.043932
| ECM Circulators_Com, E - Oth | Small Office | Other | RET | 0.007769 | 0.020058 | 0.032864 | 0.03751 | 0.038756 | 0.039073 | 0.038633 | 0.03954 | 0.039905 | 0.039046
| Motors_Com, E - Oth | Small Office | Other | NC | 0.3 | 0.41302 | 0.46028 | 0.46707 | 0.44799 | 0.44486 | 0.44424 | 0.43236 | 0.43095 | 0.42565
| Motors_Com, E - Oth | Small Office | Other | RET | 0.003203 | 0.011054 | 0.022718 | 0.028424 | 0.02954 | 0.029205 | 0.02796 | 0.027782 | 0.027223 | 0.025863
| Motors_Com, E - Oth | Small Office | Other | REPL | 0.3 | 0.42217 | 0.49998 | 0.50276 | 0.49001 | 0.47388 | 0.45129 | 0.44545 | 0.43299 | 0.40744
| Ext Area Ltg_Com, E - ExtL | Small Office | Exterior Lighting | NC | 0.16 | 0.17828 | 0.19882 | 0.21895 | 0.20849 | 0.20703 | 0.20675 | 0.20122 | 0.20056 | 0.1981
| Ext Area Ltg_Com, E - ExtL | Small Office | Exterior Lighting | RET | 0.019391 | 0.035728 | 0.045159 | 0.046017 | 0.045082 | 0.048763 | 0.048213 | 0.049345 | 0.049801 | 0.048729
| Ext Area Ltg_Com, E - ExtL | Small Office | Exterior Lighting | REPL | 0.16 | 0.17449 | 0.20143 | 0.21457 | 0.20261 | 0.22927 | 0.25063 | 0.25651 | 0.25888 | 0.2533
| Street Ltg_Com, E - ExtL | Small Office | Exterior Lighting | NC | 0.25 | 0.26273 | 0.30726 | 0.34277 | 0.33901 | 0.34268 | 0.34378 | 0.33459 | 0.33349 | 0.32939
| Street Ltg_Com, E - ExtL | Small Office | Exterior Lighting | RET | 0.019711 | 0.03328 | 0.043621 | 0.045871 | 0.045723 | 0.049567 | 0.049009 | 0.050159 | 0.050623 | 0.049533
| Street Ltg_Com, E - ExtL | Small Office | Exterior Lighting | REPL | 0.25 | 0.25775 | 0.31262 | 0.33752 | 0.33087 | 0.38061 | 0.41673 | 0.42652 | 0.43046 | 0.42119
| Ext Ltg Ctrls_Com, E - ExtL | Small Office | Exterior Lighting | RET | 0.019547 | 0.03532 | 0.046213 | 0.048612 | 0.049024 | 0.049155 | 0.048601 | 0.049742 | 0.050202 | 0.049121
| Ext Ltg Dsgn_Com, E - ExtL | Small Office | Exterior Lighting | NC | 0.013 | 0.018767 | 0.027112 | 0.038481 | 0.045504 | 0.05327 | 0.054659 | 0.053771 | 0.053595 | 0.052936
| Ext Ltg Dsgn_Com, E - ExtL | Small Office | Exterior Lighting | REPL | 0.013 | 0.019466 | 0.030588 | 0.04437 | 0.055176 | 0.065222 | 0.066259 | 0.068545 | 0.069179 | 0.067688
| Int Ltg Ctrls_Com, E - IntL [No Heat] | Small Office | Interior Lighting | RET | 0.027878 | 0.039188 | 0.045906 | 0.046736 | 0.046612 | 0.046737 | 0.04621 | 0.047295 | 0.047732 | 0.046704
| Int Ltg Ctrls_Com, E - IntL [Electric Heat] | Small Office | Interior Lighting | RET | 0.02668 | 0.037504 | 0.043934 | 0.044728 | 0.04461 | 0.044729 | 0.044225 | 0.045263 | 0.045682 | 0.044698
| Int Ltg Ctrls_Com, E/G - IntL | Small Office | Interior Lighting | RET | 0.026684 | 0.037509 | 0.043939 | 0.044733 | 0.044615 | 0.044735 | 0.04423 | 0.045269 | 0.045687 | 0.044703
| Int Ltg Ctrls_Com, E/O - IntL | Small Office | Interior Lighting | RET | 0.025064 | 0.035231 | 0.041271 | 0.042017 | 0.041906 | 0.042019 | 0.041545 | 0.04252 | 0.042913 | 0.041989
| Exit Sign RetFit_Com, E - IntL [No Heat] | Small Office | Interior Lighting | RET | 0.029474 | 0.041431 | 0.048534 | 0.049411 | 0.049281 | 0.049413 | 0.048856 | 0.050003 | 0.050465 | 0.049378
| Exit Sign RetFit_Com, E - IntL [Electric Heat] | Small Office | Interior Lighting | RET | 0.029016 | 0.040787 | 0.04778 | 0.048643 | 0.048515 | 0.048645 | 0.048096 | 0.049225 | 0.049681 | 0.04861
| Exit Sign RetFit_Com, E/G - IntL | Small Office | Interior Lighting | RET | 0.028555 | 0.040138 | 0.04702 | 0.04787 | 0.047743 | 0.047871 | 0.047331 | 0.048442 | 0.04889 | 0.047837
| Exit Sign RetFit_Com, E/O - IntL | Small Office | Interior Lighting | RET | 0.027214 | 0.038253 | 0.044812 | 0.045622 | 0.045501 | 0.045623 | 0.045109 | 0.046168 | 0.046594 | 0.045591
| LED HiLo Bay_Com, E - IntL [No Heat] | Small Office | Interior Lighting | NC | 0.3 | 0.50976 | 0.59046 | 0.59877 | 0.57043 | 0.56644 | 0.56566 | 0.55054 | 0.54874 | 0.54199
| LED HiLo Bay_Com, E - IntL [No Heat] | Small Office | Interior Lighting | RET | 0.014324 | 0.027614 | 0.042554 | 0.047679 | 0.05238 | 0.050494 | 0.047998 | 0.053134 | 0.056997 | 0.057205
| LED HiLo Bay_Com, E - IntL [No Heat] | Small Office | Interior Lighting | REPL | 0.3 | 0.50605 | 0.60893 | 0.59646 | 0.55792 | 0.51968 | 0.47454 | 0.44044 | 0.39379 | 0.37539
| LED HiLo Bay_Com, E - IntL [Electric Heat] | Small Office | Interior Lighting | NC | 0.3 | 0.47908 | 0.54169 | 0.54569 | 0.51878 | 0.51515 | 0.51444 | 0.50069 | 0.49906 | 0.49291
| LED HiLo Bay_Com, E - IntL [Electric Heat] | Small Office | Interior Lighting | RET | 0.012937 | 0.024964 | 0.038544 | 0.043311 | 0.047742 | 0.046201 | 0.044089 | 0.048995 | 0.052789 | 0.053128
| LED HiLo Bay_Com, E - IntL [Electric Heat] | Small Office | Interior Lighting | REPL | 0.3 | 0.47765 | 0.56371 | 0.55187 | 0.51918 | 0.48794 | 0.45016 | 0.42358 | 0.38582 | 0.37286
| LED HiLo Bay_Com, E/G - IntL | Small Office | Interior Lighting | NC | 0.3 | 0.49103 | 0.56047 | 0.56606 | 0.53859 | 0.53482 | 0.53408 | 0.5198 | 0.51811 | 0.51173
| LED HiLo Bay_Com, E/G - IntL | Small Office | Interior Lighting | RET | 0.01404 | 0.027073 | 0.041737 | 0.046792 | 0.05144 | 0.049627 | 0.047212 | 0.052305 | 0.056158 | 0.056395
| LED HiLo Bay_Com, E/G - IntL | Small Office | Interior Lighting | REPL | 0.3 | 0.48789 | 0.57908 | 0.56563 | 0.52928 | 0.49392 | 0.45199 | 0.42074 | 0.37768 | 0.3611
| LED HiLo Bay_Com, E/O - IntL | Small Office | Interior Lighting | NC | 0.3 | 0.47038 | 0.5282 | 0.53111 | 0.50463 | 0.5011 | 0.50041 | 0.48703 | 0.48544 | 0.47947
| LED HiLo Bay_Com, E/O - IntL | Small Office | Interior Lighting | RET | 0.013229 | 0.025523 | 0.039391 | 0.044236 | 0.048726 | 0.047116 | 0.044925 | 0.049884 | 0.053697 | 0.05401
| LED HiLo Bay_Com, E/O - IntL | Small Office | Interior Lighting | REPL | 0.3 | 0.46856 | 0.54863 | 0.53543 | 0.50261 | 0.47149 | 0.43407 | 0.4073 | 0.36962 | 0.35624
| Repl Scre_Com, E - IntL [No Heat] | Small Office | Interior Lighting | NC | 0.3 | 0.57734 | 0 | 0 | 0 | 0 | 0 | 0 | 0 | 0
| Repl Scre_Com, E - IntL [No Heat] | Small Office | Interior Lighting | RET | 0.089529 | 0.10333 | 0 | 0 | 0 | 0 | 0 | 0 | 0 | 0
| Repl Scre_Com, E - IntL [No Heat] | Small Office | Interior Lighting | REPL | 0.3 | 0.59886 | 0 | 0 | 0 | 0 | 0 | 0 | 0 | 0
| Repl Scre_Com, E - IntL [Electric Heat] | Small Office | Interior Lighting | NC | 0.3 | 0.57722 | 0 | 0 | 0 | 0 | 0 | 0 | 0 | 0
| Repl Scre_Com, E - IntL [Electric Heat] | Small Office | Interior Lighting | RET | 0.083255 | 0.096087 | 0 | 0 | 0 | 0 | 0 | 0 | 0 | 0
| Repl Scre_Com, E - IntL [Electric Heat] | Small Office | Interior Lighting | REPL | 0.3 | 0.59875 | 0 | 0 | 0 | 0 | 0 | 0 | 0 | 0
| Repl Scre_Com, E/G - IntL | Small Office | Interior Lighting | NC | 0.3 | 0.56669 | 0 | 0 | 0 | 0 | 0 | 0 | 0 | 0
| Repl Scre_Com, E/G - IntL | Small Office | Interior Lighting | RET | 0.087786 | 0.10132 | 0 | 0 | 0 | 0 | 0 | 0 | 0 | 0
| Repl Scre_Com, E/G - IntL | Small Office | Interior Lighting | REPL | 0.3 | 0.58782 | 0 | 0 | 0 | 0 | 0 | 0 | 0 | 0
| Repl Scre_Com, E/O - IntL | Small Office | Interior Lighting | NC | 0.3 | 0.5447 | 0 | 0 | 0 | 0 | 0 | 0 | 0 | 0
| Repl Scre_Com, E/O - IntL | Small Office | Interior Lighting | RET | 0.079584 | 0.091851 | 0 | 0 | 0 | 0 | 0 | 0 | 0 | 0
| Repl Scre_Com, E/O - IntL | Small Office | Interior Lighting | REPL | 0.3 | 0.565 | 0 | 0 | 0 | 0 | 0 | 0 | 0 | 0
| Lin LED Fixture_Com, E - IntL [No Heat] | Small Office | Interior Lighting | NC | 0.045 | 0.060362 | 0.087124 | 0.10234 | 0.10112 | 0.09982 | 0.099682 | 0.097017 | 0.096701 | 0.09551
| Lin LED Fixture_Com, E - IntL [No Heat] | Small Office | Interior Lighting | RET | 0.0027879 | 0.0029146 | 0.0034106 | 0.003613 | 0.0036699 | 0.0036912 | 0.003639 | 0.0037136 | 0.0038187 | 0.0037364
| Lin LED Fixture_Com, E - IntL [No Heat] | Small Office | Interior Lighting | REPL | 0.045 | 0.062251 | 0.097397 | 0.1165 | 0.12059 | 0.11975 | 0.11795 | 0.12026 | 0.12482 | 0.12213
| Lin LED Fixture_Com, E - IntL [Electric Heat] | Small Office | Interior Lighting | NC | 0.045 | 0.060362 | 0.087124 | 0.10234 | 0.10112 | 0.09982 | 0.099682 | 0.097017 | 0.096701 | 0.09551
| Lin LED Fixture_Com, E - IntL [Electric Heat] | Small Office | Interior Lighting | RET | 0.0024153 | 0.0025258 | 0.0029566 | 0.0031331 | 0.0031837 | 0.0032034 | 0.0031593 | 0.0032254 | 0.0033083 | 0.0032371
| Lin LED Fixture_Com, E - IntL [Electric Heat] | Small Office | Interior Lighting | REPL | 0.045 | 0.062299 | 0.097518 | 0.1167 | 0.12086 | 0.12008 | 0.11834 | 0.12072 | 0.12482 | 0.12213
| Lin LED Fixture_Com, E/G - IntL | Small Office | Interior Lighting | NC | 0.045 | 0.060362 | 0.087124 | 0.10234 | 0.10112 | 0.09982 | 0.099682 | 0.097017 | 0.096701 | 0.09551
| Lin LED Fixture_Com, E/G - IntL | Small Office | Interior Lighting | RET | 0.0026801 | 0.0028021 | 0.0032793 | 0.0034743 | 0.0035294 | 0.0035503 | 0.0035004 | 0.0035726 | 0.003671 | 0.0035919
| Lin LED Fixture_Com, E/G - IntL | Small Office | Interior Lighting | REPL | 0.045 | 0.062265 | 0.097432 | 0.11656 | 0.12067 | 0.11984 | 0.11806 | 0.12039 | 0.12482 | 0.12213
| Lin LED Fixture_Com, E/O - IntL | Small Office | Interior Lighting | NC | 0.045 | 0.060362 | 0.087124 | 0.10234 | 0.10112 | 0.09982 | 0.099682 | 0.097017 | 0.096701 | 0.09551
| Lin LED Fixture_Com, E/O - IntL | Small Office | Interior Lighting | RET | 0.0025508 | 0.0026672 | 0.0031217 | 0.0033078 | 0.0033607 | 0.003381 | 0.003334 | 0.0034032 | 0.003494 | 0.0034187
| Lin LED Fixture_Com, E/O - IntL | Small Office | Interior Lighting | REPL | 0.045 | 0.062281 | 0.097474 | 0.11662 | 0.12076 | 0.11996 | 0.1182 | 0.12055 | 0.12482 | 0.12213
| LED Tube Repl_Com, E - IntL [No Heat] | Small Office | Interior Lighting | RET | 0.025473 | 0.026157 | 0.030023 | 0.031123 | 0.030886 | 0.032593 | 0.033606 | 0.034571 | 0.034891 | 0.034139
| LED Tube Repl_Com, E - IntL [No Heat] | Small Office | Interior Lighting | REPL | 0.255 | 0.33604 | 0.51045 | 0.59073 | 0.59033 | 0.61074 | 0.62591 | 0.66318 | 0.69209 | 0.69206
| LED Tube Repl_Com, E - IntL [Electric Heat] | Small Office | Interior Lighting | RET | 0.025289 | 0.025972 | 0.029815 | 0.030914 | 0.030684 | 0.032385 | 0.033395 | 0.034322 | 0.03464 | 0.033893
| LED Tube Repl_Com, E - IntL [Electric Heat] | Small Office | Interior Lighting | REPL | 0.255 | 0.33618 | 0.51079 | 0.5913 | 0.59108 | 0.61166 | 0.62699 | 0.66445 | 0.69355 | 0.69206
| LED Tube Repl_Com, E/G - IntL | Small Office | Interior Lighting | RET | 0.024968 | 0.025649 | 0.029452 | 0.030547 | 0.03033 | 0.032018 | 0.033025 | 0.033886 | 0.034199 | 0.033463
| LED Tube Repl_Com, E/G - IntL | Small Office | Interior Lighting | REPL | 0.255 | 0.33641 | 0.51137 | 0.59228 | 0.5924 | 0.61327 | 0.62887 | 0.66668 | 0.6961 | 0.69206
| LED Tube Repl_Com, E/O - IntL | Small Office | Interior Lighting | RET | 0.023411 | 0.024079 | 0.027687 | 0.028759 | 0.028601 | 0.030228 | 0.031044 | 0.031773 | 0.032067 | 0.031376
| LED Tube Repl_Com, E/O - IntL | Small Office | Interior Lighting | REPL | 0.255 | 0.33756 | 0.51422 | 0.59704 | 0.59878 | 0.62108 | 0.63801 | 0.67748 | 0.7073 | 0.69206
| Repl pin CFL wLED_Com, E - IntL [No Heat] | Small Office | Interior Lighting | RET | 0.02223 | 0.031148 | 0.035521 | 0.035217 | 0.034222 | 0.037267 | 0.036847 | 0.037712 | 0.038061 | 0.037241
| Repl pin CFL wLED_Com, E - IntL [No Heat] | Small Office | Interior Lighting | REPL | 0.3 | 0.48903 | 0.58749 | 0.58266 | 0.55852 | 0.60849 | 0.64956 | 0.67857 | 0.68485 | 0.67009
| Repl pin CFL wLED_Com, E - IntL [Electric Heat] | Small Office | Interior Lighting | RET | 0.022522 | 0.031551 | 0.035972 | 0.035652 | 0.034634 | 0.037757 | 0.037332 | 0.038208 | 0.038561 | 0.037731
| Repl pin CFL wLED_Com, E - IntL [Electric Heat] | Small Office | Interior Lighting | REPL | 0.3 | 0.49277 | 0.59361 | 0.5889 | 0.56428 | 0.61457 | 0.65586 | 0.68736 | 0.69371 | 0.67877
| Repl pin CFL wLED_Com, E/G - IntL | Small Office | Interior Lighting | RET | 0.02216 | 0.031051 | 0.035414 | 0.035113 | 0.034124 | 0.03715 | 0.036732 | 0.037594 | 0.037941 | 0.037124
| Repl pin CFL wLED_Com, E/G - IntL | Small Office | Interior Lighting | REPL | 0.3 | 0.48789 | 0.58562 | 0.58073 | 0.55671 | 0.60657 | 0.64756 | 0.67596 | 0.68221 | 0.66751
| Repl pin CFL wLED_Com, E/O - IntL | Small Office | Interior Lighting | RET | 0.02108 | 0.029559 | 0.033747 | 0.033498 | 0.032593 | 0.03534 | 0.034942 | 0.035762 | 0.036093 | 0.035315
| Repl pin CFL wLED_Com, E/O - IntL | Small Office | Interior Lighting | REPL | 0.3 | 0.47281 | 0.56123 | 0.5558 | 0.53351 | 0.582 | 0.62196 | 0.64164 | 0.64757 | 0.63362
| Refrig Case LED_Com, E - IntL | Small Office | Interior Lighting | NC | 0.3 | 0.56023 | 0.67464 | 0.69168 | 0.66125 | 0.65662 | 0.65572 | 0.63818 | 0.6361 | 0.62827
| Refrig Case LED_Com, E - IntL | Small Office | Interior Lighting | RET | 0.026641 | 0.037363 | 0.042666 | 0.042362 | 0.041228 | 0.040421 | 0.039078 | 0.039107 | 0.043344 | 0.044632
| Refrig Case LED_Com, E - IntL | Small Office | Interior Lighting | REPL | 0.3 | 0.54303 | 0.67834 | 0.67537 | 0.64337 | 0.6094 | 0.56723 | 0.54443 | 0.59853 | 0.63365
| Refrig Case Ctrls_Com, E - IntL | Small Office | Interior Lighting | RET | 0.019017 | 0.026732 | 0.031315 | 0.031881 | 0.031797 | 0.031882 | 0.031522 | 0.032262 | 0.032561 | 0.031859
| Stair Occ Sensor_Com, E - IntL [No Heat] | Small Office | Interior Lighting | NC | 0.3 | 0.48237 | 0.58377 | 0.61098 | 0.59229 | 0.59024 | 0.58943 | 0.57367 | 0.5718 | 0.56476
| Stair Occ Sensor_Com, E - IntL [No Heat] | Small Office | Interior Lighting | RET | 0.017961 | 0.025193 | 0.030277 | 0.031305 | 0.031532 | 0.031617 | 0.03126 | 0.031994 | 0.03229 | 0.031594
| Stair Occ Sensor_Com, E - IntL [Electric Heat] | Small Office | Interior Lighting | NC | 0.3 | 0.47194 | 0.56398 | 0.58736 | 0.56847 | 0.56611 | 0.56533 | 0.55022 | 0.54842 | 0.54167
| Stair Occ Sensor_Com, E - IntL [Electric Heat] | Small Office | Interior Lighting | RET | 0.017227 | 0.025002 | 0.02965 | 0.030289 | 0.030243 | 0.030324 | 0.029982 | 0.030686 | 0.03097 | 0.030303
| Stair Occ Sensor_Com, E/G - IntL | Small Office | Interior Lighting | NC | 0.3 | 0.47174 | 0.56361 | 0.58691 | 0.56802 | 0.56566 | 0.56488 | 0.54978 | 0.54798 | 0.54124
| Stair Occ Sensor_Com, E/G - IntL | Small Office | Interior Lighting | RET | 0.017213 | 0.024982 | 0.029626 | 0.030265 | 0.030219 | 0.0303 | 0.029958 | 0.030662 | 0.030945 | 0.030278
| Stair Occ Sensor_Com, E/O - IntL | Small Office | Interior Lighting | NC | 0.3 | 0.45815 | 0.53849 | 0.55725 | 0.53822 | 0.53551 | 0.53477 | 0.52047 | 0.51878 | 0.51239
| Stair Occ Sensor_Com, E/O - IntL | Small Office | Interior Lighting | RET | 0.016295 | 0.02365 | 0.028047 | 0.028651 | 0.028608 | 0.028685 | 0.028362 | 0.029027 | 0.029296 | 0.028665
| Int Delamping_Com, E - IntL [No Heat] | Small Office | Interior Lighting | RET | 0.020061 | 0.028138 | 0.033816 | 0.034964 | 0.035219 | 0.035313 | 0.034915 | 0.035735 | 0.036065 | 0.035288
| Int Delamping_Com, E - IntL [Electric Heat] | Small Office | Interior Lighting | RET | 0.020063 | 0.028141 | 0.03382 | 0.034968 | 0.035222 | 0.035317 | 0.034919 | 0.035738 | 0.036069 | 0.035292
| Int Delamping_Com, E/G - IntL | Small Office | Interior Lighting | RET | 0.019935 | 0.027961 | 0.033604 | 0.034745 | 0.034998 | 0.035091 | 0.034696 | 0.03551 | 0.035839 | 0.035067
| Int Delamping_Com, E/O - IntL | Small Office | Interior Lighting | RET | 0.019463 | 0.027299 | 0.032809 | 0.033923 | 0.034169 | 0.034261 | 0.033875 | 0.03467 | 0.03499 | 0.034237
| Int Ltg Dsgn_Com, E - IntL [No Heat] | Small Office | Interior Lighting | NC | 0.2 | 0.33792 | 0.46072 | 0.52956 | 0.54007 | 0.55302 | 0.55903 | 0.54458 | 0.5428 | 0.53612
| Int Ltg Dsgn_Com, E - IntL [Electric Heat] | Small Office | Interior Lighting | NC | 0.2 | 0.33916 | 0.46383 | 0.53415 | 0.54526 | 0.55856 | 0.56472 | 0.55018 | 0.54839 | 0.54164
| Int Ltg Dsgn_Com, E/G - IntL | Small Office | Interior Lighting | NC | 0.2 | 0.33332 | 0.44928 | 0.51278 | 0.52117 | 0.53288 | 0.53835 | 0.52423 | 0.52252 | 0.51609
| Int Ltg Dsgn_Com, E/O - IntL | Small Office | Interior Lighting | NC | 0.2 | 0.32691 | 0.43367 | 0.49022 | 0.49594 | 0.50608 | 0.51087 | 0.49722 | 0.49559 | 0.48949
| Room Air Conditioner_Com, E - Cool | Large Office | Cooling | NC | 0.35 | 0.53219 | 0.62405 | 0.64521 | 0.62299 | 0.61977 | 0.61892 | 0.60237 | 0.60041 | 0.59302
| Room Air Conditioner_Com, E - Cool | Large Office | Cooling | RET | 0.0012031 | 0.0014025 | 0.0022696 | 0.003326 | 0.0038247 | 0.0038229 | 0.0044226 | 0.0050809 | 0.0055616 | 0.0054418
| Room Air Conditioner_Com, E - Cool | Large Office | Cooling | REPL | 0.35 | 0.55051 | 0.70033 | 0.73698 | 0.74456 | 0.74389 | 0.75027 | 0.76788 | 0.77498 | 0.75829
| Chiller Systems_Com, E - Cool | Large Office | Cooling | NC | 0.2 | 0.40998 | 0.58524 | 0.65854 | 0.65441 | 0.65937 | 0.65846 | 0.64086 | 0.63877 | 0.6309
| Chiller Systems_Com, E - Cool | Large Office | Cooling | RET | 0.010032 | 0.023277 | 0.038616 | 0.045605 | 0.047698 | 0.048102 | 0.04697 | 0.047409 | 0.047187 | 0.045534
| Chiller Systems_Com, E - Cool | Large Office | Cooling | REPL | 0.2 | 0.4108 | 0.61259 | 0.66944 | 0.66059 | 0.63163 | 0.58448 | 0.55722 | 0.52102 | 0.46933
| Chiller Tuneup_Com, E - Cool | Large Office | Cooling | RET | 0.019867 | 0.033877 | 0.045184 | 0.048582 | 0.049611 | 0.049959 | 0.049396 | 0.050556 | 0.051023 | 0.049924
| Computer Room Air Conditioner_Com, E - Cool | Large Office | Cooling | NC | 0.25 | 0.45345 | 0.59214 | 0.63956 | 0.62654 | 0.62727 | 0.6264 | 0.60965 | 0.60767 | 0.60019
| Computer Room Air Conditioner_Com, E - Cool | Large Office | Cooling | REPL | 0.25 | 0.47035 | 0.66807 | 0.73744 | 0.75971 | 0.76799 | 0.75934 | 0.77716 | 0.78435 | 0.76745
| Mini Split Ductless AC_Com, E - Cool | Large Office | Cooling | NC | 0 | 0 | 0 | 0 | 0 | 0 | 0 | 0 | 0 | 0
| Mini Split Ductless AC_Com, E - Cool | Large Office | Cooling | RET | 0 | 0 | 0 | 0 | 0 | 0 | 0 | 0 | 0 | 0
| Mini Split Ductless AC_Com, E - Cool | Large Office | Cooling | REPL | 0 | 0 | 0 | 0 | 0 | 0 | 0 | 0 | 0 | 0
| Eff Unitary AC_Com, E - Cool | Large Office | Cooling | NC | 0.35 | 0.49552 | 0.55981 | 0.57087 | 0.54876 | 0.54492 | 0.54417 | 0.52962 | 0.52789 | 0.52139
| Eff Unitary AC_Com, E - Cool | Large Office | Cooling | RET | 0.025686 | 0.024702 | 0.025568 | 0.024985 | 0.02456 | 0.024331 | 0.02377 | 0.025346 | 0.026388 | 0.025819
| Eff Unitary AC_Com, E - Cool | Large Office | Cooling | REPL | 0.35 | 0.49815 | 0.60239 | 0.61765 | 0.61412 | 0.60548 | 0.58849 | 0.62569 | 0.65508 | 0.66406
| PTAC_Com, E - Cool | Large Office | Cooling | NC | 0.35 | 0.46324 | 0.50679 | 0.51095 | 0.48865 | 0.48523 | 0.48456 | 0.4716 | 0.47007 | 0.46428
| PTAC_Com, E - Cool | Large Office | Cooling | RET | 0.0022318 | 0.0028114 | 0.0048247 | 0.0075259 | 0.009219 | 0.0098135 | 0.0098193 | 0.010223 | 0.010317 | 0.010095
| PTAC_Com, E - Cool | Large Office | Cooling | REPL | 0.35 | 0.47805 | 0.56614 | 0.57891 | 0.57673 | 0.5724 | 0.56005 | 0.60118 | 0.60674 | 0.59367
| Unitary Equipment Economizer_Com, E - Cool | Large Office | Cooling | RET | 0.012398 | 0.022403 | 0.029312 | 0.030834 | 0.031095 | 0.031178 | 0.030826 | 0.03155 | 0.031842 | 0.031156
| AC Tuneup_Com, E - Cool [ASHP] | Large Office | Cooling | RET | 0.0096645 | 0.024952 | 0.040882 | 0.046662 | 0.048212 | 0.048607 | 0.048059 | 0.049187 | 0.049642 | 0.048573
| AC Tuneup_Com, E - Heat [ASHP] | Large Office | Space Heating | RET | 0.0096645 | 0.024952 | 0.040882 | 0.046662 | 0.048212 | 0.048607 | 0.048059 | 0.049187 | 0.049642 | 0.048573
| AC Tuneup_Com, E - Cool [Unitary AC] | Large Office | Cooling | RET | 0.0088796 | 0.022925 | 0.037562 | 0.042872 | 0.044296 | 0.044659 | 0.044156 | 0.045192 | 0.04561 | 0.044628
| DCV_Com, E - Cool [Building w Elec Heat] | Large Office | Cooling | RET | 0.014781 | 0.028962 | 0.042315 | 0.047295 | 0.048932 | 0.04956 | 0.049001 | 0.050151 | 0.050615 | 0.049525
| DCV_Com, E - Heat [Building w Elec Heat] | Large Office | Space Heating | RET | 0.014781 | 0.028962 | 0.042315 | 0.047295 | 0.048932 | 0.04956 | 0.049001 | 0.050151 | 0.050615 | 0.049525
| DCV_Com, E - Vent [Building w Elec Heat] | Large Office | Ventilation | RET | 0.014781 | 0.028962 | 0.042315 | 0.047295 | 0.048932 | 0.04956 | 0.049001 | 0.050151 | 0.050615 | 0.049525
| DCV_Com, E - Cool [Building w Gas Heat] | Large Office | Cooling | RET | 0.014925 | 0.029244 | 0.042726 | 0.047755 | 0.049408 | 0.050042 | 0.049478 | 0.050639 | 0.051108 | 0.050007
| DCV_Com, G - Heat [Building w Gas Heat] | Large Office |  | RET | 0.014925 | 0.030007 | 0.041861 | 0.046987 | 0.048765 | 0.049281 | 0.049432 | 0.049619 | 0.04991 | 0.050157
| DCV_Com, E - Vent [Building w Gas Heat] | Large Office | Ventilation | RET | 0.014925 | 0.029244 | 0.042726 | 0.047755 | 0.049408 | 0.050042 | 0.049478 | 0.050639 | 0.051108 | 0.050007
| DCV_Com, E - Cool [Building w Oil Heat] | Large Office | Cooling | RET | 0.015018 | 0.029426 | 0.042993 | 0.048053 | 0.049716 | 0.050354 | 0.049787 | 0.050955 | 0.051426 | 0.050319
| DCV_Com, O - Heat [Building w Oil Heat] | Large Office |  | RET | 0.015018 | 0.029875 | 0.041481 | 0.046409 | 0.047831 | 0.047899 | 0.04754 | 0.047164 | 0.046789 | 0.046388
| DCV_Com, E - Vent [Building w Oil Heat] | Large Office | Ventilation | RET | 0.015018 | 0.029426 | 0.042993 | 0.048053 | 0.049716 | 0.050354 | 0.049787 | 0.050955 | 0.051426 | 0.050319
| DCV_Com, E - Cool [Building w Propane Heat] | Large Office | Cooling | RET | 0.01475 | 0.028902 | 0.042226 | 0.047196 | 0.04883 | 0.049456 | 0.048899 | 0.050047 | 0.05051 | 0.049421
| DCV_Com, P - Heat [Building w Propane Heat] | Large Office |  | RET | 0.01475 | 0.029342 | 0.040741 | 0.045581 | 0.046978 | 0.047045 | 0.046692 | 0.046323 | 0.045955 | 0.04556
| DCV_Com, E - Vent [Building w Propane Heat] | Large Office | Ventilation | RET | 0.01475 | 0.028902 | 0.042226 | 0.047196 | 0.04883 | 0.049456 | 0.048899 | 0.050047 | 0.05051 | 0.049421
| Controls for Unitary AC_Com, E - Cool | Large Office | Cooling | RET | 0.010775 | 0.021112 | 0.030846 | 0.034476 | 0.035669 | 0.036127 | 0.03572 | 0.036558 | 0.036896 | 0.036102
| Optimized Unitary AC Sys_Com, E - Cool [Building w Elec Heat] | Large Office | Cooling | NC | 0.15 | 0.23577 | 0.30322 | 0.3366 | 0.33761 | 0.34327 | 0.3457 | 0.33645 | 0.33536 | 0.33123
| Optimized Unitary AC Sys_Com, E - Heat [Building w Elec Heat] | Large Office | Space Heating | NC | 0.15 | 0.23577 | 0.30322 | 0.3366 | 0.33761 | 0.34327 | 0.3457 | 0.33645 | 0.33536 | 0.33123
| Optimized Unitary AC Sys_Com, E - Cool [Building w Gas Heat] | Large Office | Cooling | NC | 0.15 | 0.27856 | 0.41269 | 0.50097 | 0.52526 | 0.54441 | 0.55306 | 0.5405 | 0.53874 | 0.5321
| Optimized Unitary AC Sys_Com, G - Heat [Building w Gas Heat] | Large Office |  | NC | 0.15 | 0.28131 | 0.41901 | 0.50393 | 0.53306 | 0.54004 | 0.54537 | 0.54668 | 0.54747 | 0.54566
| Optimized Unitary AC Sys_Com, E - Cool [Building w Oil Heat] | Large Office | Cooling | NC | 0.15 | 0.28164 | 0.42147 | 0.51523 | 0.54223 | 0.56293 | 0.57226 | 0.55952 | 0.55769 | 0.55083
| Optimized Unitary AC Sys_Com, O - Heat [Building w Oil Heat] | Large Office |  | NC | 0.15 | 0.2814 | 0.4214 | 0.50873 | 0.53639 | 0.53938 | 0.53935 | 0.53457 | 0.52801 | 0.51917
| Optimized Unitary AC Sys_Com, E - Cool [Building w Propane Heat] | Large Office | Cooling | NC | 0.15 | 0.26589 | 0.37781 | 0.44587 | 0.46072 | 0.47446 | 0.48073 | 0.469 | 0.46747 | 0.46172
| Optimized Unitary AC Sys_Com, P - Heat [Building w Propane Heat] | Large Office |  | NC | 0.15 | 0.26567 | 0.37774 | 0.44024 | 0.45576 | 0.45461 | 0.45307 | 0.44809 | 0.44259 | 0.43518
| Optimized Chiller Sys_Com, E - Cool | Large Office | Cooling | NC | 0.15 | 0.24033 | 0.31376 | 0.35133 | 0.35383 | 0.36038 | 0.36333 | 0.35362 | 0.35246 | 0.34812
| Cool Roof_Com, E - Cool [Building w Elec Heat] | Large Office | Cooling | NC | 0.1 | 0.12746 | 0.15111 | 0.16663 | 0.1703 | 0.17671 | 0.17954 | 0.17474 | 0.17417 | 0.17202
| Cool Roof_Com, E - Cool [Building w Elec Heat] | Large Office | Cooling | RET | 0 | 0.00089265 | 0.002875 | 0.0063124 | 0.011206 | 0.016345 | 0.019909 | 0.02258 | 0.023883 | 0.023368
| Cool Roof_Com, E - Heat [Building w Elec Heat] | Large Office | Space Heating | NC | 0.1 | 0.12746 | 0.15111 | 0.16663 | 0.1703 | 0.17671 | 0.17954 | 0.17474 | 0.17417 | 0.17202
| Cool Roof_Com, E - Heat [Building w Elec Heat] | Large Office | Space Heating | RET | 0 | 0.00089265 | 0.002875 | 0.0063124 | 0.011206 | 0.016345 | 0.019909 | 0.02258 | 0.023883 | 0.023368
| Cool Roof_Com, E - Cool [Building w Gas Heat] | Large Office | Cooling | NC | 0.1 | 0.12739 | 0.15094 | 0.16638 | 0.17 | 0.17637 | 0.17916 | 0.17437 | 0.1738 | 0.17166
| Cool Roof_Com, E - Cool [Building w Gas Heat] | Large Office | Cooling | RET | 0 | 0.00088804 | 0.0028602 | 0.0062798 | 0.011149 | 0.016261 | 0.019806 | 0.022464 | 0.02376 | 0.023248
| Cool Roof_Com, G - Heat [Building w Gas Heat] | Large Office |  | NC | 0.1 | 0.12864 | 0.15325 | 0.16736 | 0.17252 | 0.17495 | 0.17667 | 0.17637 | 0.17662 | 0.17604
| Cool Roof_Com, G - Heat [Building w Gas Heat] | Large Office |  | RET | 0 | 0.00091123 | 0.0028023 | 0.0061788 | 0.011004 | 0.016013 | 0.019788 | 0.022011 | 0.023203 | 0.023318
| Cool Roof_Com, E - Cool [Building w Oil Heat] | Large Office | Cooling | NC | 0.1 | 0.12628 | 0.14854 | 0.16286 | 0.16584 | 0.1717 | 0.17397 | 0.16931 | 0.16876 | 0.16668
| Cool Roof_Com, E - Cool [Building w Oil Heat] | Large Office | Cooling | RET | 0 | 0.00086978 | 0.0028014 | 0.0061507 | 0.010919 | 0.015926 | 0.019399 | 0.022002 | 0.023271 | 0.02277
| Cool Roof_Com, O - Heat [Building w Oil Heat] | Large Office |  | NC | 0.1 | 0.12617 | 0.14851 | 0.16081 | 0.16406 | 0.16452 | 0.16396 | 0.16177 | 0.15978 | 0.1571
| Cool Roof_Com, O - Heat [Building w Oil Heat] | Large Office |  | RET | 0 | 0.00088304 | 0.0027029 | 0.0059402 | 0.010505 | 0.01515 | 0.018524 | 0.020365 | 0.021173 | 0.020991
| Cool Roof_Com, E - Cool [Building w Propane Heat] | Large Office | Cooling | NC | 0.1 | 0.12707 | 0.15026 | 0.16538 | 0.16881 | 0.17503 | 0.17767 | 0.17292 | 0.17236 | 0.17024
| Cool Roof_Com, E - Cool [Building w Propane Heat] | Large Office | Cooling | RET | 0 | 0.00088294 | 0.0028438 | 0.0062437 | 0.011085 | 0.016167 | 0.019693 | 0.022335 | 0.023623 | 0.023114
| Cool Roof_Com, P - Heat [Building w Propane Heat] | Large Office |  | NC | 0.1 | 0.12697 | 0.15023 | 0.16329 | 0.16699 | 0.16771 | 0.16745 | 0.16521 | 0.16318 | 0.16045
| Cool Roof_Com, P - Heat [Building w Propane Heat] | Large Office |  | RET | 0 | 0.0008964 | 0.0027437 | 0.0060301 | 0.010664 | 0.015379 | 0.018804 | 0.020673 | 0.021493 | 0.021309
| GSHP_Com, E - Cool | Large Office | Cooling | RET | 0.0011836 | 0.0023012 | 0.0036075 | 0.0047403 | 0.0058671 | 0.0070178 | 0.0080379 | 0.0093243 | 0.010487 | 0.01128
| GSHP_Com, E - Cool | Large Office | Cooling | REPL | 0.02 | 0.035406 | 0.06246 | 0.096266 | 0.13645 | 0.1763 | 0.20339 | 0.2232 | 0.22672 | 0.21366
| GSHP_Com, E - Heat | Large Office | Space Heating | RET | 0.0011836 | 0.0023012 | 0.0036075 | 0.0047403 | 0.0058671 | 0.0070178 | 0.0080379 | 0.0093243 | 0.010487 | 0.01128
| GSHP_Com, E - Heat | Large Office | Space Heating | REPL | 0.02 | 0.035406 | 0.06246 | 0.096266 | 0.13645 | 0.1763 | 0.20339 | 0.2232 | 0.22672 | 0.21366
| Unitary HP_Com, E - Cool | Large Office | Cooling | NC | 0.35 | 0.46087 | 0.50303 | 0.50674 | 0.48445 | 0.48106 | 0.4804 | 0.46756 | 0.46603 | 0.4603
| Unitary HP_Com, E - Cool | Large Office | Cooling | RET | 0.0042903 | 0.012205 | 0.021473 | 0.025088 | 0.025858 | 0.025822 | 0.025202 | 0.027294 | 0.027546 | 0.026953
| Unitary HP_Com, E - Cool | Large Office | Cooling | REPL | 0.35 | 0.47 | 0.54592 | 0.54723 | 0.53455 | 0.52018 | 0.49871 | 0.56312 | 0.60154 | 0.58858
| Unitary HP_Com, E - Heat | Large Office | Space Heating | NC | 0.35 | 0.46087 | 0.50303 | 0.50674 | 0.48445 | 0.48106 | 0.4804 | 0.46756 | 0.46603 | 0.4603
| Unitary HP_Com, E - Heat | Large Office | Space Heating | RET | 0.0042903 | 0.012205 | 0.021473 | 0.025088 | 0.025858 | 0.025822 | 0.025202 | 0.027294 | 0.027546 | 0.026953
| Unitary HP_Com, E - Heat | Large Office | Space Heating | REPL | 0.35 | 0.47 | 0.54592 | 0.54723 | 0.53455 | 0.52018 | 0.49871 | 0.56312 | 0.60154 | 0.58858
| PTHP_Com, E - Cool | Large Office | Cooling | NC | 0.35 | 0.5405 | 0.63922 | 0.66304 | 0.64089 | 0.63787 | 0.63699 | 0.61996 | 0.61793 | 0.61033
| PTHP_Com, E - Cool | Large Office | Cooling | RET | 0.0020511 | 0.002161 | 0.002753 | 0.0034408 | 0.0038734 | 0.00403 | 0.0040123 | 0.0041757 | 0.0042143 | 0.0041235
| PTHP_Com, E - Cool | Large Office | Cooling | REPL | 0.35 | 0.55826 | 0.71615 | 0.75655 | 0.76598 | 0.76662 | 0.75481 | 0.78539 | 0.79761 | 0.78042
| PTHP_Com, E - Heat | Large Office | Space Heating | NC | 0.35 | 0.5405 | 0.63922 | 0.66304 | 0.64089 | 0.63787 | 0.63699 | 0.61996 | 0.61793 | 0.61033
| PTHP_Com, E - Heat | Large Office | Space Heating | RET | 0.0020511 | 0.002161 | 0.002753 | 0.0034408 | 0.0038734 | 0.00403 | 0.0040123 | 0.0041757 | 0.0042143 | 0.0041235
| PTHP_Com, E - Heat | Large Office | Space Heating | REPL | 0.35 | 0.55826 | 0.71615 | 0.75655 | 0.76598 | 0.76662 | 0.75481 | 0.78539 | 0.79761 | 0.78042
| Minisplit Ductless HP_Com, E - Cool | Large Office | Cooling | RET | 0.023233 | 0.035937 | 0.042626 | 0.042218 | 0.040524 | 0.038918 | 0.036855 | 0.037092 | 0.036827 | 0.035464
| Minisplit Ductless HP_Com, E - Cool | Large Office | Cooling | REPL | 0.175 | 0.25983 | 0.3119 | 0.30513 | 0.28433 | 0.26064 | 0.2338 | 0.22254 | 0.21602 | 0.20297
| Minisplit Ductless HP_Com, E - Heat | Large Office | Space Heating | RET | 0.023233 | 0.035937 | 0.042626 | 0.042218 | 0.040524 | 0.038918 | 0.036855 | 0.037092 | 0.036827 | 0.035464
| Minisplit Ductless HP_Com, E - Heat | Large Office | Space Heating | REPL | 0.175 | 0.25983 | 0.3119 | 0.30513 | 0.28433 | 0.26064 | 0.2338 | 0.22254 | 0.21602 | 0.20297
| Programmable TStat_Com, E - Cool [Building w Elec Heat] | Large Office | Cooling | NC | 0.3 | 0.18391 | 0.086757 | 0 | 0 | 0 | 0 | 0 | 0 | 0
| Programmable TStat_Com, E - Cool [Building w Elec Heat] | Large Office | Cooling | RET | 0.015144 | 0.0073699 | 0 | 0 | 0 | 0 | 0 | 0 | 0 | 0
| Programmable TStat_Com, E - Heat [Building w Elec Heat] | Large Office | Space Heating | NC | 0.3 | 0.18391 | 0.086757 | 0 | 0 | 0 | 0 | 0 | 0 | 0
| Programmable TStat_Com, E - Heat [Building w Elec Heat] | Large Office | Space Heating | RET | 0.015144 | 0.0073699 | 0 | 0 | 0 | 0 | 0 | 0 | 0 | 0
| Programmable TStat_Com, E - Cool [Building w Gas Heat] | Large Office | Cooling | NC | 0.3 | 0.18391 | 0.086757 | 0 | 0 | 0 | 0 | 0 | 0 | 0
| Programmable TStat_Com, E - Cool [Building w Gas Heat] | Large Office | Cooling | RET | 0.019485 | 0.0094826 | 0 | 0 | 0 | 0 | 0 | 0 | 0 | 0
| Programmable TStat_Com, G - Heat [Building w Gas Heat] | Large Office |  | NC | 0.3 | 0.18573 | 0.088084 | 0 | 0 | 0 | 0 | 0 | 0 | 0
| Programmable TStat_Com, G - Heat [Building w Gas Heat] | Large Office |  | RET | 0.019485 | 0.0097302 | 0 | 0 | 0 | 0 | 0 | 0 | 0 | 0
| Programmable TStat_Com, E - Cool [Building w Propane Heat] | Large Office | Cooling | NC | 0.3 | 0.18391 | 0.086757 | 0 | 0 | 0 | 0 | 0 | 0 | 0
| Programmable TStat_Com, E - Cool [Building w Propane Heat] | Large Office | Cooling | RET | 0.018993 | 0.0092433 | 0 | 0 | 0 | 0 | 0 | 0 | 0 | 0
| Programmable TStat_Com, P - Heat [Building w Propane Heat] | Large Office |  | NC | 0.3 | 0.18376 | 0.086742 | 0 | 0 | 0 | 0 | 0 | 0 | 0
| Programmable TStat_Com, P - Heat [Building w Propane Heat] | Large Office |  | RET | 0.018993 | 0.0093842 | 0 | 0 | 0 | 0 | 0 | 0 | 0 | 0
| Programmable TStat_Com, E - Cool [Building w Oil Heat] | Large Office | Cooling | NC | 0.3 | 0.18391 | 0.086757 | 0 | 0 | 0 | 0 | 0 | 0 | 0
| Programmable TStat_Com, E - Cool [Building w Oil Heat] | Large Office | Cooling | RET | 0.015557 | 0.0075708 | 0 | 0 | 0 | 0 | 0 | 0 | 0 | 0
| Programmable TStat_Com, O - Heat [Building w Oil Heat] | Large Office |  | NC | 0.3 | 0.18376 | 0.086742 | 0 | 0 | 0 | 0 | 0 | 0 | 0
| Programmable TStat_Com, O - Heat [Building w Oil Heat] | Large Office |  | RET | 0.015557 | 0.0076862 | 0 | 0 | 0 | 0 | 0 | 0 | 0 | 0
| Smart TStat_Com, E - Cool [Building w Elec Heat] | Large Office | Cooling | NC | 0.05 | 0.18391 | 0.34703 | 0.41104 | 0.4567 | 0.51759 | 0.59071 | 0.57492 | 0.57304 | 0.56599
| Smart TStat_Com, E - Cool [Building w Elec Heat] | Large Office | Cooling | RET | 0.0047516 | 0.0082949 | 0.016382 | 0.021859 | 0.023405 | 0.023898 | 0.023628 | 0.024183 | 0.024406 | 0.023881
| Smart TStat_Com, E - Heat [Building w Elec Heat] | Large Office | Space Heating | NC | 0.05 | 0.18391 | 0.34703 | 0.41104 | 0.4567 | 0.51759 | 0.59071 | 0.57492 | 0.57304 | 0.56599
| Smart TStat_Com, E - Heat [Building w Elec Heat] | Large Office | Space Heating | RET | 0.0047516 | 0.0082949 | 0.016382 | 0.021859 | 0.023405 | 0.023898 | 0.023628 | 0.024183 | 0.024406 | 0.023881
| Smart TStat_Com, E - Cool [Building w Gas Heat] | Large Office | Cooling | NC | 0.05 | 0.18391 | 0.34703 | 0.41104 | 0.4567 | 0.51759 | 0.59071 | 0.57492 | 0.57304 | 0.56599
| Smart TStat_Com, E - Cool [Building w Gas Heat] | Large Office | Cooling | RET | 0.0068584 | 0.011973 | 0.023645 | 0.031551 | 0.033784 | 0.034494 | 0.034105 | 0.034906 | 0.035229 | 0.03447
| Smart TStat_Com, G - Heat [Building w Gas Heat] | Large Office |  | NC | 0.05 | 0.18573 | 0.35234 | 0.41347 | 0.46348 | 0.51343 | 0.5825 | 0.58149 | 0.58234 | 0.5804
| Smart TStat_Com, G - Heat [Building w Gas Heat] | Large Office |  | RET | 0.0068584 | 0.012286 | 0.023167 | 0.031044 | 0.033344 | 0.03397 | 0.034073 | 0.034203 | 0.034403 | 0.034573
| Smart TStat_Com, E - Cool [Building w Propane Heat] | Large Office | Cooling | NC | 0.05 | 0.18391 | 0.34703 | 0.41104 | 0.4567 | 0.51759 | 0.59071 | 0.57492 | 0.57304 | 0.56599
| Smart TStat_Com, E - Cool [Building w Propane Heat] | Large Office | Cooling | RET | 0.0064463 | 0.011253 | 0.022225 | 0.029655 | 0.031753 | 0.032421 | 0.032056 | 0.032808 | 0.033112 | 0.032398
| Smart TStat_Com, P - Heat [Building w Propane Heat] | Large Office |  | NC | 0.05 | 0.18376 | 0.34697 | 0.40585 | 0.45178 | 0.49593 | 0.55673 | 0.54929 | 0.54254 | 0.53346
| Smart TStat_Com, P - Heat [Building w Propane Heat] | Large Office |  | RET | 0.0064463 | 0.011425 | 0.021443 | 0.02864 | 0.03055 | 0.03084 | 0.030609 | 0.030367 | 0.030126 | 0.029867
| Smart TStat_Com, E - Cool [Building w Oil Heat] | Large Office | Cooling | NC | 0.05 | 0.18391 | 0.34703 | 0.41104 | 0.4567 | 0.51759 | 0.59071 | 0.57492 | 0.57304 | 0.56599
| Smart TStat_Com, E - Cool [Building w Oil Heat] | Large Office | Cooling | RET | 0.0050162 | 0.0087569 | 0.017294 | 0.023076 | 0.024709 | 0.025229 | 0.024944 | 0.02553 | 0.025766 | 0.025211
| Smart TStat_Com, O - Heat [Building w Oil Heat] | Large Office |  | NC | 0.05 | 0.18376 | 0.34697 | 0.40585 | 0.45178 | 0.49593 | 0.55673 | 0.54929 | 0.54254 | 0.53346
| Smart TStat_Com, O - Heat [Building w Oil Heat] | Large Office |  | RET | 0.0050162 | 0.0088904 | 0.016686 | 0.022287 | 0.023772 | 0.023999 | 0.023819 | 0.02363 | 0.023442 | 0.023241
| Boiler Blowdown Controls_Com, G - Heat | Large Office |  | RET | 0.006368 | 0.012803 | 0.017861 | 0.020048 | 0.020807 | 0.021027 | 0.021091 | 0.021171 | 0.021295 | 0.021401
| Boiler Blowdown Controls_Com, O - Heat | Large Office |  | RET | 0.0061918 | 0.012317 | 0.017102 | 0.019134 | 0.019721 | 0.019749 | 0.019601 | 0.019446 | 0.019291 | 0.019125
| Boiler Blowdown Controls_Com, P - Heat | Large Office |  | RET | 0.0066073 | 0.013144 | 0.01825 | 0.020418 | 0.021044 | 0.021074 | 0.020916 | 0.020751 | 0.020585 | 0.020409
| Boiler Modifications_Com, G - Heat | Large Office |  | RET | 0.010864 | 0.021843 | 0.030471 | 0.034202 | 0.035497 | 0.035872 | 0.035982 | 0.036118 | 0.03633 | 0.03651
| Boiler Modifications_Com, O - Heat | Large Office |  | RET | 0.012476 | 0.024819 | 0.034461 | 0.038555 | 0.039737 | 0.039793 | 0.039495 | 0.039183 | 0.038871 | 0.038538
| Boiler Modifications_Com, P - Heat | Large Office |  | RET | 0.014901 | 0.029642 | 0.041157 | 0.046047 | 0.047459 | 0.047526 | 0.047169 | 0.046797 | 0.046424 | 0.046026
| Boilers_Com, G - Heat | Large Office |  | NC | 0.35 | 0.41511 | 0.43402 | 0.42621 | 0.40814 | 0.39615 | 0.39327 | 0.39258 | 0.39316 | 0.39185
| Boilers_Com, G - Heat | Large Office |  | RET | 0.007889 | 0.017039 | 0.022978 | 0.024576 | 0.024633 | 0.024186 | 0.023793 | 0.023423 | 0.023106 | 0.022773
| Boilers_Com, G - Heat | Large Office |  | REPL | 0.35 | 0.42655 | 0.44963 | 0.44504 | 0.43297 | 0.4205 | 0.40909 | 0.39789 | 0.38739 | 0.37643
| Boilers_Com, O - Heat | Large Office |  | NC | 0.35 | 0.54962 | 0.65689 | 0.67545 | 0.65492 | 0.6317 | 0.6205 | 0.6122 | 0.60468 | 0.59456
| Boilers_Com, O - Heat | Large Office |  | RET | 0.013577 | 0.028866 | 0.038312 | 0.040217 | 0.039358 | 0.037633 | 0.036 | 0.034423 | 0.032914 | 0.031451
| Boilers_Com, O - Heat | Large Office |  | REPL | 0.35 | 0.55431 | 0.65551 | 0.66458 | 0.63884 | 0.60037 | 0.56138 | 0.52273 | 0.48462 | 0.44681
| Boilers_Com, P - Heat | Large Office |  | NC | 0.35 | 0.54966 | 0.65696 | 0.67554 | 0.65501 | 0.63179 | 0.62059 | 0.61228 | 0.60476 | 0.59464
| Boilers_Com, P - Heat | Large Office |  | RET | 0.015048 | 0.031971 | 0.042368 | 0.044383 | 0.043337 | 0.041341 | 0.039455 | 0.037639 | 0.035904 | 0.034229
| Boilers_Com, P - Heat | Large Office |  | REPL | 0.35 | 0.55164 | 0.64912 | 0.65413 | 0.62446 | 0.58231 | 0.53972 | 0.49752 | 0.45594 | 0.41472
| Furnace_Com, G - Heat | Large Office |  | NC | 0.35 | 0.45744 | 0.49809 | 0.4958 | 0.47763 | 0.4636 | 0.46022 | 0.45942 | 0.46009 | 0.45856
| Furnace_Com, G - Heat | Large Office |  | RET | 0.008116 | 0.017544 | 0.023704 | 0.025418 | 0.02555 | 0.02516 | 0.024822 | 0.024508 | 0.024246 | 0.023967
| Furnace_Com, G - Heat | Large Office |  | REPL | 0.35 | 0.4697 | 0.51524 | 0.51652 | 0.50506 | 0.49004 | 0.47625 | 0.4627 | 0.44997 | 0.43669
| Furnace_Com, O - Heat | Large Office |  | NC | 0.35 | 0.52962 | 0.62007 | 0.63258 | 0.61179 | 0.58945 | 0.579 | 0.57125 | 0.56424 | 0.55479
| Furnace_Com, O - Heat | Large Office |  | RET | 0.0096258 | 0.02051 | 0.027354 | 0.028907 | 0.028499 | 0.027457 | 0.026464 | 0.025496 | 0.024563 | 0.023649
| Furnace_Com, O - Heat | Large Office |  | REPL | 0.35 | 0.54114 | 0.63516 | 0.64889 | 0.63306 | 0.60569 | 0.57833 | 0.55113 | 0.52429 | 0.49753
| Furnace_Com, P - Heat | Large Office |  | NC | 0.35 | 0.5492 | 0.6561 | 0.67453 | 0.65399 | 0.63079 | 0.61961 | 0.61132 | 0.60381 | 0.5937
| Furnace_Com, P - Heat | Large Office |  | RET | 0.012257 | 0.026101 | 0.034767 | 0.036677 | 0.03609 | 0.034702 | 0.033382 | 0.032099 | 0.030863 | 0.029657
| Furnace_Com, P - Heat | Large Office |  | REPL | 0.35 | 0.55631 | 0.66052 | 0.67311 | 0.65089 | 0.61577 | 0.58006 | 0.54463 | 0.5097 | 0.47499
| Unit Heater_Com, G - Heat | Large Office |  | NC | 0.35 | 0.49403 | 0.55758 | 0.56205 | 0.54452 | 0.52852 | 0.52467 | 0.52376 | 0.52452 | 0.52278
| Unit Heater_Com, G - Heat | Large Office |  | RET | 0.0091336 | 0.019699 | 0.02648 | 0.028198 | 0.028129 | 0.027483 | 0.026903 | 0.026354 | 0.027122 | 0.027858
| Unit Heater_Com, G - Heat | Large Office |  | REPL | 0.35 | 0.50559 | 0.57299 | 0.57948 | 0.56747 | 0.54817 | 0.53022 | 0.51254 | 0.52239 | 0.53187
| Unit Heater_Com, P - Heat | Large Office |  | NC | 0.35 | 0.54966 | 0.65696 | 0.67554 | 0.65501 | 0.63179 | 0.62059 | 0.61228 | 0.60476 | 0.59464
| Unit Heater_Com, P - Heat | Large Office |  | RET | 0.015046 | 0.031854 | 0.041882 | 0.043399 | 0.041872 | 0.039457 | 0.037197 | 0.035053 | 0.03303 | 0.031104
| Unit Heater_Com, P - Heat | Large Office |  | REPL | 0.35 | 0.55165 | 0.64912 | 0.65414 | 0.62447 | 0.58233 | 0.53973 | 0.49754 | 0.45596 | 0.41475
| Energy Recovery Ventilator_Com, G - Heat | Large Office |  | NC | 0.2 | 0.29912 | 0.36995 | 0.39694 | 0.39715 | 0.39284 | 0.39206 | 0.39137 | 0.39194 | 0.39064
| Energy Recovery Ventilator_Com, G - Heat | Large Office |  | RET | 0.0069229 | 0.016432 | 0.025832 | 0.030268 | 0.031294 | 0.031001 | 0.030224 | 0.030596 | 0.031027 | 0.031427
| Energy Recovery Ventilator_Com, G - Heat | Large Office |  | REPL | 0.2 | 0.30786 | 0.3827 | 0.41111 | 0.41421 | 0.4058 | 0.39254 | 0.39341 | 0.39508 | 0.39642
| Energy Recovery Ventilator_Com, O - Heat | Large Office |  | NC | 0.2 | 0.32868 | 0.43853 | 0.49103 | 0.49842 | 0.49295 | 0.48959 | 0.48312 | 0.47719 | 0.4692
| Energy Recovery Ventilator_Com, O - Heat | Large Office |  | RET | 0.0090468 | 0.021207 | 0.033038 | 0.038314 | 0.039002 | 0.037937 | 0.036257 | 0.036008 | 0.035757 | 0.035485
| Energy Recovery Ventilator_Com, O - Heat | Large Office |  | REPL | 0.2 | 0.33579 | 0.44634 | 0.49468 | 0.49898 | 0.4816 | 0.4561 | 0.44547 | 0.43488 | 0.42417
| Energy Recovery Ventilator_Com, P - Heat | Large Office |  | NC | 0.2 | 0.34115 | 0.46951 | 0.53586 | 0.54899 | 0.54512 | 0.54228 | 0.53567 | 0.52909 | 0.52024
| Energy Recovery Ventilator_Com, P - Heat | Large Office |  | RET | 0.010031 | 0.023494 | 0.036526 | 0.04222 | 0.042806 | 0.041461 | 0.039453 | 0.039047 | 0.038648 | 0.038232
| Energy Recovery Ventilator_Com, P - Heat | Large Office |  | REPL | 0.2 | 0.34733 | 0.47425 | 0.53281 | 0.53897 | 0.51843 | 0.48769 | 0.4733 | 0.45849 | 0.44362
| Forced Air Heating Maintenance_Com, G - Heat | Large Office |  | RET | 0.0044163 | 0.0084541 | 0.0114 | 0.012606 | 0.013016 | 0.013124 | 0.013164 | 0.013214 | 0.013292 | 0.013358
| Forced Air Heating Maintenance_Com, O - Heat | Large Office |  | RET | 0.005325 | 0.010086 | 0.013536 | 0.01492 | 0.015299 | 0.015286 | 0.015171 | 0.015051 | 0.014931 | 0.014803
| Forced Air Heating Maintenance_Com, P - Heat | Large Office |  | RET | 0.0070745 | 0.013399 | 0.017984 | 0.019822 | 0.020325 | 0.020308 | 0.020155 | 0.019996 | 0.019837 | 0.019667
| Infrared Heater_Com, G - Heat | Large Office |  | NC | 0.05 | 0.17279 | 0.37976 | 0.55623 | 0.62662 | 0.64236 | 0.64847 | 0.64749 | 0.64844 | 0.64629
| Infrared Heater_Com, G - Heat | Large Office |  | RET | 0.010032 | 0.026554 | 0.041447 | 0.047336 | 0.048859 | 0.048938 | 0.048875 | 0.048848 | 0.050323 | 0.050572
| Infrared Heater_Com, G - Heat | Large Office |  | REPL | 0.05 | 0.17544 | 0.3811 | 0.5481 | 0.60876 | 0.60406 | 0.5762 | 0.53842 | 0.64531 | 0.75277
| Infrared Heater_Com, P - Heat | Large Office |  | NC | 0.05 | 0.17102 | 0.37422 | 0.54647 | 0.61142 | 0.62111 | 0.62043 | 0.61228 | 0.60476 | 0.59464
| Infrared Heater_Com, P - Heat | Large Office |  | RET | 0.010032 | 0.026273 | 0.040815 | 0.046464 | 0.047626 | 0.04727 | 0.046712 | 0.046142 | 0.046884 | 0.046482
| Infrared Heater_Com, P - Heat | Large Office |  | REPL | 0.05 | 0.17365 | 0.37554 | 0.53848 | 0.59399 | 0.58408 | 0.55129 | 0.50914 | 0.60185 | 0.69261
| Steam Trap Maintenance_Com, G - Heat | Large Office |  | RET | 0.022298 | 0.036808 | 0.042751 | 0.04407 | 0.044157 | 0.044177 | 0.044312 | 0.04448 | 0.04474 | 0.044962
| Steam Trap Maintenance_Com, O - Heat | Large Office |  | RET | 0.024965 | 0.040775 | 0.047136 | 0.048433 | 0.048191 | 0.047776 | 0.047418 | 0.047043 | 0.046669 | 0.046268
| Windows_Com, E - Cool [Building w Elec Heat] | Large Office | Cooling | NC | 0.25 | 0.26791 | 0.27301 | 0.2703 | 0.25772 | 0.25592 | 0.25556 | 0.24873 | 0.24792 | 0.24487
| Windows_Com, E - Heat [Building w Elec Heat] | Large Office | Space Heating | NC | 0.25 | 0.26791 | 0.27301 | 0.2703 | 0.25772 | 0.25592 | 0.25556 | 0.24873 | 0.24792 | 0.24487
| Windows_Com, E - Cool [Building w Gas Heat] | Large Office | Cooling | NC | 0.25 | 0.2705 | 0.27689 | 0.27466 | 0.2622 | 0.26037 | 0.26001 | 0.25306 | 0.25223 | 0.24913
| Windows_Com, G - Heat [Building w Gas Heat] | Large Office |  | NC | 0.25 | 0.27317 | 0.28113 | 0.27628 | 0.2661 | 0.25828 | 0.2564 | 0.25595 | 0.25632 | 0.25547
| Windows_Com, E - Cool [Building w Oil Heat] | Large Office | Cooling | NC | 0.25 | 0.27853 | 0.28915 | 0.28853 | 0.27629 | 0.27461 | 0.27423 | 0.26689 | 0.26602 | 0.26275
| Windows_Com, O - Heat [Building w Oil Heat] | Large Office |  | NC | 0.25 | 0.27831 | 0.2891 | 0.28488 | 0.27332 | 0.26312 | 0.25845 | 0.255 | 0.25186 | 0.24765
| Windows_Com, E - Cool [Building w Propane Heat] | Large Office | Cooling | NC | 0.25 | 0.27285 | 0.28045 | 0.27866 | 0.26633 | 0.26447 | 0.26411 | 0.25704 | 0.25621 | 0.25305
| Windows_Com, P - Heat [Building w Propane Heat] | Large Office |  | NC | 0.25 | 0.27263 | 0.2804 | 0.27514 | 0.26347 | 0.25341 | 0.24891 | 0.24558 | 0.24257 | 0.23851
| Window Film_Com, E - Cool [Building w Elec Heat] | Large Office | Cooling | RET | 0.0037706 | 0.0097348 | 0.01595 | 0.018205 | 0.01881 | 0.018964 | 0.01875 | 0.01919 | 0.019368 | 0.01895
| Window Film_Com, E - Heat [Building w Elec Heat] | Large Office | Space Heating | RET | 0.0037706 | 0.0097348 | 0.01595 | 0.018205 | 0.01881 | 0.018964 | 0.01875 | 0.01919 | 0.019368 | 0.01895
| Window Film_Com, E - Cool [Building w Gas Heat] | Large Office | Cooling | RET | 0.0039047 | 0.010081 | 0.016518 | 0.018853 | 0.019479 | 0.019639 | 0.019417 | 0.019873 | 0.020057 | 0.019625
| Window Film_Com, G - Heat [Building w Gas Heat] | Large Office |  | RET | 0.0039047 | 0.010344 | 0.016183 | 0.018549 | 0.019226 | 0.01934 | 0.019399 | 0.019473 | 0.019587 | 0.019684
| Window Film_Com, E - Cool [Building w Oil Heat] | Large Office | Cooling | RET | 0.0037329 | 0.0096375 | 0.015791 | 0.018023 | 0.018622 | 0.018774 | 0.018563 | 0.018998 | 0.019174 | 0.018761
| Window Film_Com, O - Heat [Building w Oil Heat] | Large Office |  | RET | 0.0037329 | 0.0097844 | 0.015235 | 0.017406 | 0.017916 | 0.017859 | 0.017725 | 0.017585 | 0.017445 | 0.017295
| Window Film_Com, E - Cool [Building w Propane Heat] | Large Office | Cooling | RET | 0.0038552 | 0.0099532 | 0.016308 | 0.018613 | 0.019232 | 0.019389 | 0.019171 | 0.019621 | 0.019802 | 0.019376
| Window Film_Com, P - Heat [Building w Propane Heat] | Large Office |  | RET | 0.0038552 | 0.010105 | 0.015734 | 0.017976 | 0.018502 | 0.018444 | 0.018306 | 0.018161 | 0.018016 | 0.017862
| Motors and Fans_Com, E - Vent | Large Office | Ventilation | NC | 0.4 | 0.42225 | 0.49705 | 0.52474 | 0.53778 | 0.53402 | 0.53328 | 0.51902 | 0.51733 | 0.51096
| Motors and Fans_Com, E - Vent | Large Office | Ventilation | RET | 0.019833 | 0.027331 | 0.031108 | 0.030667 | 0.029587 | 0.028695 | 0.027444 | 0.027243 | 0.026671 | 0.025316
| Motors and Fans_Com, E - Vent | Large Office | Ventilation | REPL | 0.4 | 0.41676 | 0.51564 | 0.53638 | 0.55653 | 0.53641 | 0.50899 | 0.50054 | 0.48458 | 0.454
| ECM Furnace Motors_Com, E - Vent | Large Office | Ventilation | RET | 0.024243 | 0.038308 | 0.047051 | 0.048551 | 0.048642 | 0.048772 | 0.048222 | 0.049354 | 0.049811 | 0.048737
| VFD on HVAC System_Com, E - Vent | Large Office | Ventilation | RET | 0.024842 | 0.039254 | 0.048213 | 0.04975 | 0.049843 | 0.049976 | 0.049413 | 0.050573 | 0.051041 | 0.049941
| Kitchen DCV_Com, E - Vent [Building w Elec Heat] | Large Office | Ventilation | NC | 0.1 | 0.21201 | 0.35544 | 0.47352 | 0.52307 | 0.55536 | 0.56989 | 0.56065 | 0.55882 | 0.55194
| Kitchen DCV_Com, E - Vent [Building w Elec Heat] | Large Office | Ventilation | RET | 0.0050152 | 0.014967 | 0.030734 | 0.040831 | 0.043923 | 0.043706 | 0.04161 | 0.041394 | 0.04063 | 0.038685
| Kitchen DCV_Com, E - Vent [Building w Elec Heat] | Large Office | Ventilation | REPL | 0.1 | 0.21542 | 0.38049 | 0.49483 | 0.5445 | 0.54996 | 0.5241 | 0.51748 | 0.49731 | 0.46218
| Kitchen DCV_Com, E - Heat [Building w Elec Heat] | Large Office | Space Heating | NC | 0.1 | 0.21201 | 0.35544 | 0.47352 | 0.52307 | 0.55536 | 0.56989 | 0.56065 | 0.55882 | 0.55194
| Kitchen DCV_Com, E - Heat [Building w Elec Heat] | Large Office | Space Heating | RET | 0.0050152 | 0.014967 | 0.030734 | 0.040831 | 0.043923 | 0.043706 | 0.04161 | 0.041394 | 0.04063 | 0.038685
| Kitchen DCV_Com, E - Heat [Building w Elec Heat] | Large Office | Space Heating | REPL | 0.1 | 0.21542 | 0.38049 | 0.49483 | 0.5445 | 0.54996 | 0.5241 | 0.51748 | 0.49731 | 0.46218
| Kitchen DCV_Com, E - Vent [Building w Gas Heat] | Large Office | Ventilation | NC | 0.1 | 0.21201 | 0.35544 | 0.47352 | 0.52308 | 0.55536 | 0.56989 | 0.56065 | 0.55882 | 0.55195
| Kitchen DCV_Com, E - Vent [Building w Gas Heat] | Large Office | Ventilation | RET | 0.0050152 | 0.014967 | 0.030734 | 0.040831 | 0.043923 | 0.043706 | 0.04161 | 0.041394 | 0.04063 | 0.038685
| Kitchen DCV_Com, E - Vent [Building w Gas Heat] | Large Office | Ventilation | REPL | 0.1 | 0.21542 | 0.38049 | 0.49484 | 0.5445 | 0.54996 | 0.52411 | 0.51749 | 0.49732 | 0.46218
| Kitchen DCV_Com, G - Heat [Building w Gas Heat] | Large Office |  | NC | 0.1 | 0.2141 | 0.36088 | 0.47631 | 0.53084 | 0.5509 | 0.56197 | 0.56706 | 0.56789 | 0.566
| Kitchen DCV_Com, G - Heat [Building w Gas Heat] | Large Office |  | RET | 0.0050152 | 0.015357 | 0.030112 | 0.040174 | 0.043352 | 0.043042 | 0.041571 | 0.040561 | 0.039678 | 0.038801
| Kitchen DCV_Com, G - Heat [Building w Gas Heat] | Large Office |  | REPL | 0.1 | 0.22104 | 0.37279 | 0.48688 | 0.53742 | 0.5416 | 0.52362 | 0.50706 | 0.48566 | 0.46357
| Kitchen DCV_Com, E - Vent [Building w Oil Heat] | Large Office | Ventilation | NC | 0.1 | 0.21202 | 0.35547 | 0.47357 | 0.52315 | 0.55545 | 0.56998 | 0.56074 | 0.55891 | 0.55203
| Kitchen DCV_Com, E - Vent [Building w Oil Heat] | Large Office | Ventilation | RET | 0.0050161 | 0.014969 | 0.030739 | 0.040837 | 0.04393 | 0.043712 | 0.041615 | 0.0414 | 0.040635 | 0.038689
| Kitchen DCV_Com, E - Vent [Building w Oil Heat] | Large Office | Ventilation | REPL | 0.1 | 0.21542 | 0.38052 | 0.49489 | 0.54456 | 0.55002 | 0.52416 | 0.51753 | 0.49736 | 0.46221
| Kitchen DCV_Com, O - Heat [Building w Oil Heat] | Large Office |  | NC | 0.1 | 0.21185 | 0.35541 | 0.46759 | 0.51752 | 0.53221 | 0.53719 | 0.53574 | 0.52916 | 0.5203
| Kitchen DCV_Com, O - Heat [Building w Oil Heat] | Large Office |  | RET | 0.0050161 | 0.015197 | 0.029658 | 0.03944 | 0.042264 | 0.041581 | 0.039737 | 0.038319 | 0.03697 | 0.035667
| Kitchen DCV_Com, O - Heat [Building w Oil Heat] | Large Office |  | REPL | 0.1 | 0.21871 | 0.36714 | 0.47795 | 0.52392 | 0.5232 | 0.50051 | 0.47903 | 0.4525 | 0.4261
| Kitchen DCV_Com, E - Vent [Building w Propane Heat] | Large Office | Ventilation | NC | 0.1 | 0.21166 | 0.35431 | 0.47143 | 0.52038 | 0.5523 | 0.56666 | 0.55742 | 0.55561 | 0.54877
| Kitchen DCV_Com, E - Vent [Building w Propane Heat] | Large Office | Ventilation | RET | 0.0049863 | 0.014881 | 0.03056 | 0.040607 | 0.043692 | 0.043488 | 0.041414 | 0.04121 | 0.040459 | 0.038531
| Kitchen DCV_Com, E - Vent [Building w Propane Heat] | Large Office | Ventilation | REPL | 0.1 | 0.21509 | 0.3794 | 0.49294 | 0.54221 | 0.54767 | 0.5221 | 0.5157 | 0.49587 | 0.46111
| Kitchen DCV_Com, P - Heat [Building w Propane Heat] | Large Office |  | NC | 0.1 | 0.21149 | 0.35425 | 0.46547 | 0.51478 | 0.5292 | 0.53407 | 0.53257 | 0.52603 | 0.51722
| Kitchen DCV_Com, P - Heat [Building w Propane Heat] | Large Office |  | RET | 0.0049863 | 0.015107 | 0.029485 | 0.039217 | 0.042036 | 0.041368 | 0.039545 | 0.038144 | 0.036811 | 0.035521
| Kitchen DCV_Com, P - Heat [Building w Propane Heat] | Large Office |  | REPL | 0.1 | 0.21836 | 0.36606 | 0.47608 | 0.52165 | 0.52097 | 0.49854 | 0.47733 | 0.45115 | 0.42509
| Duct Sealing Regulated_Com, E - Vent [Building w Elec Heat] | Large Office | Ventilation | RET | 0.0077487 | 0.01803 | 0.03011 | 0.035937 | 0.038069 | 0.038918 | 0.038532 | 0.039437 | 0.039802 | 0.038944
| Duct Sealing Regulated_Com, E - Heat [Building w Elec Heat] | Large Office | Space Heating | RET | 0.0077487 | 0.01803 | 0.03011 | 0.035937 | 0.038069 | 0.038918 | 0.038532 | 0.039437 | 0.039802 | 0.038944
| Duct Sealing Regulated_Com, E - Cool [Building w Elec Heat] | Large Office | Cooling | RET | 0.0077487 | 0.01803 | 0.03011 | 0.035937 | 0.038069 | 0.038918 | 0.038532 | 0.039437 | 0.039802 | 0.038944
| Duct Sealing Regulated_Com, E - Vent [Building w Gas Heat] | Large Office | Ventilation | RET | 0.0084965 | 0.01977 | 0.033016 | 0.039405 | 0.041743 | 0.042674 | 0.042251 | 0.043243 | 0.043643 | 0.042703
| Duct Sealing Regulated_Com, G - Heat [Building w Gas Heat] | Large Office |  | RET | 0.0084965 | 0.020286 | 0.032347 | 0.038771 | 0.0412 | 0.042025 | 0.042212 | 0.042372 | 0.04262 | 0.042831
| Duct Sealing Regulated_Com, E - Cool [Building w Gas Heat] | Large Office | Cooling | RET | 0.0084965 | 0.01977 | 0.033016 | 0.039405 | 0.041743 | 0.042674 | 0.042251 | 0.043243 | 0.043643 | 0.042703
| Duct Sealing Non Regulated_Com, E - Vent [Building w Oil Heat] | Large Office | Ventilation | RET | 0.0082972 | 0.019306 | 0.032241 | 0.038481 | 0.040764 | 0.041673 | 0.04126 | 0.042229 | 0.042619 | 0.041701
| Duct Sealing Non Regulated_Com, O - Heat [Building w Oil Heat] | Large Office |  | RET | 0.0082972 | 0.019601 | 0.031107 | 0.037164 | 0.039218 | 0.039641 | 0.039398 | 0.039087 | 0.038776 | 0.038443
| Duct Sealing Non Regulated_Com, E - Cool [Building w Oil Heat] | Large Office | Cooling | RET | 0.0082972 | 0.019306 | 0.032241 | 0.038481 | 0.040764 | 0.041673 | 0.04126 | 0.042229 | 0.042619 | 0.041701
| Duct Sealing Non Regulated_Com, E - Vent [Building w Propane Heat] | Large Office | Ventilation | RET | 0.0086103 | 0.020035 | 0.033458 | 0.039933 | 0.042302 | 0.043245 | 0.042817 | 0.043822 | 0.044227 | 0.043274
| Duct Sealing Non Regulated_Com, P - Heat [Building w Propane Heat] | Large Office |  | RET | 0.0086103 | 0.02034 | 0.032281 | 0.038566 | 0.040698 | 0.041137 | 0.040885 | 0.040562 | 0.040239 | 0.039894
| Duct Sealing Non Regulated_Com, E - Cool [Building w Propane Heat] | Large Office | Cooling | RET | 0.0086103 | 0.020035 | 0.033458 | 0.039933 | 0.042302 | 0.043245 | 0.042817 | 0.043822 | 0.044227 | 0.043274
| Power Strip_Com, E - Plug [Tier 1] | Large Office | Plug Loads | NC | 0.25 | 0.18767 | 0.13556 | 0.13118 | 0.1241 | 0.12323 | 0.12306 | 0.11977 | 0.12059 | 0.12031
| Power Strip_Com, E - Plug [Tier 1] | Large Office | Plug Loads | RET | 0.0098003 | 0.0085039 | 0.0078513 | 0.0067431 | 0.0058033 | 0.0048978 | 0.0038987 | 0.0029927 | 0.0020136 | 0.0009851
| Power Strip_Com, E - Plug [Tier 1] | Large Office | Plug Loads | REPL | 0.25 | 0.19104 | 0.14889 | 0.14622 | 0.14691 | 0.1489 | 0.14894 | 0.15268 | 0.1541 | 0.15078
| Power Strip_Com, E - Plug [Tier 2] | Large Office | Plug Loads | NC | 0 | 0.02815 | 0.090372 | 0.26237 | 0.33094 | 0.32863 | 0.32817 | 0.3194 | 0.32157 | 0.32082
| Power Strip_Com, E - Plug [Tier 2] | Large Office | Plug Loads | RET | 0 | 0.00076068 | 0.0015925 | 0.0023589 | 0.0031361 | 0.0039306 | 0.0046636 | 0.0055686 | 0.006423 | 0.0070702
| Power Strip_Com, E - Plug [Tier 2] | Large Office | Plug Loads | REPL | 0 | 0.029177 | 0.10172 | 0.3011 | 0.40128 | 0.40235 | 0.39782 | 0.40716 | 0.41092 | 0.40207
| Computer Power Management_Com, E - Plug | Large Office | Plug Loads | RET | 0.0046766 | 0.016191 | 0.033655 | 0.043072 | 0.046098 | 0.047042 | 0.046511 | 0.047603 | 0.048043 | 0.047008
| Vending Machine Controls_Com, E - Plug [Non-Refrigerated] | Large Office | Plug Loads | RET | 0.0037603 | 0.013019 | 0.027061 | 0.034632 | 0.037066 | 0.037824 | 0.037398 | 0.038276 | 0.03863 | 0.037798
| Vending Machine Controls_Com, E - Plug [Refrigerated] | Large Office | Plug Loads | RET | 0.0050145 | 0.017361 | 0.036086 | 0.046183 | 0.049429 | 0.05044 | 0.049872 | 0.051042 | 0.051514 | 0.050405
| ES Refrigerator and Freezer_Com, E - Refr | Large Office | Refrigeration | NC | 0.2 | 0.39773 | 0.55473 | 0.6173 | 0.61101 | 0.61455 | 0.6137 | 0.59729 | 0.59534 | 0.58802
| ES Refrigerator and Freezer_Com, E - Refr | Large Office | Refrigeration | REPL | 0.2 | 0.41256 | 0.62586 | 0.71177 | 0.74088 | 0.75242 | 0.74394 | 0.76141 | 0.76845 | 0.75189
| Anti Sweat Heat Control_Com, E - Refr | Large Office | Refrigeration | NC | 0.2 | 0.32236 | 0.42285 | 0.47481 | 0.47881 | 0.48795 | 0.49213 | 0.47897 | 0.47741 | 0.47153
| Anti Sweat Heat Control_Com, E - Refr | Large Office | Refrigeration | RET | 0.0085692 | 0.022124 | 0.036249 | 0.041373 | 0.042748 | 0.043098 | 0.042612 | 0.043613 | 0.044016 | 0.043068
| Case Night Covers_Com, E - Refr | Large Office | Refrigeration | RET | 0.0024796 | 0.010596 | 0.019984 | 0.023715 | 0.024706 | 0.024941 | 0.02466 | 0.025239 | 0.025473 | 0.024924
| Loading Dock Pit Seals_Com, E - Refr | Large Office | Refrigeration | NC | 0.05 | 0.10796 | 0.18409 | 0.24867 | 0.27701 | 0.29529 | 0.30353 | 0.29882 | 0.29798 | 0.29431
| Loading Dock Pit Seals_Com, E - Refr | Large Office | Refrigeration | RET | 0.0053485 | 0.013809 | 0.022625 | 0.025823 | 0.026681 | 0.0269 | 0.026597 | 0.027221 | 0.027473 | 0.026881
| ECM Comp Cond Fan Motor_Com, E - Refr | Large Office | Refrigeration | NC | 0.15 | 0.27953 | 0.41546 | 0.50545 | 0.53058 | 0.55022 | 0.55907 | 0.54645 | 0.54467 | 0.53797
| ECM Comp Cond Fan Motor_Com, E - Refr | Large Office | Refrigeration | RET | 0.010032 | 0.025811 | 0.041899 | 0.04713 | 0.047883 | 0.047438 | 0.046086 | 0.051059 | 0.051531 | 0.050421
| ECM Comp Cond Fan Motor_Com, E - Refr | Large Office | Refrigeration | REPL | 0.15 | 0.27933 | 0.43205 | 0.5092 | 0.53001 | 0.52118 | 0.49033 | 0.57005 | 0.64199 | 0.68789
| Evap Fan Motor Replacement_Com, E - Refr | Large Office | Refrigeration | NC | 0.15 | 0.27056 | 0.39043 | 0.46551 | 0.48355 | 0.49911 | 0.50617 | 0.49413 | 0.49252 | 0.48646
| Evap Fan Motor Replacement_Com, E - Refr | Large Office | Refrigeration | RET | 0.0096365 | 0.024648 | 0.039387 | 0.04322 | 0.042666 | 0.041026 | 0.038676 | 0.038117 | 0.037058 | 0.034943
| Evap Fan Motor Replacement_Com, E - Refr | Large Office | Refrigeration | REPL | 0.15 | 0.27077 | 0.40738 | 0.47164 | 0.4871 | 0.47822 | 0.45062 | 0.43706 | 0.41533 | 0.38117
| Evap Fan Speed Controls_Com, E - Refr | Large Office | Refrigeration | NC | 0.15 | 0.2791 | 0.41422 | 0.50344 | 0.52819 | 0.5476 | 0.55636 | 0.54377 | 0.542 | 0.53533
| Evap Fan Speed Controls_Com, E - Refr | Large Office | Refrigeration | RET | 0.0099586 | 0.025711 | 0.042126 | 0.048082 | 0.049679 | 0.050086 | 0.049521 | 0.050684 | 0.051153 | 0.050051
| LowHeat NoHeat Doors_Com, E - Refr | Large Office | Refrigeration | NC | 0.15 | 0.28108 | 0.41987 | 0.51263 | 0.53912 | 0.55954 | 0.56874 | 0.55603 | 0.55421 | 0.54739
| LowHeat NoHeat Doors_Com, E - Refr | Large Office | Refrigeration | RET | 0.0099477 | 0.025683 | 0.04208 | 0.048029 | 0.049625 | 0.050031 | 0.049467 | 0.050629 | 0.051097 | 0.049996
| Refrigerated Vending Machine_Com, E - Refr | Large Office | Refrigeration | NC | 0.15 | 0.27044 | 0.39008 | 0.46497 | 0.48291 | 0.49842 | 0.50546 | 0.49343 | 0.49182 | 0.48576
| Refrigerated Vending Machine_Com, E - Refr | Large Office | Refrigeration | REPL | 0.15 | 0.28052 | 0.44011 | 0.53612 | 0.58555 | 0.61024 | 0.61273 | 0.629 | 0.63482 | 0.62114
| Walk In Refrigeration_Com, E - Refr | Large Office | Refrigeration | NC | 0.15 | 0.2818 | 0.42194 | 0.516 | 0.54315 | 0.56394 | 0.5733 | 0.56055 | 0.55872 | 0.55184
| Refrigeration Tune Up_Com, E - Refr | Large Office | Refrigeration | RET | 0.010031 | 0.025898 | 0.042433 | 0.048431 | 0.05004 | 0.05045 | 0.049882 | 0.051053 | 0.051525 | 0.050415
| ES Ice Machine_Com, E - Refr | Large Office | Refrigeration | NC | 0.35 | 0.47745 | 0.55544 | 0.58431 | 0.57206 | 0.57586 | 0.57614 | 0.56073 | 0.55891 | 0.55203
| ES Ice Machine_Com, E - Refr | Large Office | Refrigeration | REPL | 0.35 | 0.49526 | 0.62667 | 0.67373 | 0.69365 | 0.70506 | 0.69841 | 0.7148 | 0.72141 | 0.70587
| Walk In Cooler Retroft_Com, E - Refr | Large Office | Refrigeration | RET | 0.009988 | 0.025787 | 0.04225 | 0.048223 | 0.049825 | 0.050234 | 0.049667 | 0.050833 | 0.051303 | 0.050198
| Door Gasket Replacement_Com, E - Refr | Large Office | Refrigeration | RET | 0.010032 | 0.028419 | 0.044394 | 0.049155 | 0.05027 | 0.050456 | 0.049888 | 0.051059 | 0.051531 | 0.050421
| EnergyStar Dehumidifier_Com, E - Appl | Large Office | Appliances | NC | 0.4 | 0.6459 | 0.73341 | 0.73967 | 0.70346 | 0.69854 | 0.69758 | 0.67893 | 0.67671 | 0.66838
| EnergyStar Dehumidifier_Com, E - Appl | Large Office | Appliances | REPL | 0.4 | 0.66999 | 0.82746 | 0.85287 | 0.85297 | 0.85526 | 0.84562 | 0.86547 | 0.87347 | 0.85465
| Clothes Washer Elec WH_Com, E - Appl [unit w/ elec dry - Washer] | Large Office | Appliances | NC | 0.4 | 0.60991 | 0.6326 | 0.65592 | 0.62051 | 0.61617 | 0.61532 | 0.60492 | 0.60904 | 0.60762
| Clothes Washer Elec WH_Com, E - Appl [unit w/ elec dry - Washer] | Large Office | Appliances | REPL | 0.4 | 0.63266 | 0.71373 | 0.7563 | 0.7524 | 0.75441 | 0.74591 | 0.76342 | 0.77048 | 0.75388
| Clothes Washer Elec WH_Com, E - Appl [unit w/ elec dry - Dryer] | Large Office | Appliances | NC | 0.4 | 0.60991 | 0.6326 | 0.65592 | 0.62051 | 0.61617 | 0.61532 | 0.60492 | 0.60904 | 0.60762
| Clothes Washer Elec WH_Com, E - Appl [unit w/ elec dry - Dryer] | Large Office | Appliances | REPL | 0.4 | 0.63266 | 0.71373 | 0.7563 | 0.7524 | 0.75441 | 0.74591 | 0.76342 | 0.77048 | 0.75388
| Clothes Washer Elec WH_Com, E - HWat [unit w/ elec dry - Water Heater] | Large Office | Water Heating | NC | 0.4 | 0.60991 | 0.6326 | 0.65592 | 0.62051 | 0.61617 | 0.61532 | 0.60492 | 0.60904 | 0.60762
| Clothes Washer Elec WH_Com, E - HWat [unit w/ elec dry - Water Heater] | Large Office | Water Heating | REPL | 0.4 | 0.63266 | 0.71373 | 0.7563 | 0.7524 | 0.75441 | 0.74591 | 0.76342 | 0.77048 | 0.75388
| Clothes Washer Elec WH_Com, E - Appl [unit w/ gas dry - Washer] | Large Office | Appliances | NC | 0.4 | 0.60991 | 0.6326 | 0.65592 | 0.62051 | 0.61617 | 0.61532 | 0.60492 | 0.60904 | 0.60762
| Clothes Washer Elec WH_Com, E - Appl [unit w/ gas dry - Washer] | Large Office | Appliances | REPL | 0.4 | 0.63266 | 0.71373 | 0.7563 | 0.7524 | 0.75441 | 0.74591 | 0.76342 | 0.77048 | 0.75388
| Clothes Washer Elec WH_Com, G - Oth [unit w/ gas dry - Dryer] | Large Office |  | NC | 0.4 | 0.61594 | 0.64228 | 0.6598 | 0.62973 | 0.61122 | 0.60677 | 0.61183 | 0.61892 | 0.62309
| Clothes Washer Elec WH_Com, G - Oth [unit w/ gas dry - Dryer] | Large Office |  | REPL | 0.4 | 0.64917 | 0.69928 | 0.74413 | 0.74261 | 0.74295 | 0.74522 | 0.74804 | 0.75242 | 0.75615
| Clothes Washer Elec WH_Com, E - HWat [unit w/ gas dry - Water Heater] | Large Office | Water Heating | NC | 0.4 | 0.60991 | 0.6326 | 0.65592 | 0.62051 | 0.61617 | 0.61532 | 0.60492 | 0.60904 | 0.60762
| Clothes Washer Elec WH_Com, E - HWat [unit w/ gas dry - Water Heater] | Large Office | Water Heating | REPL | 0.4 | 0.63266 | 0.71373 | 0.7563 | 0.7524 | 0.75441 | 0.74591 | 0.76342 | 0.77048 | 0.75388
| Clothes Washer Elec WH_Com, E - Appl [unit w/ propane dry - Washer] | Large Office | Appliances | NC | 0.4 | 0.60991 | 0.6326 | 0.65592 | 0.62051 | 0.61617 | 0.61532 | 0.60492 | 0.60904 | 0.60762
| Clothes Washer Elec WH_Com, E - Appl [unit w/ propane dry - Washer] | Large Office | Appliances | REPL | 0.4 | 0.63266 | 0.71373 | 0.7563 | 0.7524 | 0.75441 | 0.74591 | 0.76342 | 0.77048 | 0.75388
| Clothes Washer Elec WH_Com, P - Oth [unit w/ propane dry - Dryer] | Large Office |  | NC | 0.4 | 0.60941 | 0.63249 | 0.64764 | 0.61383 | 0.5904 | 0.57993 | 0.57795 | 0.57662 | 0.57269
| Clothes Washer Elec WH_Com, P - Oth [unit w/ propane dry - Dryer] | Large Office |  | REPL | 0.4 | 0.6423 | 0.68862 | 0.73042 | 0.72387 | 0.71763 | 0.71225 | 0.70662 | 0.701 | 0.69499
| Clothes Washer Elec WH_Com, E - HWat [unit w/ propane dry - Water Heater] | Large Office | Water Heating | NC | 0.4 | 0.60991 | 0.6326 | 0.65592 | 0.62051 | 0.61617 | 0.61532 | 0.60492 | 0.60904 | 0.60762
| Clothes Washer Elec WH_Com, E - HWat [unit w/ propane dry - Water Heater] | Large Office | Water Heating | REPL | 0.4 | 0.63266 | 0.71373 | 0.7563 | 0.7524 | 0.75441 | 0.74591 | 0.76342 | 0.77048 | 0.75388
| Clothes Washer Gas WH_Com, E - Appl [unit w/ elec dry - Washer] | Large Office | Appliances | NC | 0.4 | 0.60991 | 0.6326 | 0.65592 | 0.62051 | 0.61617 | 0.61532 | 0.60492 | 0.60904 | 0.60762
| Clothes Washer Gas WH_Com, E - Appl [unit w/ elec dry - Washer] | Large Office | Appliances | REPL | 0.4 | 0.63266 | 0.71373 | 0.7563 | 0.7524 | 0.75441 | 0.74591 | 0.76342 | 0.77048 | 0.75388
| Clothes Washer Gas WH_Com, E - Appl [unit w/ elec dry - Dryer] | Large Office | Appliances | NC | 0.4 | 0.60991 | 0.6326 | 0.65592 | 0.62051 | 0.61617 | 0.61532 | 0.60492 | 0.60904 | 0.60762
| Clothes Washer Gas WH_Com, E - Appl [unit w/ elec dry - Dryer] | Large Office | Appliances | REPL | 0.4 | 0.63266 | 0.71373 | 0.7563 | 0.7524 | 0.75441 | 0.74591 | 0.76342 | 0.77048 | 0.75388
| Clothes Washer Gas WH_Com, G - HWat [unit w/ elec dry - Water Heater] | Large Office |  | NC | 0.4 | 0.61594 | 0.64228 | 0.6598 | 0.62973 | 0.61122 | 0.60677 | 0.61183 | 0.61892 | 0.62309
| Clothes Washer Gas WH_Com, G - HWat [unit w/ elec dry - Water Heater] | Large Office |  | REPL | 0.4 | 0.64917 | 0.69928 | 0.74413 | 0.74261 | 0.74295 | 0.74522 | 0.74804 | 0.75242 | 0.75615
| Clothes Washer Gas WH_Com, E - Appl [unit w/ gas dry - Washer] | Large Office | Appliances | NC | 0.4 | 0.60991 | 0.6326 | 0.65592 | 0.62051 | 0.61617 | 0.61532 | 0.60492 | 0.60904 | 0.60762
| Clothes Washer Gas WH_Com, E - Appl [unit w/ gas dry - Washer] | Large Office | Appliances | REPL | 0.4 | 0.63266 | 0.71373 | 0.7563 | 0.7524 | 0.75441 | 0.74591 | 0.76342 | 0.77048 | 0.75388
| Clothes Washer Gas WH_Com, G - Oth [unit w/ gas dry - Dryer] | Large Office |  | NC | 0.4 | 0.61594 | 0.64228 | 0.6598 | 0.62973 | 0.61122 | 0.60677 | 0.61183 | 0.61892 | 0.62309
| Clothes Washer Gas WH_Com, G - Oth [unit w/ gas dry - Dryer] | Large Office |  | REPL | 0.4 | 0.64917 | 0.69928 | 0.74413 | 0.74261 | 0.74295 | 0.74522 | 0.74804 | 0.75242 | 0.75615
| Clothes Washer Gas WH_Com, G - HWat [unit w/ gas dry - Water Heater] | Large Office |  | NC | 0.4 | 0.61594 | 0.64228 | 0.6598 | 0.62973 | 0.61122 | 0.60677 | 0.61183 | 0.61892 | 0.62309
| Clothes Washer Gas WH_Com, G - HWat [unit w/ gas dry - Water Heater] | Large Office |  | REPL | 0.4 | 0.64917 | 0.69928 | 0.74413 | 0.74261 | 0.74295 | 0.74522 | 0.74804 | 0.75242 | 0.75615
| Clothes Washer Gas WH_Com, E - Appl [unit w/ propane dry - Washer] | Large Office | Appliances | NC | 0.4 | 0.60991 | 0.6326 | 0.65592 | 0.62051 | 0.61617 | 0.61532 | 0.60492 | 0.60904 | 0.60762
| Clothes Washer Gas WH_Com, E - Appl [unit w/ propane dry - Washer] | Large Office | Appliances | REPL | 0.4 | 0.63266 | 0.71373 | 0.7563 | 0.7524 | 0.75441 | 0.74591 | 0.76342 | 0.77048 | 0.75388
| Clothes Washer Gas WH_Com, P - Oth [unit w/ propane dry - Dryer] | Large Office |  | NC | 0.4 | 0.60941 | 0.63249 | 0.64764 | 0.61383 | 0.5904 | 0.57993 | 0.57795 | 0.57662 | 0.57269
| Clothes Washer Gas WH_Com, P - Oth [unit w/ propane dry - Dryer] | Large Office |  | REPL | 0.4 | 0.6423 | 0.68862 | 0.73042 | 0.72387 | 0.71763 | 0.71225 | 0.70662 | 0.701 | 0.69499
| Clothes Washer Gas WH_Com, G - HWat [unit w/ propane dry - Water Heater] | Large Office |  | NC | 0.4 | 0.61594 | 0.64228 | 0.6598 | 0.62973 | 0.61122 | 0.60677 | 0.61183 | 0.61892 | 0.62309
| Clothes Washer Gas WH_Com, G - HWat [unit w/ propane dry - Water Heater] | Large Office |  | REPL | 0.4 | 0.64917 | 0.69928 | 0.74413 | 0.74261 | 0.74295 | 0.74522 | 0.74804 | 0.75242 | 0.75615
| Clothes Washer Oil WH_Com, E - Appl [unit w/ elec dry - Washer] | Large Office | Appliances | NC | 0.4 | 0.60991 | 0.6326 | 0.65592 | 0.62051 | 0.61617 | 0.61532 | 0.60492 | 0.60904 | 0.60762
| Clothes Washer Oil WH_Com, E - Appl [unit w/ elec dry - Washer] | Large Office | Appliances | REPL | 0.4 | 0.63266 | 0.71373 | 0.7563 | 0.7524 | 0.75441 | 0.74591 | 0.76342 | 0.77048 | 0.75388
| Clothes Washer Oil WH_Com, E - Appl [unit w/ elec dry - Dryer] | Large Office | Appliances | NC | 0.4 | 0.60991 | 0.6326 | 0.65592 | 0.62051 | 0.61617 | 0.61532 | 0.60492 | 0.60904 | 0.60762
| Clothes Washer Oil WH_Com, E - Appl [unit w/ elec dry - Dryer] | Large Office | Appliances | REPL | 0.4 | 0.63266 | 0.71373 | 0.7563 | 0.7524 | 0.75441 | 0.74591 | 0.76342 | 0.77048 | 0.75388
| Clothes Washer Oil WH_Com, O - HWat [unit w/ elec dry - Water Heater] | Large Office |  | NC | 0.4 | 0.60941 | 0.63249 | 0.64764 | 0.61383 | 0.5904 | 0.57993 | 0.57795 | 0.57662 | 0.57269
| Clothes Washer Oil WH_Com, O - HWat [unit w/ elec dry - Water Heater] | Large Office |  | REPL | 0.4 | 0.6423 | 0.68862 | 0.73042 | 0.72387 | 0.71763 | 0.71225 | 0.70662 | 0.701 | 0.69499
| Clothes Washer Oil WH_Com, E - Appl [unit w/ gas dry - Washer] | Large Office | Appliances | NC | 0.4 | 0.60991 | 0.6326 | 0.65592 | 0.62051 | 0.61617 | 0.61532 | 0.60492 | 0.60904 | 0.60762
| Clothes Washer Oil WH_Com, E - Appl [unit w/ gas dry - Washer] | Large Office | Appliances | REPL | 0.4 | 0.63266 | 0.71373 | 0.7563 | 0.7524 | 0.75441 | 0.74591 | 0.76342 | 0.77048 | 0.75388
| Clothes Washer Oil WH_Com, G - Oth [unit w/ gas dry - Dryer] | Large Office |  | NC | 0.4 | 0.61594 | 0.64228 | 0.6598 | 0.62973 | 0.61122 | 0.60677 | 0.61183 | 0.61892 | 0.62309
| Clothes Washer Oil WH_Com, G - Oth [unit w/ gas dry - Dryer] | Large Office |  | REPL | 0.4 | 0.64917 | 0.69928 | 0.74413 | 0.74261 | 0.74295 | 0.74522 | 0.74804 | 0.75242 | 0.75615
| Clothes Washer Oil WH_Com, O - HWat [unit w/ gas dry - Water Heater] | Large Office |  | NC | 0.4 | 0.60941 | 0.63249 | 0.64764 | 0.61383 | 0.5904 | 0.57993 | 0.57795 | 0.57662 | 0.57269
| Clothes Washer Oil WH_Com, O - HWat [unit w/ gas dry - Water Heater] | Large Office |  | REPL | 0.4 | 0.6423 | 0.68862 | 0.73042 | 0.72387 | 0.71763 | 0.71225 | 0.70662 | 0.701 | 0.69499
| Clothes Washer Oil WH_Com, E - Appl [unit w/ propane dry - Washer] | Large Office | Appliances | NC | 0.4 | 0.60991 | 0.6326 | 0.65592 | 0.62051 | 0.61617 | 0.61532 | 0.60492 | 0.60904 | 0.60762
| Clothes Washer Oil WH_Com, E - Appl [unit w/ propane dry - Washer] | Large Office | Appliances | REPL | 0.4 | 0.63266 | 0.71373 | 0.7563 | 0.7524 | 0.75441 | 0.74591 | 0.76342 | 0.77048 | 0.75388
| Clothes Washer Oil WH_Com, P - Oth [unit w/ propane dry - Dryer] | Large Office |  | NC | 0.4 | 0.60941 | 0.63249 | 0.64764 | 0.61383 | 0.5904 | 0.57993 | 0.57795 | 0.57662 | 0.57269
| Clothes Washer Oil WH_Com, P - Oth [unit w/ propane dry - Dryer] | Large Office |  | REPL | 0.4 | 0.6423 | 0.68862 | 0.73042 | 0.72387 | 0.71763 | 0.71225 | 0.70662 | 0.701 | 0.69499
| Clothes Washer Oil WH_Com, O - HWat [unit w/ propane dry - Water Heater] | Large Office |  | NC | 0.4 | 0.60941 | 0.63249 | 0.64764 | 0.61383 | 0.5904 | 0.57993 | 0.57795 | 0.57662 | 0.57269
| Clothes Washer Oil WH_Com, O - HWat [unit w/ propane dry - Water Heater] | Large Office |  | REPL | 0.4 | 0.6423 | 0.68862 | 0.73042 | 0.72387 | 0.71763 | 0.71225 | 0.70662 | 0.701 | 0.69499
| Clothes Washer Propane WH_Com, E - Appl [unit w/ elec dry - Washer] | Large Office | Appliances | NC | 0.4 | 0.60991 | 0.6326 | 0.65592 | 0.62051 | 0.61617 | 0.61532 | 0.60492 | 0.60904 | 0.60762
| Clothes Washer Propane WH_Com, E - Appl [unit w/ elec dry - Washer] | Large Office | Appliances | REPL | 0.4 | 0.63266 | 0.71373 | 0.7563 | 0.7524 | 0.75441 | 0.74591 | 0.76342 | 0.77048 | 0.75388
| Clothes Washer Propane WH_Com, E - Appl [unit w/ elec dry - Dryer] | Large Office | Appliances | NC | 0.4 | 0.60991 | 0.6326 | 0.65592 | 0.62051 | 0.61617 | 0.61532 | 0.60492 | 0.60904 | 0.60762
| Clothes Washer Propane WH_Com, E - Appl [unit w/ elec dry - Dryer] | Large Office | Appliances | REPL | 0.4 | 0.63266 | 0.71373 | 0.7563 | 0.7524 | 0.75441 | 0.74591 | 0.76342 | 0.77048 | 0.75388
| Clothes Washer Propane WH_Com, P - HWat [unit w/ elec dry - Water Heater] | Large Office |  | NC | 0.4 | 0.60941 | 0.63249 | 0.64764 | 0.61383 | 0.5904 | 0.57993 | 0.57795 | 0.57662 | 0.57269
| Clothes Washer Propane WH_Com, P - HWat [unit w/ elec dry - Water Heater] | Large Office |  | REPL | 0.4 | 0.6423 | 0.68862 | 0.73042 | 0.72387 | 0.71763 | 0.71225 | 0.70662 | 0.701 | 0.69499
| Clothes Washer Propane WH_Com, E - Appl [unit w/ gas dry - Washer] | Large Office | Appliances | NC | 0.4 | 0.60991 | 0.6326 | 0.65592 | 0.62051 | 0.61617 | 0.61532 | 0.60492 | 0.60904 | 0.60762
| Clothes Washer Propane WH_Com, E - Appl [unit w/ gas dry - Washer] | Large Office | Appliances | REPL | 0.4 | 0.63266 | 0.71373 | 0.7563 | 0.7524 | 0.75441 | 0.74591 | 0.76342 | 0.77048 | 0.75388
| Clothes Washer Propane WH_Com, G - Oth [unit w/ gas dry - Dryer] | Large Office |  | NC | 0.4 | 0.61594 | 0.64228 | 0.6598 | 0.62973 | 0.61122 | 0.60677 | 0.61183 | 0.61892 | 0.62309
| Clothes Washer Propane WH_Com, G - Oth [unit w/ gas dry - Dryer] | Large Office |  | REPL | 0.4 | 0.64917 | 0.69928 | 0.74413 | 0.74261 | 0.74295 | 0.74522 | 0.74804 | 0.75242 | 0.75615
| Clothes Washer Propane WH_Com, P - HWat [unit w/ gas dry - Water Heater] | Large Office |  | NC | 0.4 | 0.60941 | 0.63249 | 0.64764 | 0.61383 | 0.5904 | 0.57993 | 0.57795 | 0.57662 | 0.57269
| Clothes Washer Propane WH_Com, P - HWat [unit w/ gas dry - Water Heater] | Large Office |  | REPL | 0.4 | 0.6423 | 0.68862 | 0.73042 | 0.72387 | 0.71763 | 0.71225 | 0.70662 | 0.701 | 0.69499
| Clothes Washer Propane WH_Com, E - Appl [unit w/ propane dry - Washer] | Large Office | Appliances | NC | 0.4 | 0.60991 | 0.6326 | 0.65592 | 0.62051 | 0.61617 | 0.61532 | 0.60492 | 0.60904 | 0.60762
| Clothes Washer Propane WH_Com, E - Appl [unit w/ propane dry - Washer] | Large Office | Appliances | REPL | 0.4 | 0.63266 | 0.71373 | 0.7563 | 0.7524 | 0.75441 | 0.74591 | 0.76342 | 0.77048 | 0.75388
| Clothes Washer Propane WH_Com, P - Oth [unit w/ propane dry - Dryer] | Large Office |  | NC | 0.4 | 0.60941 | 0.63249 | 0.64764 | 0.61383 | 0.5904 | 0.57993 | 0.57795 | 0.57662 | 0.57269
| Clothes Washer Propane WH_Com, P - Oth [unit w/ propane dry - Dryer] | Large Office |  | REPL | 0.4 | 0.6423 | 0.68862 | 0.73042 | 0.72387 | 0.71763 | 0.71225 | 0.70662 | 0.701 | 0.69499
| Clothes Washer Propane WH_Com, P - HWat [unit w/ propane dry - Water Heater] | Large Office |  | NC | 0.4 | 0.60941 | 0.63249 | 0.64764 | 0.61383 | 0.5904 | 0.57993 | 0.57795 | 0.57662 | 0.57269
| Clothes Washer Propane WH_Com, P - HWat [unit w/ propane dry - Water Heater] | Large Office |  | REPL | 0.4 | 0.6423 | 0.68862 | 0.73042 | 0.72387 | 0.71763 | 0.71225 | 0.70662 | 0.701 | 0.69499
| Dishwasher_Com, E - Appl [Building w elec WH] | Large Office | Appliances | NC | 0.4 | 0.66263 | 0.75988 | 0.76844 | 0.73144 | 0.72632 | 0.72532 | 0.70593 | 0.70363 | 0.69497
| Dishwasher_Com, E - Appl [Building w elec WH] | Large Office | Appliances | REPL | 0.4 | 0.68734 | 0.85732 | 0.88604 | 0.8869 | 0.88927 | 0.87925 | 0.89989 | 0.90821 | 0.88865
| Dishwasher_Com, E - HWat [Building w elec WH] | Large Office | Water Heating | NC | 0.4 | 0.66263 | 0.75988 | 0.76844 | 0.73144 | 0.72632 | 0.72532 | 0.70593 | 0.70363 | 0.69497
| Dishwasher_Com, E - HWat [Building w elec WH] | Large Office | Water Heating | REPL | 0.4 | 0.68734 | 0.85732 | 0.88604 | 0.8869 | 0.88927 | 0.87925 | 0.89989 | 0.90821 | 0.88865
| Dishwasher_Com, E - Appl [Building w gas WH] | Large Office | Appliances | NC | 0.4 | 0.66671 | 0.7664 | 0.77555 | 0.73835 | 0.73319 | 0.73218 | 0.7126 | 0.71028 | 0.70154
| Dishwasher_Com, E - Appl [Building w gas WH] | Large Office | Appliances | REPL | 0.4 | 0.69157 | 0.86468 | 0.89423 | 0.89529 | 0.89768 | 0.88756 | 0.9084 | 0.9168 | 0.89705
| Dishwasher_Com, G - HWat [Building w gas WH] | Large Office |  | NC | 0.4 | 0.67329 | 0.77812 | 0.78013 | 0.74932 | 0.7273 | 0.72201 | 0.72075 | 0.7218 | 0.7194
| Dishwasher_Com, G - HWat [Building w gas WH] | Large Office |  | REPL | 0.4 | 0.70963 | 0.84717 | 0.87985 | 0.88364 | 0.88404 | 0.88674 | 0.89011 | 0.89531 | 0.89975
| Dishwasher_Com, E - Appl [Building w oil WH] | Large Office | Appliances | NC | 0.4 | 0.65584 | 0.74908 | 0.75669 | 0.72 | 0.71497 | 0.71398 | 0.69489 | 0.69262 | 0.6841
| Dishwasher_Com, E - Appl [Building w oil WH] | Large Office | Appliances | REPL | 0.4 | 0.68029 | 0.84514 | 0.87249 | 0.87303 | 0.87537 | 0.8655 | 0.88582 | 0.89401 | 0.87475
| Dishwasher_Com, O - HWat [Building w oil WH] | Large Office |  | NC | 0.4 | 0.6553 | 0.74895 | 0.74713 | 0.71225 | 0.68506 | 0.67291 | 0.66391 | 0.65576 | 0.64478
| Dishwasher_Com, O - HWat [Building w oil WH] | Large Office |  | REPL | 0.4 | 0.69066 | 0.81541 | 0.84263 | 0.83993 | 0.83269 | 0.82645 | 0.81991 | 0.81339 | 0.80641
| Dishwasher_Com, E - Appl [Building w propane WH] | Large Office | Appliances | NC | 0.4 | 0.65859 | 0.75345 | 0.76144 | 0.72462 | 0.71955 | 0.71856 | 0.69935 | 0.69707 | 0.68849
| Dishwasher_Com, E - Appl [Building w propane WH] | Large Office | Appliances | REPL | 0.4 | 0.68314 | 0.85006 | 0.87796 | 0.87864 | 0.88099 | 0.87106 | 0.89151 | 0.89975 | 0.88037
| Dishwasher_Com, P - HWat [Building w propane WH] | Large Office |  | NC | 0.4 | 0.65805 | 0.75331 | 0.75182 | 0.71682 | 0.68945 | 0.67723 | 0.66817 | 0.65996 | 0.64892
| Dishwasher_Com, P - HWat [Building w propane WH] | Large Office |  | REPL | 0.4 | 0.69356 | 0.82016 | 0.84792 | 0.84532 | 0.83803 | 0.83175 | 0.82518 | 0.81861 | 0.81159
| Faucet Aerator_Com, E - HWat | Large Office | Water Heating | RET | 0.030097 | 0.042779 | 0.04982 | 0.050559 | 0.050322 | 0.050456 | 0.049888 | 0.051059 | 0.051531 | 0.050421
| Faucet Aerator_Com, G - HWat | Large Office |  | RET | 0.028197 | 0.041124 | 0.045729 | 0.046605 | 0.046532 | 0.046552 | 0.046695 | 0.046872 | 0.047146 | 0.04738
| Faucet Aerator_Com, O - HWat | Large Office |  | RET | 0.029977 | 0.043259 | 0.047877 | 0.048635 | 0.048222 | 0.047806 | 0.047448 | 0.047073 | 0.046698 | 0.046298
| Faucet Aerator_Com, P - HWat | Large Office |  | RET | 0.030097 | 0.043431 | 0.048067 | 0.048829 | 0.048414 | 0.047996 | 0.047636 | 0.04726 | 0.046884 | 0.046482
| Pre Rinse Sprayers_Com, E - HWat | Large Office | Water Heating | RET | 0.030097 | 0.042779 | 0.04982 | 0.050559 | 0.050322 | 0.050456 | 0.049888 | 0.051059 | 0.051531 | 0.050421
| Pre Rinse Sprayers_Com, G - HWat | Large Office |  | RET | 0.030095 | 0.043893 | 0.048808 | 0.049743 | 0.049664 | 0.049686 | 0.049838 | 0.050027 | 0.05032 | 0.050569
| Pre Rinse Sprayers_Com, O - HWat | Large Office |  | RET | 0.030097 | 0.043431 | 0.048067 | 0.048829 | 0.048414 | 0.047996 | 0.047636 | 0.04726 | 0.046884 | 0.046482
| Pre Rinse Sprayers_Com, P - HWat | Large Office |  | RET | 0.030097 | 0.043431 | 0.048067 | 0.048829 | 0.048414 | 0.047996 | 0.047636 | 0.04726 | 0.046884 | 0.046482
| Heat Pump Water Heater_Com, E - HWat | Large Office | Water Heating | NC | 0.2 | 0.34103 | 0.42771 | 0.45414 | 0.44233 | 0.44173 | 0.44112 | 0.42932 | 0.42792 | 0.42266
| Heat Pump Water Heater_Com, E - HWat | Large Office | Water Heating | RET | 0.0062655 | 0.016078 | 0.025918 | 0.028836 | 0.028927 | 0.028598 | 0.027728 | 0.027835 | 0.027561 | 0.026463
| Heat Pump Water Heater_Com, E - HWat | Large Office | Water Heating | REPL | 0.2 | 0.34565 | 0.45897 | 0.48233 | 0.47733 | 0.46978 | 0.45308 | 0.45205 | 0.44445 | 0.42335
| FF Storage Water Heater_Com, G - HWat | Large Office |  | NC | 0.3 | 0.33166 | 0.41289 | 0.43986 | 0.50378 | 0.48898 | 0.48542 | 0.48457 | 0.48528 | 0.48367
| FF Storage Water Heater_Com, G - HWat | Large Office |  | RET | 0.0044651 | 0.011793 | 0.0183 | 0.02071 | 0.021152 | 0.020955 | 0.020699 | 0.022029 | 0.022398 | 0.022509
| FF Storage Water Heater_Com, G - HWat | Large Office |  | REPL | 0.3 | 0.34385 | 0.43388 | 0.4682 | 0.5475 | 0.53448 | 0.5228 | 0.55358 | 0.58578 | 0.60492
| FF Storage Water Heater_Com, O - HWat | Large Office |  | NC | 0.3 | 0.3303 | 0.33557 | 0.32592 | 0.30891 | 0.29712 | 0.29185 | 0.28795 | 0.28441 | 0.27965
| FF Storage Water Heater_Com, O - HWat | Large Office |  | RET | 0.0045799 | 0.011967 | 0.018479 | 0.020838 | 0.021127 | 0.020732 | 0.020255 | 0.0213 | 0.021403 | 0.02122
| FF Storage Water Heater_Com, O - HWat | Large Office |  | REPL | 0.3 | 0.3423 | 0.35229 | 0.34639 | 0.33499 | 0.32383 | 0.31319 | 0.32763 | 0.34179 | 0.34975
| FF Storage Water Heater_Com, P - HWat | Large Office |  | NC | 0.3 | 0.40443 | 0.4467 | 0.44613 | 0.42806 | 0.41172 | 0.40442 | 0.39901 | 0.39411 | 0.38751
| FF Storage Water Heater_Com, P - HWat | Large Office |  | RET | 0.0051136 | 0.013357 | 0.020605 | 0.0232 | 0.02348 | 0.022999 | 0.022428 | 0.023559 | 0.023898 | 0.023693
| FF Storage Water Heater_Com, P - HWat | Large Office |  | REPL | 0.3 | 0.41829 | 0.46693 | 0.47077 | 0.45947 | 0.44271 | 0.42669 | 0.44543 | 0.46382 | 0.48159
| FF Instantaneous Water Heater_Com, G - HWat | Large Office |  | NC | 0.3 | 0.33166 | 0.36702 | 0.39588 | 0.41982 | 0.43193 | 0.42879 | 0.42804 | 0.42866 | 0.42724
| FF Instantaneous Water Heater_Com, G - HWat | Large Office |  | RET | 0.0048113 | 0.01145 | 0.018113 | 0.021439 | 0.022438 | 0.022519 | 0.022247 | 0.021965 | 0.02173 | 0.021479
| FF Instantaneous Water Heater_Com, G - HWat | Large Office |  | REPL | 0.3 | 0.34385 | 0.38574 | 0.42113 | 0.4553 | 0.47022 | 0.45899 | 0.44802 | 0.43784 | 0.42716
| FF Instantaneous Water Heater_Com, O - HWat | Large Office |  | NC | 0.3 | 0.32815 | 0.36142 | 0.38858 | 0.40922 | 0.41721 | 0.40982 | 0.40434 | 0.39937 | 0.39268
| FF Instantaneous Water Heater_Com, O - HWat | Large Office |  | RET | 0.0049043 | 0.011547 | 0.018178 | 0.021441 | 0.022277 | 0.022148 | 0.021644 | 0.021113 | 0.020595 | 0.020076
| FF Instantaneous Water Heater_Com, O - HWat | Large Office |  | REPL | 0.3 | 0.3401 | 0.3796 | 0.41289 | 0.44306 | 0.45318 | 0.43744 | 0.42173 | 0.40623 | 0.3907
| FF Instantaneous Water Heater_Com, P - HWat | Large Office |  | NC | 0.3 | 0.32815 | 0.36142 | 0.38858 | 0.40922 | 0.41721 | 0.40982 | 0.40434 | 0.39937 | 0.39268
| FF Instantaneous Water Heater_Com, P - HWat | Large Office |  | RET | 0.0053435 | 0.012577 | 0.019786 | 0.02331 | 0.024185 | 0.024009 | 0.023427 | 0.022818 | 0.022223 | 0.021631
| FF Instantaneous Water Heater_Com, P - HWat | Large Office |  | REPL | 0.3 | 0.33959 | 0.37835 | 0.41062 | 0.43952 | 0.44835 | 0.43154 | 0.41478 | 0.39825 | 0.38171
| Clothes Dryer_Com, E - Appl | Large Office | Appliances | NC | 0.4 | 0.64591 | 0.73341 | 0.73968 | 0.70346 | 0.69854 | 0.69758 | 0.67893 | 0.67671 | 0.66838
| Clothes Dryer_Com, E - Appl | Large Office | Appliances | RET | 0 | 0.0073892 | 0.020633 | 0.028699 | 0.030674 | 0.030543 | 0.029247 | 0.02938 | 0.02911 | 0.02797
| Clothes Dryer_Com, E - Appl | Large Office | Appliances | REPL | 0.4 | 0.6649 | 0.80432 | 0.80408 | 0.77662 | 0.75039 | 0.71394 | 0.71204 | 0.69979 | 0.66629
| Clothes Dryer_Com, G - Oth | Large Office |  | NC | 0.4 | 0.61594 | 0.68816 | 0.70378 | 0.67171 | 0.65197 | 0.64722 | 0.6461 | 0.64704 | 0.64489
| Clothes Dryer_Com, G - Oth | Large Office |  | RET | 0 | 0.0052836 | 0.014118 | 0.019839 | 0.021455 | 0.021521 | 0.021113 | 0.020993 | 0.020919 | 0.02083
| Clothes Dryer_Com, G - Oth | Large Office |  | REPL | 0.4 | 0.64574 | 0.73462 | 0.7621 | 0.74271 | 0.72476 | 0.70864 | 0.70213 | 0.69698 | 0.69114
| Clothes Dryer_Com, P - Oth | Large Office |  | NC | 0.4 | 0.63565 | 0.71808 | 0.71407 | 0.68006 | 0.65409 | 0.6425 | 0.6339 | 0.62611 | 0.61563
| Clothes Dryer_Com, P - Oth | Large Office |  | RET | 0 | 0.006932 | 0.018405 | 0.025665 | 0.027385 | 0.027025 | 0.026042 | 0.025417 | 0.024811 | 0.024209
| Clothes Dryer_Com, P - Oth | Large Office |  | REPL | 0.4 | 0.66525 | 0.76159 | 0.76277 | 0.73563 | 0.70497 | 0.67555 | 0.6553 | 0.63529 | 0.61517
| Pnemautic to DDC_Com, E - TotE [Building w Elec Heat] | Large Office | Total Electric | RET | 0 | 0.0010936 | 0.0035223 | 0.0077335 | 0.013729 | 0.020025 | 0.024391 | 0.027664 | 0.02926 | 0.028629
| Pnemautic to DDC_Com, E - TotE [Building w Gas Heat] | Large Office | Total Electric | RET | 0 | 0.00089345 | 0.0028776 | 0.006318 | 0.011216 | 0.016359 | 0.019927 | 0.0226 | 0.023904 | 0.023389
| Pnemautic to DDC_Com, G - TotF [Building w Gas Heat] | Large Office |  | RET | 0 | 0.00091677 | 0.0028193 | 0.0062164 | 0.011071 | 0.016111 | 0.019908 | 0.022145 | 0.023344 | 0.02346
| Pnemautic to DDC_Com, E - TotE [Building w Oil Heat] | Large Office | Total Electric | RET | 0 | 0.00093145 | 0.003 | 0.0065867 | 0.011694 | 0.017055 | 0.020774 | 0.023561 | 0.024921 | 0.024384
| Pnemautic to DDC_Com, O - TotF [Building w Oil Heat] | Large Office |  | RET | 0 | 0.00094564 | 0.0028945 | 0.0063614 | 0.01125 | 0.016224 | 0.019837 | 0.021808 | 0.022674 | 0.022479
| Pnemautic to DDC_Com, E - TotE [Building w Propane Heat] | Large Office | Total Electric | RET | 0 | 0.00089808 | 0.0028925 | 0.0063508 | 0.011275 | 0.016444 | 0.02003 | 0.022717 | 0.024028 | 0.023511
| Pnemautic to DDC_Com, P - TotF [Building w Propane Heat] | Large Office |  | RET | 0 | 0.00091177 | 0.0027908 | 0.0061335 | 0.010847 | 0.015643 | 0.019126 | 0.021027 | 0.021861 | 0.021674
| Data Center_Com, E - TotE [Building w Elec Heat] | Large Office | Total Electric | NC | 0.07 | 0.11453 | 0.17158 | 0.23117 | 0.27491 | 0.31592 | 0.34434 | 0.35237 | 0.3602 | 0.35576
| Data Center_Com, E - TotE [Building w Elec Heat] | Large Office | Total Electric | RET | 0 | 0.0013259 | 0.0042704 | 0.009376 | 0.016645 | 0.024278 | 0.029572 | 0.033539 | 0.035474 | 0.03471
| Data Center_Com, E - TotE [Building w Gas Heat] | Large Office | Total Electric | NC | 0.07 | 0.11453 | 0.17158 | 0.23117 | 0.27491 | 0.31592 | 0.34434 | 0.35237 | 0.3602 | 0.35576
| Data Center_Com, E - TotE [Building w Gas Heat] | Large Office | Total Electric | RET | 0 | 0.0013259 | 0.0042704 | 0.009376 | 0.016645 | 0.024278 | 0.029572 | 0.033539 | 0.035474 | 0.03471
| Data Center_Com, G - TotF [Building w Gas Heat] | Large Office |  | NC | 0.07 | 0.11566 | 0.1742 | 0.23254 | 0.27899 | 0.31339 | 0.33956 | 0.3564 | 0.36604 | 0.36482
| Data Center_Com, G - TotF [Building w Gas Heat] | Large Office |  | RET | 0 | 0.0013605 | 0.0041839 | 0.0092252 | 0.016429 | 0.023909 | 0.029544 | 0.032863 | 0.034642 | 0.034814
| Data Center_Com, E - TotE [Building w Oil Heat] | Large Office | Total Electric | NC | 0.07 | 0.11453 | 0.17158 | 0.23117 | 0.27491 | 0.31592 | 0.34434 | 0.35237 | 0.3602 | 0.35576
| Data Center_Com, E - TotE [Building w Oil Heat] | Large Office | Total Electric | RET | 0 | 0.0013259 | 0.0042704 | 0.009376 | 0.016645 | 0.024278 | 0.029572 | 0.033539 | 0.035474 | 0.03471
| Data Center_Com, O - TotF [Building w Oil Heat] | Large Office |  | NC | 0.07 | 0.11444 | 0.17155 | 0.22825 | 0.27195 | 0.30271 | 0.32454 | 0.33666 | 0.34102 | 0.33531
| Data Center_Com, O - TotF [Building w Oil Heat] | Large Office |  | RET | 0 | 0.0013461 | 0.0041202 | 0.0090552 | 0.016014 | 0.023094 | 0.028237 | 0.031044 | 0.032275 | 0.031998
| Data Center_Com, E - TotE [Building w Propane Heat] | Large Office | Total Electric | NC | 0.07 | 0.11453 | 0.17158 | 0.23117 | 0.27491 | 0.31592 | 0.34434 | 0.35237 | 0.3602 | 0.35576
| Data Center_Com, E - TotE [Building w Propane Heat] | Large Office | Total Electric | RET | 0 | 0.0013259 | 0.0042704 | 0.009376 | 0.016645 | 0.024278 | 0.029572 | 0.033539 | 0.035474 | 0.03471
| Data Center_Com, P - TotF [Building w Propane Heat] | Large Office |  | NC | 0.07 | 0.11444 | 0.17155 | 0.22825 | 0.27195 | 0.30271 | 0.32454 | 0.33666 | 0.34102 | 0.33531
| Data Center_Com, P - TotF [Building w Propane Heat] | Large Office |  | RET | 0 | 0.0013461 | 0.0041202 | 0.0090552 | 0.016014 | 0.023094 | 0.028237 | 0.031044 | 0.032275 | 0.031998
| RCx_Com, E - TotE [Building w Elec Heat] | Large Office | Total Electric | RET | 0.0093752 | 0.013688 | 0.019118 | 0.023635 | 0.028215 | 0.028291 | 0.027972 | 0.028629 | 0.028894 | 0.028271
| RCx_Com, E - TotE [Building w Gas Heat] | Large Office | Total Electric | RET | 0.0088898 | 0.012979 | 0.018128 | 0.022411 | 0.026755 | 0.026826 | 0.026524 | 0.027147 | 0.027398 | 0.026807
| RCx_Com, G - TotF [Building w Gas Heat] | Large Office |  | RET | 0.0088898 | 0.013318 | 0.017761 | 0.022051 | 0.026407 | 0.026418 | 0.026499 | 0.0266 | 0.026755 | 0.026888
| RCx_Com, E - TotE [Building w Oil Heat] | Large Office | Total Electric | RET | 0.0081526 | 0.011903 | 0.016625 | 0.020553 | 0.024536 | 0.024602 | 0.024325 | 0.024896 | 0.025126 | 0.024584
| RCx_Com, O - TotF [Building w Oil Heat] | Large Office |  | RET | 0.0081526 | 0.012084 | 0.01604 | 0.01985 | 0.023606 | 0.023402 | 0.023227 | 0.023043 | 0.02286 | 0.022664
| RCx_Com, E - TotE [Building w Propane Heat] | Large Office | Total Electric | RET | 0.0081771 | 0.011938 | 0.016675 | 0.020615 | 0.02461 | 0.024676 | 0.024398 | 0.02497 | 0.025201 | 0.024658
| RCx_Com, P - TotF [Building w Propane Heat] | Large Office |  | RET | 0.0081771 | 0.01212 | 0.016088 | 0.019909 | 0.023677 | 0.023473 | 0.023297 | 0.023112 | 0.022929 | 0.022732
| Commissioning_Com, E - TotE [Building w Elec Heat] | Large Office | Total Electric | NC | 0.15 | 0.19435 | 0.2351 | 0.26383 | 0.27308 | 0.28568 | 0.29377 | 0.28597 | 0.28792 | 0.28725
| Commissioning_Com, E - TotE [Building w Gas Heat] | Large Office | Total Electric | NC | 0.15 | 0.18979 | 0.22476 | 0.24817 | 0.25408 | 0.26402 | 0.26918 | 0.26199 | 0.26377 | 0.26315
| Commissioning_Com, G - TotF [Building w Gas Heat] | Large Office |  | NC | 0.15 | 0.19166 | 0.2282 | 0.24964 | 0.25785 | 0.2619 | 0.26544 | 0.26498 | 0.26805 | 0.26986
| Commissioning_Com, E - TotE [Building w Oil Heat] | Large Office | Total Electric | NC | 0.15 | 0.19174 | 0.22914 | 0.25474 | 0.26201 | 0.27302 | 0.27937 | 0.2719 | 0.27375 | 0.27311
| Commissioning_Com, O - TotF [Building w Oil Heat] | Large Office |  | NC | 0.15 | 0.19159 | 0.2291 | 0.25153 | 0.25919 | 0.2616 | 0.2633 | 0.25978 | 0.25918 | 0.25742
| Commissioning_Com, E - TotE [Building w Propane Heat] | Large Office | Total Electric | NC | 0.15 | 0.19018 | 0.22563 | 0.24946 | 0.25563 | 0.26578 | 0.27117 | 0.26392 | 0.26572 | 0.2651
| Commissioning_Com, P - TotF [Building w Propane Heat] | Large Office |  | NC | 0.15 | 0.19002 | 0.22559 | 0.24631 | 0.25288 | 0.25467 | 0.25557 | 0.25215 | 0.25157 | 0.24986
| Integrated Building Design_Com, E - TotE [Building w Elec Heat] | Large Office | Total Electric | NC | 0.07 | 0.10291 | 0.14212 | 0.17866 | 0.19929 | 0.21514 | 0.22002 | 0.21065 | 0.20081 | 0.18383
| Integrated Building Design_Com, E - TotE [Building w Gas Heat] | Large Office | Total Electric | NC | 0.07 | 0.10291 | 0.14212 | 0.17866 | 0.19929 | 0.21514 | 0.22002 | 0.21065 | 0.20081 | 0.18383
| Integrated Building Design_Com, G - TotF [Building w Gas Heat] | Large Office |  | NC | 0.07 | 0.10393 | 0.1443 | 0.17971 | 0.20225 | 0.21341 | 0.21697 | 0.21305 | 0.20407 | 0.18851
| Integrated Building Design_Com, E - TotE [Building w Oil Heat] | Large Office | Total Electric | NC | 0.07 | 0.10291 | 0.14212 | 0.17866 | 0.19929 | 0.21514 | 0.22002 | 0.21065 | 0.20081 | 0.18383
| Integrated Building Design_Com, O - TotF [Building w Oil Heat] | Large Office |  | NC | 0.07 | 0.10283 | 0.1421 | 0.1764 | 0.19714 | 0.20614 | 0.20737 | 0.20125 | 0.19012 | 0.17326
| Integrated Building Design_Com, E - TotE [Building w Propane Heat] | Large Office | Total Electric | NC | 0.07 | 0.10291 | 0.14212 | 0.17866 | 0.19929 | 0.21514 | 0.22002 | 0.21065 | 0.20081 | 0.18383
| Integrated Building Design_Com, P - TotF [Building w Propane Heat] | Large Office |  | NC | 0.07 | 0.10283 | 0.1421 | 0.1764 | 0.19714 | 0.20614 | 0.20737 | 0.20125 | 0.19012 | 0.17326
| Deep Energy Retrofit_Com, E - TotE [Building w Elec Heat] | Large Office | Total Electric | RET | 0.0041128 | 0.0088995 | 0.017553 | 0.026829 | 0.034293 | 0.038922 | 0.040686 | 0.041864 | 0.042251 | 0.041341
| Deep Energy Retrofit_Com, E - TotE [Building w Gas Heat] | Large Office | Total Electric | RET | 0.0037154 | 0.0080394 | 0.015857 | 0.024236 | 0.030979 | 0.03516 | 0.036754 | 0.037819 | 0.038168 | 0.037346
| Deep Energy Retrofit_Com, G - TotF [Building w Gas Heat] | Large Office |  | RET | 0.0037154 | 0.0082493 | 0.015536 | 0.023846 | 0.030576 | 0.034626 | 0.03672 | 0.037057 | 0.037274 | 0.037458
| Deep Energy Retrofit_Com, E - TotE [Building w Oil Heat] | Large Office | Total Electric | RET | 0.003865 | 0.0083632 | 0.016495 | 0.025212 | 0.032226 | 0.036576 | 0.038234 | 0.039342 | 0.039705 | 0.03885
| Deep Energy Retrofit_Com, O - TotF [Building w Oil Heat] | Large Office |  | RET | 0.003865 | 0.0084907 | 0.015915 | 0.024349 | 0.031005 | 0.034793 | 0.036509 | 0.036414 | 0.036125 | 0.035815
| Deep Energy Retrofit_Com, E - TotE [Building w Propane Heat] | Large Office | Total Electric | RET | 0.0037343 | 0.0080804 | 0.015937 | 0.024359 | 0.031137 | 0.035339 | 0.036941 | 0.038011 | 0.038363 | 0.037536
| Deep Energy Retrofit_Com, P - TotF [Building w Propane Heat] | Large Office |  | RET | 0.0037343 | 0.0082036 | 0.015377 | 0.023526 | 0.029956 | 0.033616 | 0.035274 | 0.035183 | 0.034903 | 0.034604
| EMS_Com, E - TotE [Building w Elec Heat] | Large Office | Total Electric | NC | 0.07 | 0.070879 | 0.080856 | 0.10096 | 0.12309 | 0.1443 | 0.15469 | 0.15234 | 0.1548 | 0.15407
| EMS_Com, E - TotE [Building w Elec Heat] | Large Office | Total Electric | RET | 0.0029614 | 0.0042009 | 0.0079706 | 0.013966 | 0.019495 | 0.022439 | 0.02323 | 0.024115 | 0.024338 | 0.023813
| EMS_Com, E - TotE [Building w Gas Heat] | Large Office | Total Electric | NC | 0.07 | 0.070879 | 0.080856 | 0.10096 | 0.12309 | 0.1443 | 0.15469 | 0.15234 | 0.1548 | 0.15407
| EMS_Com, E - TotE [Building w Gas Heat] | Large Office | Total Electric | RET | 0.0021753 | 0.0030858 | 0.0058549 | 0.010259 | 0.01432 | 0.016483 | 0.017064 | 0.017714 | 0.017877 | 0.017492
| EMS_Com, G - TotF [Building w Gas Heat] | Large Office |  | NC | 0.07 | 0.071579 | 0.082093 | 0.10156 | 0.12492 | 0.14314 | 0.15254 | 0.15408 | 0.15731 | 0.158
| EMS_Com, G - TotF [Building w Gas Heat] | Large Office |  | RET | 0.0021753 | 0.0031664 | 0.0057363 | 0.010094 | 0.014134 | 0.016232 | 0.017048 | 0.017357 | 0.017458 | 0.017545
| EMS_Com, E - TotE [Building w Oil Heat] | Large Office | Total Electric | NC | 0.07 | 0.070879 | 0.080856 | 0.10096 | 0.12309 | 0.1443 | 0.15469 | 0.15234 | 0.1548 | 0.15407
| EMS_Com, E - TotE [Building w Oil Heat] | Large Office | Total Electric | RET | 0.0019745 | 0.002801 | 0.0053145 | 0.009312 | 0.012999 | 0.014962 | 0.015489 | 0.016079 | 0.016228 | 0.015878
| EMS_Com, O - TotF [Building w Oil Heat] | Large Office |  | NC | 0.07 | 0.070821 | 0.080842 | 0.099685 | 0.12177 | 0.13826 | 0.14579 | 0.14554 | 0.14656 | 0.14522
| EMS_Com, O - TotF [Building w Oil Heat] | Large Office |  | RET | 0.0019745 | 0.0028437 | 0.0051276 | 0.0089934 | 0.012506 | 0.014232 | 0.01479 | 0.014883 | 0.014764 | 0.014638
| EMS_Com, E - TotE [Building w Propane Heat] | Large Office | Total Electric | NC | 0.07 | 0.070879 | 0.080856 | 0.10096 | 0.12309 | 0.1443 | 0.15469 | 0.15234 | 0.1548 | 0.15407
| EMS_Com, E - TotE [Building w Propane Heat] | Large Office | Total Electric | RET | 0.0019785 | 0.0028066 | 0.0053251 | 0.0093306 | 0.013025 | 0.014992 | 0.01552 | 0.016111 | 0.01626 | 0.01591
| EMS_Com, P - TotF [Building w Propane Heat] | Large Office |  | NC | 0.07 | 0.070821 | 0.080842 | 0.099685 | 0.12177 | 0.13826 | 0.14579 | 0.14554 | 0.14656 | 0.14522
| EMS_Com, P - TotF [Building w Propane Heat] | Large Office |  | RET | 0.0019785 | 0.0028494 | 0.0051378 | 0.0090113 | 0.012531 | 0.014261 | 0.01482 | 0.014912 | 0.014794 | 0.014667
| VFDs on HVAC Pumps_Com, E - Oth | Large Office | Other | RET | 0.0043706 | 0.015132 | 0.031452 | 0.040253 | 0.043082 | 0.043963 | 0.043468 | 0.044488 | 0.044899 | 0.043932
| ECM Circulators_Com, E - Oth | Large Office | Other | RET | 0.007769 | 0.020058 | 0.032864 | 0.03751 | 0.038756 | 0.039073 | 0.038633 | 0.03954 | 0.039905 | 0.039046
| Motors_Com, E - Oth | Large Office | Other | NC | 0.3 | 0.41302 | 0.46028 | 0.46707 | 0.44799 | 0.44486 | 0.44424 | 0.43236 | 0.43095 | 0.42565
| Motors_Com, E - Oth | Large Office | Other | RET | 0.003203 | 0.011054 | 0.022718 | 0.028424 | 0.02954 | 0.029205 | 0.02796 | 0.027782 | 0.027223 | 0.025863
| Motors_Com, E - Oth | Large Office | Other | REPL | 0.3 | 0.42217 | 0.49998 | 0.50276 | 0.49001 | 0.47388 | 0.45129 | 0.44545 | 0.43299 | 0.40744
| Ext Area Ltg_Com, E - ExtL | Large Office | Exterior Lighting | NC | 0.16 | 0.17828 | 0.19882 | 0.21895 | 0.20849 | 0.20703 | 0.20675 | 0.20122 | 0.20056 | 0.1981
| Ext Area Ltg_Com, E - ExtL | Large Office | Exterior Lighting | RET | 0.019391 | 0.035728 | 0.045159 | 0.046017 | 0.045082 | 0.048763 | 0.048213 | 0.049345 | 0.049801 | 0.048729
| Ext Area Ltg_Com, E - ExtL | Large Office | Exterior Lighting | REPL | 0.16 | 0.17449 | 0.20143 | 0.21457 | 0.20261 | 0.22927 | 0.25063 | 0.25651 | 0.25888 | 0.2533
| Street Ltg_Com, E - ExtL | Large Office | Exterior Lighting | NC | 0.25 | 0.26273 | 0.30726 | 0.34277 | 0.33901 | 0.34268 | 0.34378 | 0.33459 | 0.33349 | 0.32939
| Street Ltg_Com, E - ExtL | Large Office | Exterior Lighting | RET | 0.019711 | 0.03328 | 0.043621 | 0.045871 | 0.045723 | 0.049567 | 0.049009 | 0.050159 | 0.050623 | 0.049533
| Street Ltg_Com, E - ExtL | Large Office | Exterior Lighting | REPL | 0.25 | 0.25775 | 0.31262 | 0.33752 | 0.33087 | 0.38061 | 0.41673 | 0.42652 | 0.43046 | 0.42119
| Ext Ltg Ctrls_Com, E - ExtL | Large Office | Exterior Lighting | RET | 0.019547 | 0.03532 | 0.046213 | 0.048612 | 0.049024 | 0.049155 | 0.048601 | 0.049742 | 0.050202 | 0.049121
| Ext Ltg Dsgn_Com, E - ExtL | Large Office | Exterior Lighting | NC | 0.013 | 0.018767 | 0.027112 | 0.038481 | 0.045504 | 0.05327 | 0.054659 | 0.053771 | 0.053595 | 0.052936
| Ext Ltg Dsgn_Com, E - ExtL | Large Office | Exterior Lighting | REPL | 0.013 | 0.019466 | 0.030588 | 0.04437 | 0.055176 | 0.065222 | 0.066259 | 0.068545 | 0.069179 | 0.067688
| Int Ltg Ctrls_Com, E - IntL [No Heat] | Large Office | Interior Lighting | RET | 0.027878 | 0.039188 | 0.045906 | 0.046736 | 0.046612 | 0.046737 | 0.04621 | 0.047295 | 0.047732 | 0.046704
| Int Ltg Ctrls_Com, E - IntL [Electric Heat] | Large Office | Interior Lighting | RET | 0.02668 | 0.037504 | 0.043934 | 0.044728 | 0.04461 | 0.044729 | 0.044225 | 0.045263 | 0.045682 | 0.044698
| Int Ltg Ctrls_Com, E/G - IntL | Large Office | Interior Lighting | RET | 0.026684 | 0.037509 | 0.043939 | 0.044733 | 0.044615 | 0.044735 | 0.04423 | 0.045269 | 0.045687 | 0.044703
| Int Ltg Ctrls_Com, E/O - IntL | Large Office | Interior Lighting | RET | 0.025064 | 0.035231 | 0.041271 | 0.042017 | 0.041906 | 0.042019 | 0.041545 | 0.04252 | 0.042913 | 0.041989
| Int Ltg Ctrls_Com, E/P - IntL | Large Office | Interior Lighting | RET | 0.019673 | 0.027653 | 0.032394 | 0.03298 | 0.032893 | 0.032981 | 0.032609 | 0.033375 | 0.033683 | 0.032958
| Exit Sign RetFit_Com, E - IntL [No Heat] | Large Office | Interior Lighting | RET | 0.029474 | 0.041431 | 0.048534 | 0.049411 | 0.049281 | 0.049413 | 0.048856 | 0.050003 | 0.050465 | 0.049378
| Exit Sign RetFit_Com, E - IntL [Electric Heat] | Large Office | Interior Lighting | RET | 0.029016 | 0.040787 | 0.04778 | 0.048643 | 0.048515 | 0.048645 | 0.048096 | 0.049225 | 0.049681 | 0.04861
| Exit Sign RetFit_Com, E/G - IntL | Large Office | Interior Lighting | RET | 0.028555 | 0.040138 | 0.04702 | 0.04787 | 0.047743 | 0.047871 | 0.047331 | 0.048442 | 0.04889 | 0.047837
| Exit Sign RetFit_Com, E/O - IntL | Large Office | Interior Lighting | RET | 0.027214 | 0.038253 | 0.044812 | 0.045622 | 0.045501 | 0.045623 | 0.045109 | 0.046168 | 0.046594 | 0.045591
| Exit Sign RetFit_Com, E/P - IntL | Large Office | Interior Lighting | RET | 0.021074 | 0.029623 | 0.034701 | 0.035328 | 0.035235 | 0.035329 | 0.034931 | 0.035751 | 0.036082 | 0.035305
| LED HiLo Bay_Com, E - IntL [No Heat] | Large Office | Interior Lighting | NC | 0.3 | 0.50976 | 0.59046 | 0.59877 | 0.57043 | 0.56644 | 0.56566 | 0.55054 | 0.54874 | 0.54199
| LED HiLo Bay_Com, E - IntL [No Heat] | Large Office | Interior Lighting | RET | 0.014324 | 0.027614 | 0.042554 | 0.047679 | 0.05238 | 0.050494 | 0.047998 | 0.053134 | 0.056997 | 0.057205
| LED HiLo Bay_Com, E - IntL [No Heat] | Large Office | Interior Lighting | REPL | 0.3 | 0.50605 | 0.60893 | 0.59646 | 0.55792 | 0.51968 | 0.47454 | 0.44044 | 0.39379 | 0.37539
| LED HiLo Bay_Com, E - IntL [Electric Heat] | Large Office | Interior Lighting | NC | 0.3 | 0.47908 | 0.54169 | 0.54569 | 0.51878 | 0.51515 | 0.51444 | 0.50069 | 0.49906 | 0.49291
| LED HiLo Bay_Com, E - IntL [Electric Heat] | Large Office | Interior Lighting | RET | 0.012937 | 0.024964 | 0.038544 | 0.043311 | 0.047742 | 0.046201 | 0.044089 | 0.048995 | 0.052789 | 0.053128
| LED HiLo Bay_Com, E - IntL [Electric Heat] | Large Office | Interior Lighting | REPL | 0.3 | 0.47765 | 0.56371 | 0.55187 | 0.51918 | 0.48794 | 0.45016 | 0.42358 | 0.38582 | 0.37286
| LED HiLo Bay_Com, E/G - IntL | Large Office | Interior Lighting | NC | 0.3 | 0.49103 | 0.56047 | 0.56606 | 0.53859 | 0.53482 | 0.53408 | 0.5198 | 0.51811 | 0.51173
| LED HiLo Bay_Com, E/G - IntL | Large Office | Interior Lighting | RET | 0.01404 | 0.027073 | 0.041737 | 0.046792 | 0.05144 | 0.049627 | 0.047212 | 0.052305 | 0.056158 | 0.056395
| LED HiLo Bay_Com, E/G - IntL | Large Office | Interior Lighting | REPL | 0.3 | 0.48789 | 0.57908 | 0.56563 | 0.52928 | 0.49392 | 0.45199 | 0.42074 | 0.37768 | 0.3611
| LED HiLo Bay_Com, E/O - IntL | Large Office | Interior Lighting | NC | 0.3 | 0.47038 | 0.5282 | 0.53111 | 0.50463 | 0.5011 | 0.50041 | 0.48703 | 0.48544 | 0.47947
| LED HiLo Bay_Com, E/O - IntL | Large Office | Interior Lighting | RET | 0.013229 | 0.025523 | 0.039391 | 0.044236 | 0.048726 | 0.047116 | 0.044925 | 0.049884 | 0.053697 | 0.05401
| LED HiLo Bay_Com, E/O - IntL | Large Office | Interior Lighting | REPL | 0.3 | 0.46856 | 0.54863 | 0.53543 | 0.50261 | 0.47149 | 0.43407 | 0.4073 | 0.36962 | 0.35624
| LED HiLo Bay_Com, E/P - IntL | Large Office | Interior Lighting | NC | 0.3 | 0.41635 | 0.44769 | 0.44504 | 0.42136 | 0.41841 | 0.41784 | 0.40667 | 0.40534 | 0.40035
| LED HiLo Bay_Com, E/P - IntL | Large Office | Interior Lighting | RET | 0.011181 | 0.021601 | 0.033431 | 0.037703 | 0.041737 | 0.040589 | 0.038923 | 0.043466 | 0.047091 | 0.047562
| LED HiLo Bay_Com, E/P - IntL | Large Office | Interior Lighting | REPL | 0.3 | 0.41738 | 0.47121 | 0.45865 | 0.4338 | 0.41205 | 0.38475 | 0.3677 | 0.34186 | 0.33521
| Repl Scre_Com, E - IntL [No Heat] | Large Office | Interior Lighting | NC | 0.3 | 0.57734 | 0 | 0 | 0 | 0 | 0 | 0 | 0 | 0
| Repl Scre_Com, E - IntL [No Heat] | Large Office | Interior Lighting | RET | 0.089529 | 0.10333 | 0 | 0 | 0 | 0 | 0 | 0 | 0 | 0
| Repl Scre_Com, E - IntL [No Heat] | Large Office | Interior Lighting | REPL | 0.3 | 0.59886 | 0 | 0 | 0 | 0 | 0 | 0 | 0 | 0
| Repl Scre_Com, E - IntL [Electric Heat] | Large Office | Interior Lighting | NC | 0.3 | 0.57722 | 0 | 0 | 0 | 0 | 0 | 0 | 0 | 0
| Repl Scre_Com, E - IntL [Electric Heat] | Large Office | Interior Lighting | RET | 0.083255 | 0.096087 | 0 | 0 | 0 | 0 | 0 | 0 | 0 | 0
| Repl Scre_Com, E - IntL [Electric Heat] | Large Office | Interior Lighting | REPL | 0.3 | 0.59875 | 0 | 0 | 0 | 0 | 0 | 0 | 0 | 0
| Repl Scre_Com, E/G - IntL | Large Office | Interior Lighting | NC | 0.3 | 0.56669 | 0 | 0 | 0 | 0 | 0 | 0 | 0 | 0
| Repl Scre_Com, E/G - IntL | Large Office | Interior Lighting | RET | 0.087786 | 0.10132 | 0 | 0 | 0 | 0 | 0 | 0 | 0 | 0
| Repl Scre_Com, E/G - IntL | Large Office | Interior Lighting | REPL | 0.3 | 0.58782 | 0 | 0 | 0 | 0 | 0 | 0 | 0 | 0
| Repl Scre_Com, E/O - IntL | Large Office | Interior Lighting | NC | 0.3 | 0.5447 | 0 | 0 | 0 | 0 | 0 | 0 | 0 | 0
| Repl Scre_Com, E/O - IntL | Large Office | Interior Lighting | RET | 0.079584 | 0.091851 | 0 | 0 | 0 | 0 | 0 | 0 | 0 | 0
| Repl Scre_Com, E/O - IntL | Large Office | Interior Lighting | REPL | 0.3 | 0.565 | 0 | 0 | 0 | 0 | 0 | 0 | 0 | 0
| Repl Scre_Com, E/P - IntL | Large Office | Interior Lighting | NC | 0.3 | 0.47418 | 0 | 0 | 0 | 0 | 0 | 0 | 0 | 0
| Repl Scre_Com, E/P - IntL | Large Office | Interior Lighting | RET | 0.061918 | 0.071462 | 0 | 0 | 0 | 0 | 0 | 0 | 0 | 0
| Repl Scre_Com, E/P - IntL | Large Office | Interior Lighting | REPL | 0.3 | 0.49186 | 0 | 0 | 0 | 0 | 0 | 0 | 0 | 0
| Lin LED Fixture_Com, E - IntL [No Heat] | Large Office | Interior Lighting | NC | 0.045 | 0.060362 | 0.087124 | 0.10234 | 0.10112 | 0.09982 | 0.099682 | 0.097017 | 0.096701 | 0.09551
| Lin LED Fixture_Com, E - IntL [No Heat] | Large Office | Interior Lighting | RET | 0.0027879 | 0.0029146 | 0.0034106 | 0.003613 | 0.0036699 | 0.0036912 | 0.003639 | 0.0037136 | 0.0038187 | 0.0037364
| Lin LED Fixture_Com, E - IntL [No Heat] | Large Office | Interior Lighting | REPL | 0.045 | 0.062251 | 0.097397 | 0.1165 | 0.12059 | 0.11975 | 0.11795 | 0.12026 | 0.12482 | 0.12213
| Lin LED Fixture_Com, E - IntL [Electric Heat] | Large Office | Interior Lighting | NC | 0.045 | 0.060362 | 0.087124 | 0.10234 | 0.10112 | 0.09982 | 0.099682 | 0.097017 | 0.096701 | 0.09551
| Lin LED Fixture_Com, E - IntL [Electric Heat] | Large Office | Interior Lighting | RET | 0.0024153 | 0.0025258 | 0.0029566 | 0.0031331 | 0.0031837 | 0.0032034 | 0.0031593 | 0.0032254 | 0.0033083 | 0.0032371
| Lin LED Fixture_Com, E - IntL [Electric Heat] | Large Office | Interior Lighting | REPL | 0.045 | 0.062299 | 0.097518 | 0.1167 | 0.12086 | 0.12008 | 0.11834 | 0.12072 | 0.12482 | 0.12213
| Lin LED Fixture_Com, E/G - IntL | Large Office | Interior Lighting | NC | 0.045 | 0.060362 | 0.087124 | 0.10234 | 0.10112 | 0.09982 | 0.099682 | 0.097017 | 0.096701 | 0.09551
| Lin LED Fixture_Com, E/G - IntL | Large Office | Interior Lighting | RET | 0.0026801 | 0.0028021 | 0.0032793 | 0.0034743 | 0.0035294 | 0.0035503 | 0.0035004 | 0.0035726 | 0.003671 | 0.0035919
| Lin LED Fixture_Com, E/G - IntL | Large Office | Interior Lighting | REPL | 0.045 | 0.062265 | 0.097432 | 0.11656 | 0.12067 | 0.11984 | 0.11806 | 0.12039 | 0.12482 | 0.12213
| Lin LED Fixture_Com, E/O - IntL | Large Office | Interior Lighting | NC | 0.045 | 0.060362 | 0.087124 | 0.10234 | 0.10112 | 0.09982 | 0.099682 | 0.097017 | 0.096701 | 0.09551
| Lin LED Fixture_Com, E/O - IntL | Large Office | Interior Lighting | RET | 0.0025508 | 0.0026672 | 0.0031217 | 0.0033078 | 0.0033607 | 0.003381 | 0.003334 | 0.0034032 | 0.003494 | 0.0034187
| Lin LED Fixture_Com, E/O - IntL | Large Office | Interior Lighting | REPL | 0.045 | 0.062281 | 0.097474 | 0.11662 | 0.12076 | 0.11996 | 0.1182 | 0.12055 | 0.12482 | 0.12213
| Lin LED Fixture_Com, E/P - IntL | Large Office | Interior Lighting | NC | 0.045 | 0.060362 | 0.087124 | 0.10234 | 0.10112 | 0.09982 | 0.099682 | 0.097017 | 0.096701 | 0.09551
| Lin LED Fixture_Com, E/P - IntL | Large Office | Interior Lighting | RET | 0.0023062 | 0.0024119 | 0.0028235 | 0.0029924 | 0.003041 | 0.0030602 | 0.0030184 | 0.0030819 | 0.0031588 | 0.0030908
| Lin LED Fixture_Com, E/P - IntL | Large Office | Interior Lighting | REPL | 0.045 | 0.062313 | 0.097553 | 0.11676 | 0.12094 | 0.12018 | 0.11845 | 0.12085 | 0.12482 | 0.12213
| LED Tube Repl_Com, E - IntL [No Heat] | Large Office | Interior Lighting | RET | 0.025473 | 0.026157 | 0.030023 | 0.031123 | 0.030886 | 0.032593 | 0.033606 | 0.034571 | 0.034891 | 0.034139
| LED Tube Repl_Com, E - IntL [No Heat] | Large Office | Interior Lighting | REPL | 0.255 | 0.33604 | 0.51045 | 0.59073 | 0.59033 | 0.61074 | 0.62591 | 0.66318 | 0.69209 | 0.69206
| LED Tube Repl_Com, E - IntL [Electric Heat] | Large Office | Interior Lighting | RET | 0.025289 | 0.025972 | 0.029815 | 0.030914 | 0.030684 | 0.032385 | 0.033395 | 0.034322 | 0.03464 | 0.033893
| LED Tube Repl_Com, E - IntL [Electric Heat] | Large Office | Interior Lighting | REPL | 0.255 | 0.33618 | 0.51079 | 0.5913 | 0.59108 | 0.61166 | 0.62699 | 0.66445 | 0.69355 | 0.69206
| LED Tube Repl_Com, E/G - IntL | Large Office | Interior Lighting | RET | 0.024968 | 0.025649 | 0.029452 | 0.030547 | 0.03033 | 0.032018 | 0.033025 | 0.033886 | 0.034199 | 0.033463
| LED Tube Repl_Com, E/G - IntL | Large Office | Interior Lighting | REPL | 0.255 | 0.33641 | 0.51137 | 0.59228 | 0.5924 | 0.61327 | 0.62887 | 0.66668 | 0.6961 | 0.69206
| LED Tube Repl_Com, E/O - IntL | Large Office | Interior Lighting | RET | 0.023411 | 0.024079 | 0.027687 | 0.028759 | 0.028601 | 0.030228 | 0.031044 | 0.031773 | 0.032067 | 0.031376
| LED Tube Repl_Com, E/O - IntL | Large Office | Interior Lighting | REPL | 0.255 | 0.33756 | 0.51422 | 0.59704 | 0.59878 | 0.62108 | 0.63801 | 0.67748 | 0.7073 | 0.69206
| LED Tube Repl_Com, E/P - IntL | Large Office | Interior Lighting | RET | 0.017281 | 0.017862 | 0.020646 | 0.021572 | 0.021589 | 0.022921 | 0.022916 | 0.023454 | 0.023671 | 0.023161
| LED Tube Repl_Com, E/P - IntL | Large Office | Interior Lighting | REPL | 0.255 | 0.34208 | 0.52543 | 0.6158 | 0.62391 | 0.65179 | 0.67397 | 0.70082 | 0.7073 | 0.69206
| Repl pin CFL wLED_Com, E - IntL [No Heat] | Large Office | Interior Lighting | RET | 0.02223 | 0.031148 | 0.035521 | 0.035217 | 0.034222 | 0.037267 | 0.036847 | 0.037712 | 0.038061 | 0.037241
| Repl pin CFL wLED_Com, E - IntL [No Heat] | Large Office | Interior Lighting | REPL | 0.3 | 0.48903 | 0.58749 | 0.58266 | 0.55852 | 0.60849 | 0.64956 | 0.67857 | 0.68485 | 0.67009
| Repl pin CFL wLED_Com, E - IntL [Electric Heat] | Large Office | Interior Lighting | RET | 0.022522 | 0.031551 | 0.035972 | 0.035652 | 0.034634 | 0.037757 | 0.037332 | 0.038208 | 0.038561 | 0.037731
| Repl pin CFL wLED_Com, E - IntL [Electric Heat] | Large Office | Interior Lighting | REPL | 0.3 | 0.49277 | 0.59361 | 0.5889 | 0.56428 | 0.61457 | 0.65586 | 0.68736 | 0.69371 | 0.67877
| Repl pin CFL wLED_Com, E/G - IntL | Large Office | Interior Lighting | RET | 0.02216 | 0.031051 | 0.035414 | 0.035113 | 0.034124 | 0.03715 | 0.036732 | 0.037594 | 0.037941 | 0.037124
| Repl pin CFL wLED_Com, E/G - IntL | Large Office | Interior Lighting | REPL | 0.3 | 0.48789 | 0.58562 | 0.58073 | 0.55671 | 0.60657 | 0.64756 | 0.67596 | 0.68221 | 0.66751
| Repl pin CFL wLED_Com, E/O - IntL | Large Office | Interior Lighting | RET | 0.02108 | 0.029559 | 0.033747 | 0.033498 | 0.032593 | 0.03534 | 0.034942 | 0.035762 | 0.036093 | 0.035315
| Repl pin CFL wLED_Com, E/O - IntL | Large Office | Interior Lighting | REPL | 0.3 | 0.47281 | 0.56123 | 0.5558 | 0.53351 | 0.582 | 0.62196 | 0.64164 | 0.64757 | 0.63362
| Repl pin CFL wLED_Com, E/P - IntL | Large Office | Interior Lighting | RET | 0.017936 | 0.025202 | 0.028859 | 0.028742 | 0.028061 | 0.03007 | 0.029731 | 0.030429 | 0.03071 | 0.030049
| Repl pin CFL wLED_Com, E/P - IntL | Large Office | Interior Lighting | REPL | 0.3 | 0.42886 | 0.49269 | 0.48606 | 0.4683 | 0.51258 | 0.5355 | 0.54807 | 0.55314 | 0.54122
| Refrig Case LED_Com, E - IntL | Large Office | Interior Lighting | NC | 0.3 | 0.56023 | 0.67464 | 0.69168 | 0.66125 | 0.65662 | 0.65572 | 0.63818 | 0.6361 | 0.62827
| Refrig Case LED_Com, E - IntL | Large Office | Interior Lighting | RET | 0.026641 | 0.037363 | 0.042666 | 0.042362 | 0.041228 | 0.040421 | 0.039078 | 0.039107 | 0.043344 | 0.044632
| Refrig Case LED_Com, E - IntL | Large Office | Interior Lighting | REPL | 0.3 | 0.54303 | 0.67834 | 0.67537 | 0.64337 | 0.6094 | 0.56723 | 0.54443 | 0.59853 | 0.63365
| Refrig Case Ctrls_Com, E - IntL | Large Office | Interior Lighting | RET | 0.019017 | 0.026732 | 0.031315 | 0.031881 | 0.031797 | 0.031882 | 0.031522 | 0.032262 | 0.032561 | 0.031859
| Stair Occ Sensor_Com, E - IntL [No Heat] | Large Office | Interior Lighting | NC | 0.3 | 0.48237 | 0.58377 | 0.61098 | 0.59229 | 0.59024 | 0.58943 | 0.57367 | 0.5718 | 0.56476
| Stair Occ Sensor_Com, E - IntL [No Heat] | Large Office | Interior Lighting | RET | 0.017961 | 0.025193 | 0.030277 | 0.031305 | 0.031532 | 0.031617 | 0.03126 | 0.031994 | 0.03229 | 0.031594
| Stair Occ Sensor_Com, E - IntL [Electric Heat] | Large Office | Interior Lighting | NC | 0.3 | 0.47194 | 0.56398 | 0.58736 | 0.56847 | 0.56611 | 0.56533 | 0.55022 | 0.54842 | 0.54167
| Stair Occ Sensor_Com, E - IntL [Electric Heat] | Large Office | Interior Lighting | RET | 0.017227 | 0.025002 | 0.02965 | 0.030289 | 0.030243 | 0.030324 | 0.029982 | 0.030686 | 0.03097 | 0.030303
| Stair Occ Sensor_Com, E/G - IntL | Large Office | Interior Lighting | NC | 0.3 | 0.47174 | 0.56361 | 0.58691 | 0.56802 | 0.56566 | 0.56488 | 0.54978 | 0.54798 | 0.54124
| Stair Occ Sensor_Com, E/G - IntL | Large Office | Interior Lighting | RET | 0.017213 | 0.024982 | 0.029626 | 0.030265 | 0.030219 | 0.0303 | 0.029958 | 0.030662 | 0.030945 | 0.030278
| Stair Occ Sensor_Com, E/O - IntL | Large Office | Interior Lighting | NC | 0.3 | 0.45815 | 0.53849 | 0.55725 | 0.53822 | 0.53551 | 0.53477 | 0.52047 | 0.51878 | 0.51239
| Stair Occ Sensor_Com, E/O - IntL | Large Office | Interior Lighting | RET | 0.016295 | 0.02365 | 0.028047 | 0.028651 | 0.028608 | 0.028685 | 0.028362 | 0.029027 | 0.029296 | 0.028665
| Stair Occ Sensor_Com, E/P - IntL | Large Office | Interior Lighting | NC | 0.3 | 0.40378 | 0.44519 | 0.45006 | 0.43093 | 0.42792 | 0.42733 | 0.41591 | 0.41455 | 0.40945
| Stair Occ Sensor_Com, E/P - IntL | Large Office | Interior Lighting | RET | 0.013022 | 0.018899 | 0.022412 | 0.022895 | 0.022861 | 0.022922 | 0.022663 | 0.023195 | 0.02341 | 0.022906
| Int Delamping_Com, E - IntL [No Heat] | Large Office | Interior Lighting | RET | 0.020061 | 0.028138 | 0.033816 | 0.034964 | 0.035219 | 0.035313 | 0.034915 | 0.035735 | 0.036065 | 0.035288
| Int Delamping_Com, E - IntL [Electric Heat] | Large Office | Interior Lighting | RET | 0.020063 | 0.028141 | 0.03382 | 0.034968 | 0.035222 | 0.035317 | 0.034919 | 0.035738 | 0.036069 | 0.035292
| Int Delamping_Com, E/G - IntL | Large Office | Interior Lighting | RET | 0.019935 | 0.027961 | 0.033604 | 0.034745 | 0.034998 | 0.035091 | 0.034696 | 0.03551 | 0.035839 | 0.035067
| Int Delamping_Com, E/O - IntL | Large Office | Interior Lighting | RET | 0.019463 | 0.027299 | 0.032809 | 0.033923 | 0.034169 | 0.034261 | 0.033875 | 0.03467 | 0.03499 | 0.034237
| Int Delamping_Com, E/P - IntL | Large Office | Interior Lighting | RET | 0.015132 | 0.021224 | 0.025507 | 0.026373 | 0.026565 | 0.026636 | 0.026336 | 0.026954 | 0.027204 | 0.026618
| Int Ltg Dsgn_Com, E - IntL [No Heat] | Large Office | Interior Lighting | NC | 0.2 | 0.33792 | 0.46072 | 0.52956 | 0.54007 | 0.55302 | 0.55903 | 0.54458 | 0.5428 | 0.53612
| Int Ltg Dsgn_Com, E - IntL [Electric Heat] | Large Office | Interior Lighting | NC | 0.2 | 0.33916 | 0.46383 | 0.53415 | 0.54526 | 0.55856 | 0.56472 | 0.55018 | 0.54839 | 0.54164
| Int Ltg Dsgn_Com, E/G - IntL | Large Office | Interior Lighting | NC | 0.2 | 0.33332 | 0.44928 | 0.51278 | 0.52117 | 0.53288 | 0.53835 | 0.52423 | 0.52252 | 0.51609
| Int Ltg Dsgn_Com, E/O - IntL | Large Office | Interior Lighting | NC | 0.2 | 0.32691 | 0.43367 | 0.49022 | 0.49594 | 0.50608 | 0.51087 | 0.49722 | 0.49559 | 0.48949
| Int Ltg Dsgn_Com, E/P - IntL | Large Office | Interior Lighting | NC | 0.2 | 0.29661 | 0.36526 | 0.39578 | 0.3926 | 0.39734 | 0.39893 | 0.38826 | 0.38699 | 0.38223
| Room Air Conditioner_Com, E - Cool | Education | Cooling | NC | 0.35 | 0.53219 | 0.62405 | 0.64521 | 0.62299 | 0.61977 | 0.61892 | 0.60237 | 0.60041 | 0.59302
| Room Air Conditioner_Com, E - Cool | Education | Cooling | RET | 0.0012031 | 0.0014025 | 0.0022696 | 0.003326 | 0.0038247 | 0.0038229 | 0.0044226 | 0.0050809 | 0.0055616 | 0.0054418
| Room Air Conditioner_Com, E - Cool | Education | Cooling | REPL | 0.35 | 0.55051 | 0.70033 | 0.73698 | 0.74456 | 0.74389 | 0.75027 | 0.76788 | 0.77498 | 0.75829
| Chiller Systems_Com, E - Cool | Education | Cooling | NC | 0.2 | 0.40998 | 0.58524 | 0.65854 | 0.65441 | 0.65937 | 0.65846 | 0.64086 | 0.63877 | 0.6309
| Chiller Systems_Com, E - Cool | Education | Cooling | RET | 0.010032 | 0.023277 | 0.038616 | 0.045605 | 0.047698 | 0.048102 | 0.04697 | 0.047409 | 0.047187 | 0.045534
| Chiller Systems_Com, E - Cool | Education | Cooling | REPL | 0.2 | 0.4108 | 0.61259 | 0.66944 | 0.66059 | 0.63163 | 0.58448 | 0.55722 | 0.52102 | 0.46933
| Chiller Tuneup_Com, E - Cool | Education | Cooling | RET | 0.019867 | 0.033877 | 0.045184 | 0.048582 | 0.049611 | 0.049959 | 0.049396 | 0.050556 | 0.051023 | 0.049924
| Computer Room Air Conditioner_Com, E - Cool | Education | Cooling | NC | 0.25 | 0.45345 | 0.59214 | 0.63956 | 0.62654 | 0.62727 | 0.6264 | 0.60965 | 0.60767 | 0.60019
| Computer Room Air Conditioner_Com, E - Cool | Education | Cooling | REPL | 0.25 | 0.47035 | 0.66807 | 0.73744 | 0.75971 | 0.76799 | 0.75934 | 0.77716 | 0.78435 | 0.76745
| Mini Split Ductless AC_Com, E - Cool | Education | Cooling | NC | 0 | 0 | 0 | 0 | 0 | 0 | 0 | 0 | 0 | 0
| Mini Split Ductless AC_Com, E - Cool | Education | Cooling | RET | 0 | 0 | 0 | 0 | 0 | 0 | 0 | 0 | 0 | 0
| Mini Split Ductless AC_Com, E - Cool | Education | Cooling | REPL | 0 | 0 | 0 | 0 | 0 | 0 | 0 | 0 | 0 | 0
| Eff Unitary AC_Com, E - Cool | Education | Cooling | NC | 0.35 | 0.49552 | 0.55981 | 0.57087 | 0.54876 | 0.54492 | 0.54417 | 0.52962 | 0.52789 | 0.52139
| Eff Unitary AC_Com, E - Cool | Education | Cooling | RET | 0.025686 | 0.024702 | 0.025568 | 0.024985 | 0.02456 | 0.024331 | 0.02377 | 0.025346 | 0.026388 | 0.025819
| Eff Unitary AC_Com, E - Cool | Education | Cooling | REPL | 0.35 | 0.49815 | 0.60239 | 0.61765 | 0.61412 | 0.60548 | 0.58849 | 0.62569 | 0.65508 | 0.66406
| PTAC_Com, E - Cool | Education | Cooling | NC | 0.35 | 0.46324 | 0.50679 | 0.51095 | 0.48865 | 0.48523 | 0.48456 | 0.4716 | 0.47007 | 0.46428
| PTAC_Com, E - Cool | Education | Cooling | RET | 0.0022318 | 0.0028114 | 0.0048247 | 0.0075259 | 0.009219 | 0.0098135 | 0.0098193 | 0.010223 | 0.010317 | 0.010095
| PTAC_Com, E - Cool | Education | Cooling | REPL | 0.35 | 0.47805 | 0.56614 | 0.57891 | 0.57673 | 0.5724 | 0.56005 | 0.60118 | 0.60674 | 0.59367
| Unitary Equipment Economizer_Com, E - Cool | Education | Cooling | RET | 0.012398 | 0.022403 | 0.029312 | 0.030834 | 0.031095 | 0.031178 | 0.030826 | 0.03155 | 0.031842 | 0.031156
| AC Tuneup_Com, E - Cool [ASHP] | Education | Cooling | RET | 0.0096645 | 0.024952 | 0.040882 | 0.046662 | 0.048212 | 0.048607 | 0.048059 | 0.049187 | 0.049642 | 0.048573
| AC Tuneup_Com, E - Heat [ASHP] | Education | Space Heating | RET | 0.0096645 | 0.024952 | 0.040882 | 0.046662 | 0.048212 | 0.048607 | 0.048059 | 0.049187 | 0.049642 | 0.048573
| AC Tuneup_Com, E - Cool [Unitary AC] | Education | Cooling | RET | 0.0088796 | 0.022925 | 0.037562 | 0.042872 | 0.044296 | 0.044659 | 0.044156 | 0.045192 | 0.04561 | 0.044628
| DCV_Com, E - Cool [Building w Elec Heat] | Education | Cooling | RET | 0.014781 | 0.028962 | 0.042315 | 0.047295 | 0.048932 | 0.04956 | 0.049001 | 0.050151 | 0.050615 | 0.049525
| DCV_Com, E - Heat [Building w Elec Heat] | Education | Space Heating | RET | 0.014781 | 0.028962 | 0.042315 | 0.047295 | 0.048932 | 0.04956 | 0.049001 | 0.050151 | 0.050615 | 0.049525
| DCV_Com, E - Vent [Building w Elec Heat] | Education | Ventilation | RET | 0.014781 | 0.028962 | 0.042315 | 0.047295 | 0.048932 | 0.04956 | 0.049001 | 0.050151 | 0.050615 | 0.049525
| DCV_Com, E - Cool [Building w Gas Heat] | Education | Cooling | RET | 0.014925 | 0.029244 | 0.042726 | 0.047755 | 0.049408 | 0.050042 | 0.049478 | 0.050639 | 0.051108 | 0.050007
| DCV_Com, G - Heat [Building w Gas Heat] | Education |  | RET | 0.014925 | 0.030007 | 0.041861 | 0.046987 | 0.048765 | 0.049281 | 0.049432 | 0.049619 | 0.04991 | 0.050157
| DCV_Com, E - Vent [Building w Gas Heat] | Education | Ventilation | RET | 0.014925 | 0.029244 | 0.042726 | 0.047755 | 0.049408 | 0.050042 | 0.049478 | 0.050639 | 0.051108 | 0.050007
| DCV_Com, E - Cool [Building w Oil Heat] | Education | Cooling | RET | 0.015018 | 0.029426 | 0.042993 | 0.048053 | 0.049716 | 0.050354 | 0.049787 | 0.050955 | 0.051426 | 0.050319
| DCV_Com, O - Heat [Building w Oil Heat] | Education |  | RET | 0.015018 | 0.029875 | 0.041481 | 0.046409 | 0.047831 | 0.047899 | 0.04754 | 0.047164 | 0.046789 | 0.046388
| DCV_Com, E - Vent [Building w Oil Heat] | Education | Ventilation | RET | 0.015018 | 0.029426 | 0.042993 | 0.048053 | 0.049716 | 0.050354 | 0.049787 | 0.050955 | 0.051426 | 0.050319
| DCV_Com, E - Cool [Building w Propane Heat] | Education | Cooling | RET | 0.01475 | 0.028902 | 0.042226 | 0.047196 | 0.04883 | 0.049456 | 0.048899 | 0.050047 | 0.05051 | 0.049421
| DCV_Com, E - Vent [Building w Propane Heat] | Education | Ventilation | RET | 0.01475 | 0.028902 | 0.042226 | 0.047196 | 0.04883 | 0.049456 | 0.048899 | 0.050047 | 0.05051 | 0.049421
| Controls for Unitary AC_Com, E - Cool | Education | Cooling | RET | 0.010775 | 0.021112 | 0.030846 | 0.034476 | 0.035669 | 0.036127 | 0.03572 | 0.036558 | 0.036896 | 0.036102
| Optimized Unitary AC Sys_Com, E - Cool [Building w Elec Heat] | Education | Cooling | NC | 0.15 | 0.23577 | 0.30322 | 0.3366 | 0.33761 | 0.34327 | 0.3457 | 0.33645 | 0.33536 | 0.33123
| Optimized Unitary AC Sys_Com, E - Heat [Building w Elec Heat] | Education | Space Heating | NC | 0.15 | 0.23577 | 0.30322 | 0.3366 | 0.33761 | 0.34327 | 0.3457 | 0.33645 | 0.33536 | 0.33123
| Optimized Unitary AC Sys_Com, E - Cool [Building w Gas Heat] | Education | Cooling | NC | 0.15 | 0.27856 | 0.41269 | 0.50097 | 0.52526 | 0.54441 | 0.55306 | 0.5405 | 0.53874 | 0.5321
| Optimized Unitary AC Sys_Com, G - Heat [Building w Gas Heat] | Education |  | NC | 0.15 | 0.28131 | 0.41901 | 0.50393 | 0.53306 | 0.54004 | 0.54537 | 0.54668 | 0.54747 | 0.54566
| Optimized Unitary AC Sys_Com, E - Cool [Building w Oil Heat] | Education | Cooling | NC | 0.15 | 0.28164 | 0.42147 | 0.51523 | 0.54223 | 0.56293 | 0.57226 | 0.55952 | 0.55769 | 0.55083
| Optimized Unitary AC Sys_Com, O - Heat [Building w Oil Heat] | Education |  | NC | 0.15 | 0.2814 | 0.4214 | 0.50873 | 0.53639 | 0.53938 | 0.53935 | 0.53457 | 0.52801 | 0.51917
| Optimized Unitary AC Sys_Com, E - Cool [Building w Propane Heat] | Education | Cooling | NC | 0.15 | 0.26589 | 0.37781 | 0.44587 | 0.46072 | 0.47446 | 0.48073 | 0.469 | 0.46747 | 0.46172
| Optimized Chiller Sys_Com, E - Cool | Education | Cooling | NC | 0.15 | 0.24033 | 0.31376 | 0.35133 | 0.35383 | 0.36038 | 0.36333 | 0.35362 | 0.35246 | 0.34812
| Cool Roof_Com, E - Cool [Building w Elec Heat] | Education | Cooling | NC | 0.1 | 0.12746 | 0.15111 | 0.16663 | 0.1703 | 0.17671 | 0.17954 | 0.17474 | 0.17417 | 0.17202
| Cool Roof_Com, E - Cool [Building w Elec Heat] | Education | Cooling | RET | 0 | 0.00089265 | 0.002875 | 0.0063124 | 0.011206 | 0.016345 | 0.019909 | 0.02258 | 0.023883 | 0.023368
| Cool Roof_Com, E - Heat [Building w Elec Heat] | Education | Space Heating | NC | 0.1 | 0.12746 | 0.15111 | 0.16663 | 0.1703 | 0.17671 | 0.17954 | 0.17474 | 0.17417 | 0.17202
| Cool Roof_Com, E - Heat [Building w Elec Heat] | Education | Space Heating | RET | 0 | 0.00089265 | 0.002875 | 0.0063124 | 0.011206 | 0.016345 | 0.019909 | 0.02258 | 0.023883 | 0.023368
| Cool Roof_Com, E - Cool [Building w Gas Heat] | Education | Cooling | NC | 0.1 | 0.12739 | 0.15094 | 0.16638 | 0.17 | 0.17637 | 0.17916 | 0.17437 | 0.1738 | 0.17166
| Cool Roof_Com, E - Cool [Building w Gas Heat] | Education | Cooling | RET | 0 | 0.00088804 | 0.0028602 | 0.0062798 | 0.011149 | 0.016261 | 0.019806 | 0.022464 | 0.02376 | 0.023248
| Cool Roof_Com, G - Heat [Building w Gas Heat] | Education |  | NC | 0.1 | 0.12864 | 0.15325 | 0.16736 | 0.17252 | 0.17495 | 0.17667 | 0.17637 | 0.17662 | 0.17604
| Cool Roof_Com, G - Heat [Building w Gas Heat] | Education |  | RET | 0 | 0.00091123 | 0.0028023 | 0.0061788 | 0.011004 | 0.016013 | 0.019788 | 0.022011 | 0.023203 | 0.023318
| Cool Roof_Com, E - Cool [Building w Oil Heat] | Education | Cooling | NC | 0.1 | 0.12628 | 0.14854 | 0.16286 | 0.16584 | 0.1717 | 0.17397 | 0.16931 | 0.16876 | 0.16668
| Cool Roof_Com, E - Cool [Building w Oil Heat] | Education | Cooling | RET | 0 | 0.00086978 | 0.0028014 | 0.0061507 | 0.010919 | 0.015926 | 0.019399 | 0.022002 | 0.023271 | 0.02277
| Cool Roof_Com, O - Heat [Building w Oil Heat] | Education |  | NC | 0.1 | 0.12617 | 0.14851 | 0.16081 | 0.16406 | 0.16452 | 0.16396 | 0.16177 | 0.15978 | 0.1571
| Cool Roof_Com, O - Heat [Building w Oil Heat] | Education |  | RET | 0 | 0.00088304 | 0.0027029 | 0.0059402 | 0.010505 | 0.01515 | 0.018524 | 0.020365 | 0.021173 | 0.020991
| Cool Roof_Com, E - Cool [Building w Propane Heat] | Education | Cooling | NC | 0.1 | 0.12707 | 0.15026 | 0.16538 | 0.16881 | 0.17503 | 0.17767 | 0.17292 | 0.17236 | 0.17024
| Cool Roof_Com, E - Cool [Building w Propane Heat] | Education | Cooling | RET | 0 | 0.00088294 | 0.0028438 | 0.0062437 | 0.011085 | 0.016167 | 0.019693 | 0.022335 | 0.023623 | 0.023114
| GSHP_Com, E - Cool | Education | Cooling | RET | 0.0011836 | 0.0023012 | 0.0036075 | 0.0047403 | 0.0058671 | 0.0070178 | 0.0080379 | 0.0093243 | 0.010487 | 0.01128
| GSHP_Com, E - Cool | Education | Cooling | REPL | 0.02 | 0.035406 | 0.06246 | 0.096266 | 0.13645 | 0.1763 | 0.20339 | 0.2232 | 0.22672 | 0.21366
| GSHP_Com, E - Heat | Education | Space Heating | RET | 0.0011836 | 0.0023012 | 0.0036075 | 0.0047403 | 0.0058671 | 0.0070178 | 0.0080379 | 0.0093243 | 0.010487 | 0.01128
| GSHP_Com, E - Heat | Education | Space Heating | REPL | 0.02 | 0.035406 | 0.06246 | 0.096266 | 0.13645 | 0.1763 | 0.20339 | 0.2232 | 0.22672 | 0.21366
| Unitary HP_Com, E - Cool | Education | Cooling | NC | 0.35 | 0.46087 | 0.50303 | 0.50674 | 0.48445 | 0.48106 | 0.4804 | 0.46756 | 0.46603 | 0.4603
| Unitary HP_Com, E - Cool | Education | Cooling | RET | 0.0042903 | 0.012205 | 0.021473 | 0.025088 | 0.025858 | 0.025822 | 0.025202 | 0.027294 | 0.027546 | 0.026953
| Unitary HP_Com, E - Cool | Education | Cooling | REPL | 0.35 | 0.47 | 0.54592 | 0.54723 | 0.53455 | 0.52018 | 0.49871 | 0.56312 | 0.60154 | 0.58858
| Unitary HP_Com, E - Heat | Education | Space Heating | NC | 0.35 | 0.46087 | 0.50303 | 0.50674 | 0.48445 | 0.48106 | 0.4804 | 0.46756 | 0.46603 | 0.4603
| Unitary HP_Com, E - Heat | Education | Space Heating | RET | 0.0042903 | 0.012205 | 0.021473 | 0.025088 | 0.025858 | 0.025822 | 0.025202 | 0.027294 | 0.027546 | 0.026953
| Unitary HP_Com, E - Heat | Education | Space Heating | REPL | 0.35 | 0.47 | 0.54592 | 0.54723 | 0.53455 | 0.52018 | 0.49871 | 0.56312 | 0.60154 | 0.58858
| PTHP_Com, E - Cool | Education | Cooling | NC | 0.35 | 0.5405 | 0.63922 | 0.66304 | 0.64089 | 0.63787 | 0.63699 | 0.61996 | 0.61793 | 0.61033
| PTHP_Com, E - Cool | Education | Cooling | RET | 0.0020511 | 0.002161 | 0.002753 | 0.0034408 | 0.0038734 | 0.00403 | 0.0040123 | 0.0041757 | 0.0042143 | 0.0041235
| PTHP_Com, E - Cool | Education | Cooling | REPL | 0.35 | 0.55826 | 0.71615 | 0.75655 | 0.76598 | 0.76662 | 0.75481 | 0.78539 | 0.79761 | 0.78042
| PTHP_Com, E - Heat | Education | Space Heating | NC | 0.35 | 0.5405 | 0.63922 | 0.66304 | 0.64089 | 0.63787 | 0.63699 | 0.61996 | 0.61793 | 0.61033
| PTHP_Com, E - Heat | Education | Space Heating | RET | 0.0020511 | 0.002161 | 0.002753 | 0.0034408 | 0.0038734 | 0.00403 | 0.0040123 | 0.0041757 | 0.0042143 | 0.0041235
| PTHP_Com, E - Heat | Education | Space Heating | REPL | 0.35 | 0.55826 | 0.71615 | 0.75655 | 0.76598 | 0.76662 | 0.75481 | 0.78539 | 0.79761 | 0.78042
| Minisplit Ductless HP_Com, E - Cool | Education | Cooling | RET | 0.023233 | 0.035937 | 0.042626 | 0.042218 | 0.040524 | 0.038918 | 0.036855 | 0.037092 | 0.036827 | 0.035464
| Minisplit Ductless HP_Com, E - Cool | Education | Cooling | REPL | 0.175 | 0.25983 | 0.3119 | 0.30513 | 0.28433 | 0.26064 | 0.2338 | 0.22254 | 0.21602 | 0.20297
| Minisplit Ductless HP_Com, E - Heat | Education | Space Heating | RET | 0.023233 | 0.035937 | 0.042626 | 0.042218 | 0.040524 | 0.038918 | 0.036855 | 0.037092 | 0.036827 | 0.035464
| Minisplit Ductless HP_Com, E - Heat | Education | Space Heating | REPL | 0.175 | 0.25983 | 0.3119 | 0.30513 | 0.28433 | 0.26064 | 0.2338 | 0.22254 | 0.21602 | 0.20297
| Programmable TStat_Com, E - Cool [Building w Elec Heat] | Education | Cooling | NC | 0.3 | 0.18391 | 0.086757 | 0 | 0 | 0 | 0 | 0 | 0 | 0
| Programmable TStat_Com, E - Cool [Building w Elec Heat] | Education | Cooling | RET | 0.015144 | 0.0073699 | 0 | 0 | 0 | 0 | 0 | 0 | 0 | 0
| Programmable TStat_Com, E - Heat [Building w Elec Heat] | Education | Space Heating | NC | 0.3 | 0.18391 | 0.086757 | 0 | 0 | 0 | 0 | 0 | 0 | 0
| Programmable TStat_Com, E - Heat [Building w Elec Heat] | Education | Space Heating | RET | 0.015144 | 0.0073699 | 0 | 0 | 0 | 0 | 0 | 0 | 0 | 0
| Programmable TStat_Com, E - Cool [Building w Gas Heat] | Education | Cooling | NC | 0.3 | 0.18391 | 0.086757 | 0 | 0 | 0 | 0 | 0 | 0 | 0
| Programmable TStat_Com, E - Cool [Building w Gas Heat] | Education | Cooling | RET | 0.019485 | 0.0094826 | 0 | 0 | 0 | 0 | 0 | 0 | 0 | 0
| Programmable TStat_Com, G - Heat [Building w Gas Heat] | Education |  | NC | 0.3 | 0.18573 | 0.088084 | 0 | 0 | 0 | 0 | 0 | 0 | 0
| Programmable TStat_Com, G - Heat [Building w Gas Heat] | Education |  | RET | 0.019485 | 0.0097302 | 0 | 0 | 0 | 0 | 0 | 0 | 0 | 0
| Programmable TStat_Com, E - Cool [Building w Propane Heat] | Education | Cooling | NC | 0.3 | 0.18391 | 0.086757 | 0 | 0 | 0 | 0 | 0 | 0 | 0
| Programmable TStat_Com, E - Cool [Building w Propane Heat] | Education | Cooling | RET | 0.018993 | 0.0092433 | 0 | 0 | 0 | 0 | 0 | 0 | 0 | 0
| Programmable TStat_Com, E - Cool [Building w Oil Heat] | Education | Cooling | NC | 0.3 | 0.18391 | 0.086757 | 0 | 0 | 0 | 0 | 0 | 0 | 0
| Programmable TStat_Com, E - Cool [Building w Oil Heat] | Education | Cooling | RET | 0.015557 | 0.0075708 | 0 | 0 | 0 | 0 | 0 | 0 | 0 | 0
| Programmable TStat_Com, O - Heat [Building w Oil Heat] | Education |  | NC | 0.3 | 0.18376 | 0.086742 | 0 | 0 | 0 | 0 | 0 | 0 | 0
| Programmable TStat_Com, O - Heat [Building w Oil Heat] | Education |  | RET | 0.015557 | 0.0076862 | 0 | 0 | 0 | 0 | 0 | 0 | 0 | 0
| Smart TStat_Com, E - Cool [Building w Elec Heat] | Education | Cooling | NC | 0.05 | 0.18391 | 0.34703 | 0.41104 | 0.4567 | 0.51759 | 0.59071 | 0.57492 | 0.57304 | 0.56599
| Smart TStat_Com, E - Cool [Building w Elec Heat] | Education | Cooling | RET | 0.0047516 | 0.0082949 | 0.016382 | 0.021859 | 0.023405 | 0.023898 | 0.023628 | 0.024183 | 0.024406 | 0.023881
| Smart TStat_Com, E - Heat [Building w Elec Heat] | Education | Space Heating | NC | 0.05 | 0.18391 | 0.34703 | 0.41104 | 0.4567 | 0.51759 | 0.59071 | 0.57492 | 0.57304 | 0.56599
| Smart TStat_Com, E - Heat [Building w Elec Heat] | Education | Space Heating | RET | 0.0047516 | 0.0082949 | 0.016382 | 0.021859 | 0.023405 | 0.023898 | 0.023628 | 0.024183 | 0.024406 | 0.023881
| Smart TStat_Com, E - Cool [Building w Gas Heat] | Education | Cooling | NC | 0.05 | 0.18391 | 0.34703 | 0.41104 | 0.4567 | 0.51759 | 0.59071 | 0.57492 | 0.57304 | 0.56599
| Smart TStat_Com, E - Cool [Building w Gas Heat] | Education | Cooling | RET | 0.0068584 | 0.011973 | 0.023645 | 0.031551 | 0.033784 | 0.034494 | 0.034105 | 0.034906 | 0.035229 | 0.03447
| Smart TStat_Com, G - Heat [Building w Gas Heat] | Education |  | NC | 0.05 | 0.18573 | 0.35234 | 0.41347 | 0.46348 | 0.51343 | 0.5825 | 0.58149 | 0.58234 | 0.5804
| Smart TStat_Com, G - Heat [Building w Gas Heat] | Education |  | RET | 0.0068584 | 0.012286 | 0.023167 | 0.031044 | 0.033344 | 0.03397 | 0.034073 | 0.034203 | 0.034403 | 0.034573
| Smart TStat_Com, E - Cool [Building w Propane Heat] | Education | Cooling | NC | 0.05 | 0.18391 | 0.34703 | 0.41104 | 0.4567 | 0.51759 | 0.59071 | 0.57492 | 0.57304 | 0.56599
| Smart TStat_Com, E - Cool [Building w Propane Heat] | Education | Cooling | RET | 0.0064463 | 0.011253 | 0.022225 | 0.029655 | 0.031753 | 0.032421 | 0.032056 | 0.032808 | 0.033112 | 0.032398
| Smart TStat_Com, E - Cool [Building w Oil Heat] | Education | Cooling | NC | 0.05 | 0.18391 | 0.34703 | 0.41104 | 0.4567 | 0.51759 | 0.59071 | 0.57492 | 0.57304 | 0.56599
| Smart TStat_Com, E - Cool [Building w Oil Heat] | Education | Cooling | RET | 0.0050162 | 0.0087569 | 0.017294 | 0.023076 | 0.024709 | 0.025229 | 0.024944 | 0.02553 | 0.025766 | 0.025211
| Smart TStat_Com, O - Heat [Building w Oil Heat] | Education |  | NC | 0.05 | 0.18376 | 0.34697 | 0.40585 | 0.45178 | 0.49593 | 0.55673 | 0.54929 | 0.54254 | 0.53346
| Smart TStat_Com, O - Heat [Building w Oil Heat] | Education |  | RET | 0.0050162 | 0.0088904 | 0.016686 | 0.022287 | 0.023772 | 0.023999 | 0.023819 | 0.02363 | 0.023442 | 0.023241
| Boiler Blowdown Controls_Com, G - Heat | Education |  | RET | 0.006368 | 0.012803 | 0.017861 | 0.020048 | 0.020807 | 0.021027 | 0.021091 | 0.021171 | 0.021295 | 0.021401
| Boiler Blowdown Controls_Com, O - Heat | Education |  | RET | 0.0061918 | 0.012317 | 0.017102 | 0.019134 | 0.019721 | 0.019749 | 0.019601 | 0.019446 | 0.019291 | 0.019125
| Boiler Modifications_Com, G - Heat | Education |  | RET | 0.010864 | 0.021843 | 0.030471 | 0.034202 | 0.035497 | 0.035872 | 0.035982 | 0.036118 | 0.03633 | 0.03651
| Boiler Modifications_Com, O - Heat | Education |  | RET | 0.012476 | 0.024819 | 0.034461 | 0.038555 | 0.039737 | 0.039793 | 0.039495 | 0.039183 | 0.038871 | 0.038538
| Boilers_Com, G - Heat | Education |  | NC | 0.35 | 0.41511 | 0.43402 | 0.42621 | 0.40814 | 0.39615 | 0.39327 | 0.39258 | 0.39316 | 0.39185
| Boilers_Com, G - Heat | Education |  | RET | 0.007889 | 0.017039 | 0.022978 | 0.024576 | 0.024633 | 0.024186 | 0.023793 | 0.023423 | 0.023106 | 0.022773
| Boilers_Com, G - Heat | Education |  | REPL | 0.35 | 0.42655 | 0.44963 | 0.44504 | 0.43297 | 0.4205 | 0.40909 | 0.39789 | 0.38739 | 0.37643
| Boilers_Com, O - Heat | Education |  | NC | 0.35 | 0.54962 | 0.65689 | 0.67545 | 0.65492 | 0.6317 | 0.6205 | 0.6122 | 0.60468 | 0.59456
| Boilers_Com, O - Heat | Education |  | RET | 0.013577 | 0.028866 | 0.038312 | 0.040217 | 0.039358 | 0.037633 | 0.036 | 0.034423 | 0.032914 | 0.031451
| Boilers_Com, O - Heat | Education |  | REPL | 0.35 | 0.55431 | 0.65551 | 0.66458 | 0.63884 | 0.60037 | 0.56138 | 0.52273 | 0.48462 | 0.44681
| Furnace_Com, G - Heat | Education |  | NC | 0.35 | 0.45744 | 0.49809 | 0.4958 | 0.47763 | 0.4636 | 0.46022 | 0.45942 | 0.46009 | 0.45856
| Furnace_Com, G - Heat | Education |  | RET | 0.008116 | 0.017544 | 0.023704 | 0.025418 | 0.02555 | 0.02516 | 0.024822 | 0.024508 | 0.024246 | 0.023967
| Furnace_Com, G - Heat | Education |  | REPL | 0.35 | 0.4697 | 0.51524 | 0.51652 | 0.50506 | 0.49004 | 0.47625 | 0.4627 | 0.44997 | 0.43669
| Furnace_Com, O - Heat | Education |  | NC | 0.35 | 0.52962 | 0.62007 | 0.63258 | 0.61179 | 0.58945 | 0.579 | 0.57125 | 0.56424 | 0.55479
| Furnace_Com, O - Heat | Education |  | RET | 0.0096258 | 0.02051 | 0.027354 | 0.028907 | 0.028499 | 0.027457 | 0.026464 | 0.025496 | 0.024563 | 0.023649
| Furnace_Com, O - Heat | Education |  | REPL | 0.35 | 0.54114 | 0.63516 | 0.64889 | 0.63306 | 0.60569 | 0.57833 | 0.55113 | 0.52429 | 0.49753
| Unit Heater_Com, G - Heat | Education |  | NC | 0.35 | 0.49403 | 0.55758 | 0.56205 | 0.54452 | 0.52852 | 0.52467 | 0.52376 | 0.52452 | 0.52278
| Unit Heater_Com, G - Heat | Education |  | RET | 0.0091336 | 0.019699 | 0.02648 | 0.028198 | 0.028129 | 0.027483 | 0.026903 | 0.026354 | 0.027122 | 0.027858
| Unit Heater_Com, G - Heat | Education |  | REPL | 0.35 | 0.50559 | 0.57299 | 0.57948 | 0.56747 | 0.54817 | 0.53022 | 0.51254 | 0.52239 | 0.53187
| Destratification Fans_Com, G - Heat | Education |  | NC | 0.05 | 0.075663 | 0.10465 | 0.129 | 0.14496 | 0.15536 | 0.16333 | 0.16837 | 0.16902 | 0.16846
| Destratification Fans_Com, G - Heat | Education |  | RET | 0 | 0.00049401 | 0.0015188 | 0.0033464 | 0.0059494 | 0.0086319 | 0.01062 | 0.011933 | 0.012579 | 0.012641
| Destratification Fans_Com, G - Heat | Education |  | REPL | 0.05 | 0.079706 | 0.1137 | 0.1447 | 0.16899 | 0.18504 | 0.19438 | 0.20793 | 0.20965 | 0.21069
| Destratification Fans_Com, O - Heat | Education |  | NC | 0.05 | 0.075811 | 0.10565 | 0.13127 | 0.14777 | 0.15788 | 0.16485 | 0.16832 | 0.1671 | 0.16431
| Destratification Fans_Com, O - Heat | Education |  | RET | 0 | 0.00051868 | 0.0015872 | 0.0034855 | 0.0061531 | 0.0088449 | 0.010764 | 0.011962 | 0.012436 | 0.01233
| Destratification Fans_Com, O - Heat | Education |  | REPL | 0.05 | 0.07986 | 0.11478 | 0.1472 | 0.17215 | 0.1878 | 0.1958 | 0.20787 | 0.20727 | 0.2055
| Energy Recovery Ventilator_Com, G - Heat | Education |  | NC | 0.2 | 0.29912 | 0.36995 | 0.39694 | 0.39715 | 0.39284 | 0.39206 | 0.39137 | 0.39194 | 0.39064
| Energy Recovery Ventilator_Com, G - Heat | Education |  | RET | 0.0069229 | 0.016432 | 0.025832 | 0.030268 | 0.031294 | 0.031001 | 0.030224 | 0.030596 | 0.031027 | 0.031427
| Energy Recovery Ventilator_Com, G - Heat | Education |  | REPL | 0.2 | 0.30786 | 0.3827 | 0.41111 | 0.41421 | 0.4058 | 0.39254 | 0.39341 | 0.39508 | 0.39642
| Energy Recovery Ventilator_Com, O - Heat | Education |  | NC | 0.2 | 0.32868 | 0.43853 | 0.49103 | 0.49842 | 0.49295 | 0.48959 | 0.48312 | 0.47719 | 0.4692
| Energy Recovery Ventilator_Com, O - Heat | Education |  | RET | 0.0090468 | 0.021207 | 0.033038 | 0.038314 | 0.039002 | 0.037937 | 0.036257 | 0.036008 | 0.035757 | 0.035485
| Energy Recovery Ventilator_Com, O - Heat | Education |  | REPL | 0.2 | 0.33579 | 0.44634 | 0.49468 | 0.49898 | 0.4816 | 0.4561 | 0.44547 | 0.43488 | 0.42417
| Forced Air Heating Maintenance_Com, G - Heat | Education |  | RET | 0.0044163 | 0.0084541 | 0.0114 | 0.012606 | 0.013016 | 0.013124 | 0.013164 | 0.013214 | 0.013292 | 0.013358
| Forced Air Heating Maintenance_Com, O - Heat | Education |  | RET | 0.005325 | 0.010086 | 0.013536 | 0.01492 | 0.015299 | 0.015286 | 0.015171 | 0.015051 | 0.014931 | 0.014803
| Infrared Heater_Com, G - Heat | Education |  | NC | 0.05 | 0.17279 | 0.37976 | 0.55623 | 0.62662 | 0.64236 | 0.64847 | 0.64749 | 0.64844 | 0.64629
| Infrared Heater_Com, G - Heat | Education |  | RET | 0.010032 | 0.026554 | 0.041447 | 0.047336 | 0.048859 | 0.048938 | 0.048875 | 0.048848 | 0.050323 | 0.050572
| Infrared Heater_Com, G - Heat | Education |  | REPL | 0.05 | 0.17544 | 0.3811 | 0.5481 | 0.60876 | 0.60406 | 0.5762 | 0.53842 | 0.64531 | 0.75277
| Steam Trap Maintenance_Com, G - Heat | Education |  | RET | 0.022298 | 0.036808 | 0.042751 | 0.04407 | 0.044157 | 0.044177 | 0.044312 | 0.04448 | 0.04474 | 0.044962
| Steam Trap Maintenance_Com, O - Heat | Education |  | RET | 0.024965 | 0.040775 | 0.047136 | 0.048433 | 0.048191 | 0.047776 | 0.047418 | 0.047043 | 0.046669 | 0.046268
| Windows_Com, E - Cool [Building w Elec Heat] | Education | Cooling | NC | 0.25 | 0.26791 | 0.27301 | 0.2703 | 0.25772 | 0.25592 | 0.25556 | 0.24873 | 0.24792 | 0.24487
| Windows_Com, E - Heat [Building w Elec Heat] | Education | Space Heating | NC | 0.25 | 0.26791 | 0.27301 | 0.2703 | 0.25772 | 0.25592 | 0.25556 | 0.24873 | 0.24792 | 0.24487
| Windows_Com, E - Cool [Building w Gas Heat] | Education | Cooling | NC | 0.25 | 0.2705 | 0.27689 | 0.27466 | 0.2622 | 0.26037 | 0.26001 | 0.25306 | 0.25223 | 0.24913
| Windows_Com, G - Heat [Building w Gas Heat] | Education |  | NC | 0.25 | 0.27317 | 0.28113 | 0.27628 | 0.2661 | 0.25828 | 0.2564 | 0.25595 | 0.25632 | 0.25547
| Windows_Com, E - Cool [Building w Oil Heat] | Education | Cooling | NC | 0.25 | 0.27853 | 0.28915 | 0.28853 | 0.27629 | 0.27461 | 0.27423 | 0.26689 | 0.26602 | 0.26275
| Windows_Com, O - Heat [Building w Oil Heat] | Education |  | NC | 0.25 | 0.27831 | 0.2891 | 0.28488 | 0.27332 | 0.26312 | 0.25845 | 0.255 | 0.25186 | 0.24765
| Windows_Com, E - Cool [Building w Propane Heat] | Education | Cooling | NC | 0.25 | 0.27285 | 0.28045 | 0.27866 | 0.26633 | 0.26447 | 0.26411 | 0.25704 | 0.25621 | 0.25305
| Window Film_Com, E - Cool [Building w Elec Heat] | Education | Cooling | RET | 0.0037706 | 0.0097348 | 0.01595 | 0.018205 | 0.01881 | 0.018964 | 0.01875 | 0.01919 | 0.019368 | 0.01895
| Window Film_Com, E - Heat [Building w Elec Heat] | Education | Space Heating | RET | 0.0037706 | 0.0097348 | 0.01595 | 0.018205 | 0.01881 | 0.018964 | 0.01875 | 0.01919 | 0.019368 | 0.01895
| Window Film_Com, E - Cool [Building w Gas Heat] | Education | Cooling | RET | 0.0039047 | 0.010081 | 0.016518 | 0.018853 | 0.019479 | 0.019639 | 0.019417 | 0.019873 | 0.020057 | 0.019625
| Window Film_Com, G - Heat [Building w Gas Heat] | Education |  | RET | 0.0039047 | 0.010344 | 0.016183 | 0.018549 | 0.019226 | 0.01934 | 0.019399 | 0.019473 | 0.019587 | 0.019684
| Window Film_Com, E - Cool [Building w Oil Heat] | Education | Cooling | RET | 0.0037329 | 0.0096375 | 0.015791 | 0.018023 | 0.018622 | 0.018774 | 0.018563 | 0.018998 | 0.019174 | 0.018761
| Window Film_Com, O - Heat [Building w Oil Heat] | Education |  | RET | 0.0037329 | 0.0097844 | 0.015235 | 0.017406 | 0.017916 | 0.017859 | 0.017725 | 0.017585 | 0.017445 | 0.017295
| Window Film_Com, E - Cool [Building w Propane Heat] | Education | Cooling | RET | 0.0038552 | 0.0099532 | 0.016308 | 0.018613 | 0.019232 | 0.019389 | 0.019171 | 0.019621 | 0.019802 | 0.019376
| Motors and Fans_Com, E - Vent | Education | Ventilation | NC | 0.4 | 0.42225 | 0.49705 | 0.52474 | 0.53778 | 0.53402 | 0.53328 | 0.51902 | 0.51733 | 0.51096
| Motors and Fans_Com, E - Vent | Education | Ventilation | RET | 0.019833 | 0.027331 | 0.031108 | 0.030667 | 0.029587 | 0.028695 | 0.027444 | 0.027243 | 0.026671 | 0.025316
| Motors and Fans_Com, E - Vent | Education | Ventilation | REPL | 0.4 | 0.41676 | 0.51564 | 0.53638 | 0.55653 | 0.53641 | 0.50899 | 0.50054 | 0.48458 | 0.454
| ECM Furnace Motors_Com, E - Vent | Education | Ventilation | RET | 0.024243 | 0.038308 | 0.047051 | 0.048551 | 0.048642 | 0.048772 | 0.048222 | 0.049354 | 0.049811 | 0.048737
| VFD on HVAC System_Com, E - Vent | Education | Ventilation | RET | 0.024842 | 0.039254 | 0.048213 | 0.04975 | 0.049843 | 0.049976 | 0.049413 | 0.050573 | 0.051041 | 0.049941
| Kitchen DCV_Com, E - Vent [Building w Elec Heat] | Education | Ventilation | NC | 0.1 | 0.21201 | 0.35544 | 0.47352 | 0.52307 | 0.55536 | 0.56989 | 0.56065 | 0.55882 | 0.55194
| Kitchen DCV_Com, E - Vent [Building w Elec Heat] | Education | Ventilation | RET | 0.0050152 | 0.014967 | 0.030734 | 0.040831 | 0.043923 | 0.043706 | 0.04161 | 0.041394 | 0.04063 | 0.038685
| Kitchen DCV_Com, E - Vent [Building w Elec Heat] | Education | Ventilation | REPL | 0.1 | 0.21542 | 0.38049 | 0.49483 | 0.5445 | 0.54996 | 0.5241 | 0.51748 | 0.49731 | 0.46218
| Kitchen DCV_Com, E - Heat [Building w Elec Heat] | Education | Space Heating | NC | 0.1 | 0.21201 | 0.35544 | 0.47352 | 0.52307 | 0.55536 | 0.56989 | 0.56065 | 0.55882 | 0.55194
| Kitchen DCV_Com, E - Heat [Building w Elec Heat] | Education | Space Heating | RET | 0.0050152 | 0.014967 | 0.030734 | 0.040831 | 0.043923 | 0.043706 | 0.04161 | 0.041394 | 0.04063 | 0.038685
| Kitchen DCV_Com, E - Heat [Building w Elec Heat] | Education | Space Heating | REPL | 0.1 | 0.21542 | 0.38049 | 0.49483 | 0.5445 | 0.54996 | 0.5241 | 0.51748 | 0.49731 | 0.46218
| Kitchen DCV_Com, E - Vent [Building w Gas Heat] | Education | Ventilation | NC | 0.1 | 0.21201 | 0.35544 | 0.47352 | 0.52308 | 0.55536 | 0.56989 | 0.56065 | 0.55882 | 0.55195
| Kitchen DCV_Com, E - Vent [Building w Gas Heat] | Education | Ventilation | RET | 0.0050152 | 0.014967 | 0.030734 | 0.040831 | 0.043923 | 0.043706 | 0.04161 | 0.041394 | 0.04063 | 0.038685
| Kitchen DCV_Com, E - Vent [Building w Gas Heat] | Education | Ventilation | REPL | 0.1 | 0.21542 | 0.38049 | 0.49484 | 0.5445 | 0.54996 | 0.52411 | 0.51749 | 0.49732 | 0.46218
| Kitchen DCV_Com, G - Heat [Building w Gas Heat] | Education |  | NC | 0.1 | 0.2141 | 0.36088 | 0.47631 | 0.53084 | 0.5509 | 0.56197 | 0.56706 | 0.56789 | 0.566
| Kitchen DCV_Com, G - Heat [Building w Gas Heat] | Education |  | RET | 0.0050152 | 0.015357 | 0.030112 | 0.040174 | 0.043352 | 0.043042 | 0.041571 | 0.040561 | 0.039678 | 0.038801
| Kitchen DCV_Com, G - Heat [Building w Gas Heat] | Education |  | REPL | 0.1 | 0.22104 | 0.37279 | 0.48688 | 0.53742 | 0.5416 | 0.52362 | 0.50706 | 0.48566 | 0.46357
| Kitchen DCV_Com, E - Vent [Building w Oil Heat] | Education | Ventilation | NC | 0.1 | 0.21202 | 0.35547 | 0.47357 | 0.52315 | 0.55545 | 0.56998 | 0.56074 | 0.55891 | 0.55203
| Kitchen DCV_Com, E - Vent [Building w Oil Heat] | Education | Ventilation | RET | 0.0050161 | 0.014969 | 0.030739 | 0.040837 | 0.04393 | 0.043712 | 0.041615 | 0.0414 | 0.040635 | 0.038689
| Kitchen DCV_Com, E - Vent [Building w Oil Heat] | Education | Ventilation | REPL | 0.1 | 0.21542 | 0.38052 | 0.49489 | 0.54456 | 0.55002 | 0.52416 | 0.51753 | 0.49736 | 0.46221
| Kitchen DCV_Com, O - Heat [Building w Oil Heat] | Education |  | NC | 0.1 | 0.21185 | 0.35541 | 0.46759 | 0.51752 | 0.53221 | 0.53719 | 0.53574 | 0.52916 | 0.5203
| Kitchen DCV_Com, O - Heat [Building w Oil Heat] | Education |  | RET | 0.0050161 | 0.015197 | 0.029658 | 0.03944 | 0.042264 | 0.041581 | 0.039737 | 0.038319 | 0.03697 | 0.035667
| Kitchen DCV_Com, O - Heat [Building w Oil Heat] | Education |  | REPL | 0.1 | 0.21871 | 0.36714 | 0.47795 | 0.52392 | 0.5232 | 0.50051 | 0.47903 | 0.4525 | 0.4261
| Kitchen DCV_Com, E - Vent [Building w Propane Heat] | Education | Ventilation | NC | 0.1 | 0.21166 | 0.35431 | 0.47143 | 0.52038 | 0.5523 | 0.56666 | 0.55742 | 0.55561 | 0.54877
| Kitchen DCV_Com, E - Vent [Building w Propane Heat] | Education | Ventilation | RET | 0.0049863 | 0.014881 | 0.03056 | 0.040607 | 0.043692 | 0.043488 | 0.041414 | 0.04121 | 0.040459 | 0.038531
| Kitchen DCV_Com, E - Vent [Building w Propane Heat] | Education | Ventilation | REPL | 0.1 | 0.21509 | 0.3794 | 0.49294 | 0.54221 | 0.54767 | 0.5221 | 0.5157 | 0.49587 | 0.46111
| Duct Sealing Regulated_Com, E - Vent [Building w Elec Heat] | Education | Ventilation | RET | 0.0077487 | 0.01803 | 0.03011 | 0.035937 | 0.038069 | 0.038918 | 0.038532 | 0.039437 | 0.039802 | 0.038944
| Duct Sealing Regulated_Com, E - Heat [Building w Elec Heat] | Education | Space Heating | RET | 0.0077487 | 0.01803 | 0.03011 | 0.035937 | 0.038069 | 0.038918 | 0.038532 | 0.039437 | 0.039802 | 0.038944
| Duct Sealing Regulated_Com, E - Cool [Building w Elec Heat] | Education | Cooling | RET | 0.0077487 | 0.01803 | 0.03011 | 0.035937 | 0.038069 | 0.038918 | 0.038532 | 0.039437 | 0.039802 | 0.038944
| Duct Sealing Regulated_Com, E - Vent [Building w Gas Heat] | Education | Ventilation | RET | 0.0084965 | 0.01977 | 0.033016 | 0.039405 | 0.041743 | 0.042674 | 0.042251 | 0.043243 | 0.043643 | 0.042703
| Duct Sealing Regulated_Com, G - Heat [Building w Gas Heat] | Education |  | RET | 0.0084965 | 0.020286 | 0.032347 | 0.038771 | 0.0412 | 0.042025 | 0.042212 | 0.042372 | 0.04262 | 0.042831
| Duct Sealing Regulated_Com, E - Cool [Building w Gas Heat] | Education | Cooling | RET | 0.0084965 | 0.01977 | 0.033016 | 0.039405 | 0.041743 | 0.042674 | 0.042251 | 0.043243 | 0.043643 | 0.042703
| Duct Sealing Non Regulated_Com, E - Vent [Building w Oil Heat] | Education | Ventilation | RET | 0.0082972 | 0.019306 | 0.032241 | 0.038481 | 0.040764 | 0.041673 | 0.04126 | 0.042229 | 0.042619 | 0.041701
| Duct Sealing Non Regulated_Com, O - Heat [Building w Oil Heat] | Education |  | RET | 0.0082972 | 0.019601 | 0.031107 | 0.037164 | 0.039218 | 0.039641 | 0.039398 | 0.039087 | 0.038776 | 0.038443
| Duct Sealing Non Regulated_Com, E - Cool [Building w Oil Heat] | Education | Cooling | RET | 0.0082972 | 0.019306 | 0.032241 | 0.038481 | 0.040764 | 0.041673 | 0.04126 | 0.042229 | 0.042619 | 0.041701
| Duct Sealing Non Regulated_Com, E - Vent [Building w Propane Heat] | Education | Ventilation | RET | 0.0086103 | 0.020035 | 0.033458 | 0.039933 | 0.042302 | 0.043245 | 0.042817 | 0.043822 | 0.044227 | 0.043274
| Duct Sealing Non Regulated_Com, E - Cool [Building w Propane Heat] | Education | Cooling | RET | 0.0086103 | 0.020035 | 0.033458 | 0.039933 | 0.042302 | 0.043245 | 0.042817 | 0.043822 | 0.044227 | 0.043274
| Power Strip_Com, E - Plug [Tier 1] | Education | Plug Loads | NC | 0.25 | 0.18767 | 0.13556 | 0.13118 | 0.1241 | 0.12323 | 0.12306 | 0.11977 | 0.12059 | 0.12031
| Power Strip_Com, E - Plug [Tier 1] | Education | Plug Loads | RET | 0.0098003 | 0.0085039 | 0.0078513 | 0.0067431 | 0.0058033 | 0.0048978 | 0.0038987 | 0.0029927 | 0.0020136 | 0.0009851
| Power Strip_Com, E - Plug [Tier 1] | Education | Plug Loads | REPL | 0.25 | 0.19104 | 0.14889 | 0.14622 | 0.14691 | 0.1489 | 0.14894 | 0.15268 | 0.1541 | 0.15078
| Power Strip_Com, E - Plug [Tier 2] | Education | Plug Loads | NC | 0 | 0.02815 | 0.090372 | 0.26237 | 0.33094 | 0.32863 | 0.32817 | 0.3194 | 0.32157 | 0.32082
| Power Strip_Com, E - Plug [Tier 2] | Education | Plug Loads | RET | 0 | 0.00076068 | 0.0015925 | 0.0023589 | 0.0031361 | 0.0039306 | 0.0046636 | 0.0055686 | 0.006423 | 0.0070702
| Power Strip_Com, E - Plug [Tier 2] | Education | Plug Loads | REPL | 0 | 0.029177 | 0.10172 | 0.3011 | 0.40128 | 0.40235 | 0.39782 | 0.40716 | 0.41092 | 0.40207
| Computer Power Management_Com, E - Plug | Education | Plug Loads | RET | 0.0046766 | 0.016191 | 0.033655 | 0.043072 | 0.046098 | 0.047042 | 0.046511 | 0.047603 | 0.048043 | 0.047008
| Vending Machine Controls_Com, E - Plug [Non-Refrigerated] | Education | Plug Loads | RET | 0.0037603 | 0.013019 | 0.027061 | 0.034632 | 0.037066 | 0.037824 | 0.037398 | 0.038276 | 0.03863 | 0.037798
| Vending Machine Controls_Com, E - Plug [Refrigerated] | Education | Plug Loads | RET | 0.0050145 | 0.017361 | 0.036086 | 0.046183 | 0.049429 | 0.05044 | 0.049872 | 0.051042 | 0.051514 | 0.050405
| Ovens_Com, E - Cook | Education | Cooking | NC | 0.4 | 0.67179 | 0.77455 | 0.78444 | 0.74702 | 0.74179 | 0.74077 | 0.72096 | 0.71861 | 0.70977
| Ovens_Com, E - Cook | Education | Cooking | REPL | 0.4 | 0.69684 | 0.87388 | 0.90449 | 0.90579 | 0.90821 | 0.89798 | 0.91906 | 0.92756 | 0.90757
| Ovens_Com, G - Cook | Education |  | NC | 0.4 | 0.67842 | 0.7864 | 0.78908 | 0.75811 | 0.73583 | 0.73048 | 0.7292 | 0.73027 | 0.72784
| Ovens_Com, G - Cook | Education |  | REPL | 0.4 | 0.71503 | 0.85618 | 0.88994 | 0.89401 | 0.89441 | 0.89714 | 0.90055 | 0.90581 | 0.9103
| Fryers_Com, E - Cook | Education | Cooking | NC | 0.4 | 0.67179 | 0.77455 | 0.78444 | 0.74702 | 0.74179 | 0.74077 | 0.72096 | 0.71861 | 0.70977
| Fryers_Com, E - Cook | Education | Cooking | REPL | 0.4 | 0.69684 | 0.87388 | 0.90449 | 0.90579 | 0.90821 | 0.89798 | 0.91906 | 0.92756 | 0.90757
| Fryers_Com, G - Cook | Education |  | NC | 0.4 | 0.64607 | 0.73486 | 0.73355 | 0.70362 | 0.68294 | 0.67797 | 0.67679 | 0.67778 | 0.67553
| Fryers_Com, G - Cook | Education |  | REPL | 0.4 | 0.68093 | 0.80007 | 0.82732 | 0.82975 | 0.83012 | 0.83266 | 0.83582 | 0.84071 | 0.84487
| Griddles_Com, E - Cook | Education | Cooking | NC | 0.4 | 0.65462 | 0.74715 | 0.75459 | 0.71796 | 0.71294 | 0.71196 | 0.69293 | 0.69067 | 0.68216
| Griddles_Com, E - Cook | Education | Cooking | REPL | 0.4 | 0.67903 | 0.84296 | 0.87007 | 0.87056 | 0.87289 | 0.86305 | 0.88332 | 0.89148 | 0.87228
| Griddles_Com, G - Cook | Education |  | NC | 0.4 | 0.67841 | 0.78638 | 0.78906 | 0.75809 | 0.73581 | 0.73046 | 0.72919 | 0.73025 | 0.72783
| Griddles_Com, G - Cook | Education |  | REPL | 0.4 | 0.71502 | 0.85617 | 0.88992 | 0.89399 | 0.89439 | 0.89712 | 0.90053 | 0.90579 | 0.91028
| Hot Food Holding Cabinet_Com, E - Cook | Education | Cooking | NC | 0.4 | 0.67179 | 0.77455 | 0.78444 | 0.74702 | 0.74179 | 0.74077 | 0.72096 | 0.71861 | 0.70977
| Hot Food Holding Cabinet_Com, E - Cook | Education | Cooking | REPL | 0.4 | 0.69684 | 0.87388 | 0.90449 | 0.90579 | 0.90821 | 0.89798 | 0.91906 | 0.92756 | 0.90757
| Steamers_Com, E - Cook | Education | Cooking | NC | 0.4 | 0.66948 | 0.77084 | 0.78039 | 0.74307 | 0.73788 | 0.73686 | 0.71716 | 0.71482 | 0.70602
| Steamers_Com, E - Cook | Education | Cooking | REPL | 0.4 | 0.69445 | 0.86969 | 0.89982 | 0.90101 | 0.90342 | 0.89324 | 0.91421 | 0.92266 | 0.90278
| Steamers_Com, G - Cook | Education |  | NC | 0.4 | 0.67842 | 0.7864 | 0.78908 | 0.75811 | 0.73583 | 0.73048 | 0.7292 | 0.73027 | 0.72784
| Steamers_Com, G - Cook | Education |  | REPL | 0.4 | 0.71503 | 0.85618 | 0.88994 | 0.89401 | 0.89441 | 0.89714 | 0.90055 | 0.90581 | 0.9103
| ES Refrigerator and Freezer_Com, E - Refr | Education | Refrigeration | NC | 0.2 | 0.39773 | 0.55473 | 0.6173 | 0.61101 | 0.61455 | 0.6137 | 0.59729 | 0.59534 | 0.58802
| ES Refrigerator and Freezer_Com, E - Refr | Education | Refrigeration | REPL | 0.2 | 0.41256 | 0.62586 | 0.71177 | 0.74088 | 0.75242 | 0.74394 | 0.76141 | 0.76845 | 0.75189
| Anti Sweat Heat Control_Com, E - Refr | Education | Refrigeration | NC | 0.2 | 0.32236 | 0.42285 | 0.47481 | 0.47881 | 0.48795 | 0.49213 | 0.47897 | 0.47741 | 0.47153
| Anti Sweat Heat Control_Com, E - Refr | Education | Refrigeration | RET | 0.0085692 | 0.022124 | 0.036249 | 0.041373 | 0.042748 | 0.043098 | 0.042612 | 0.043613 | 0.044016 | 0.043068
| Case Night Covers_Com, E - Refr | Education | Refrigeration | RET | 0.0024796 | 0.010596 | 0.019984 | 0.023715 | 0.024706 | 0.024941 | 0.02466 | 0.025239 | 0.025473 | 0.024924
| Loading Dock Pit Seals_Com, E - Refr | Education | Refrigeration | NC | 0.05 | 0.10796 | 0.18409 | 0.24867 | 0.27701 | 0.29529 | 0.30353 | 0.29882 | 0.29798 | 0.29431
| Loading Dock Pit Seals_Com, E - Refr | Education | Refrigeration | RET | 0.0053485 | 0.013809 | 0.022625 | 0.025823 | 0.026681 | 0.0269 | 0.026597 | 0.027221 | 0.027473 | 0.026881
| ECM Comp Cond Fan Motor_Com, E - Refr | Education | Refrigeration | NC | 0.15 | 0.27953 | 0.41546 | 0.50545 | 0.53058 | 0.55022 | 0.55907 | 0.54645 | 0.54467 | 0.53797
| ECM Comp Cond Fan Motor_Com, E - Refr | Education | Refrigeration | RET | 0.010032 | 0.025811 | 0.041899 | 0.04713 | 0.047883 | 0.047438 | 0.046086 | 0.051059 | 0.051531 | 0.050421
| ECM Comp Cond Fan Motor_Com, E - Refr | Education | Refrigeration | REPL | 0.15 | 0.27933 | 0.43205 | 0.5092 | 0.53001 | 0.52118 | 0.49033 | 0.57005 | 0.64199 | 0.68789
| Evap Fan Motor Replacement_Com, E - Refr | Education | Refrigeration | NC | 0.15 | 0.27056 | 0.39043 | 0.46551 | 0.48355 | 0.49911 | 0.50617 | 0.49413 | 0.49252 | 0.48646
| Evap Fan Motor Replacement_Com, E - Refr | Education | Refrigeration | RET | 0.0096365 | 0.024648 | 0.039387 | 0.04322 | 0.042666 | 0.041026 | 0.038676 | 0.038117 | 0.037058 | 0.034943
| Evap Fan Motor Replacement_Com, E - Refr | Education | Refrigeration | REPL | 0.15 | 0.27077 | 0.40738 | 0.47164 | 0.4871 | 0.47822 | 0.45062 | 0.43706 | 0.41533 | 0.38117
| Evap Fan Speed Controls_Com, E - Refr | Education | Refrigeration | NC | 0.15 | 0.2791 | 0.41422 | 0.50344 | 0.52819 | 0.5476 | 0.55636 | 0.54377 | 0.542 | 0.53533
| Evap Fan Speed Controls_Com, E - Refr | Education | Refrigeration | RET | 0.0099586 | 0.025711 | 0.042126 | 0.048082 | 0.049679 | 0.050086 | 0.049521 | 0.050684 | 0.051153 | 0.050051
| LowHeat NoHeat Doors_Com, E - Refr | Education | Refrigeration | NC | 0.15 | 0.28108 | 0.41987 | 0.51263 | 0.53912 | 0.55954 | 0.56874 | 0.55603 | 0.55421 | 0.54739
| LowHeat NoHeat Doors_Com, E - Refr | Education | Refrigeration | RET | 0.0099477 | 0.025683 | 0.04208 | 0.048029 | 0.049625 | 0.050031 | 0.049467 | 0.050629 | 0.051097 | 0.049996
| Refrigerated Vending Machine_Com, E - Refr | Education | Refrigeration | NC | 0.15 | 0.27044 | 0.39008 | 0.46497 | 0.48291 | 0.49842 | 0.50546 | 0.49343 | 0.49182 | 0.48576
| Refrigerated Vending Machine_Com, E - Refr | Education | Refrigeration | REPL | 0.15 | 0.28052 | 0.44011 | 0.53612 | 0.58555 | 0.61024 | 0.61273 | 0.629 | 0.63482 | 0.62114
| Walk In Refrigeration_Com, E - Refr | Education | Refrigeration | NC | 0.15 | 0.2818 | 0.42194 | 0.516 | 0.54315 | 0.56394 | 0.5733 | 0.56055 | 0.55872 | 0.55184
| Refrigeration Tune Up_Com, E - Refr | Education | Refrigeration | RET | 0.010031 | 0.025898 | 0.042433 | 0.048431 | 0.05004 | 0.05045 | 0.049882 | 0.051053 | 0.051525 | 0.050415
| ES Ice Machine_Com, E - Refr | Education | Refrigeration | NC | 0.35 | 0.47745 | 0.55544 | 0.58431 | 0.57206 | 0.57586 | 0.57614 | 0.56073 | 0.55891 | 0.55203
| ES Ice Machine_Com, E - Refr | Education | Refrigeration | REPL | 0.35 | 0.49526 | 0.62667 | 0.67373 | 0.69365 | 0.70506 | 0.69841 | 0.7148 | 0.72141 | 0.70587
| Walk In Cooler Retroft_Com, E - Refr | Education | Refrigeration | RET | 0.009988 | 0.025787 | 0.04225 | 0.048223 | 0.049825 | 0.050234 | 0.049667 | 0.050833 | 0.051303 | 0.050198
| Door Gasket Replacement_Com, E - Refr | Education | Refrigeration | RET | 0.010032 | 0.028419 | 0.044394 | 0.049155 | 0.05027 | 0.050456 | 0.049888 | 0.051059 | 0.051531 | 0.050421
| EnergyStar Dehumidifier_Com, E - Appl | Education | Appliances | NC | 0.4 | 0.6459 | 0.73341 | 0.73967 | 0.70346 | 0.69854 | 0.69758 | 0.67893 | 0.67671 | 0.66838
| EnergyStar Dehumidifier_Com, E - Appl | Education | Appliances | REPL | 0.4 | 0.66999 | 0.82746 | 0.85287 | 0.85297 | 0.85526 | 0.84562 | 0.86547 | 0.87347 | 0.85465
| Clothes Washer Elec WH_Com, E - Appl [unit w/ elec dry - Washer] | Education | Appliances | NC | 0.4 | 0.60991 | 0.6326 | 0.65592 | 0.62051 | 0.61617 | 0.61532 | 0.60492 | 0.60904 | 0.60762
| Clothes Washer Elec WH_Com, E - Appl [unit w/ elec dry - Washer] | Education | Appliances | REPL | 0.4 | 0.63266 | 0.71373 | 0.7563 | 0.7524 | 0.75441 | 0.74591 | 0.76342 | 0.77048 | 0.75388
| Clothes Washer Elec WH_Com, E - Appl [unit w/ elec dry - Dryer] | Education | Appliances | NC | 0.4 | 0.60991 | 0.6326 | 0.65592 | 0.62051 | 0.61617 | 0.61532 | 0.60492 | 0.60904 | 0.60762
| Clothes Washer Elec WH_Com, E - Appl [unit w/ elec dry - Dryer] | Education | Appliances | REPL | 0.4 | 0.63266 | 0.71373 | 0.7563 | 0.7524 | 0.75441 | 0.74591 | 0.76342 | 0.77048 | 0.75388
| Clothes Washer Elec WH_Com, E - HWat [unit w/ elec dry - Water Heater] | Education | Water Heating | NC | 0.4 | 0.60991 | 0.6326 | 0.65592 | 0.62051 | 0.61617 | 0.61532 | 0.60492 | 0.60904 | 0.60762
| Clothes Washer Elec WH_Com, E - HWat [unit w/ elec dry - Water Heater] | Education | Water Heating | REPL | 0.4 | 0.63266 | 0.71373 | 0.7563 | 0.7524 | 0.75441 | 0.74591 | 0.76342 | 0.77048 | 0.75388
| Clothes Washer Elec WH_Com, E - Appl [unit w/ gas dry - Washer] | Education | Appliances | NC | 0.4 | 0.60991 | 0.6326 | 0.65592 | 0.62051 | 0.61617 | 0.61532 | 0.60492 | 0.60904 | 0.60762
| Clothes Washer Elec WH_Com, E - Appl [unit w/ gas dry - Washer] | Education | Appliances | REPL | 0.4 | 0.63266 | 0.71373 | 0.7563 | 0.7524 | 0.75441 | 0.74591 | 0.76342 | 0.77048 | 0.75388
| Clothes Washer Elec WH_Com, G - Oth [unit w/ gas dry - Dryer] | Education |  | NC | 0.4 | 0.61594 | 0.64228 | 0.6598 | 0.62973 | 0.61122 | 0.60677 | 0.61183 | 0.61892 | 0.62309
| Clothes Washer Elec WH_Com, G - Oth [unit w/ gas dry - Dryer] | Education |  | REPL | 0.4 | 0.64917 | 0.69928 | 0.74413 | 0.74261 | 0.74295 | 0.74522 | 0.74804 | 0.75242 | 0.75615
| Clothes Washer Elec WH_Com, E - HWat [unit w/ gas dry - Water Heater] | Education | Water Heating | NC | 0.4 | 0.60991 | 0.6326 | 0.65592 | 0.62051 | 0.61617 | 0.61532 | 0.60492 | 0.60904 | 0.60762
| Clothes Washer Elec WH_Com, E - HWat [unit w/ gas dry - Water Heater] | Education | Water Heating | REPL | 0.4 | 0.63266 | 0.71373 | 0.7563 | 0.7524 | 0.75441 | 0.74591 | 0.76342 | 0.77048 | 0.75388
| Clothes Washer Elec WH_Com, E - Appl [unit w/ propane dry - Washer] | Education | Appliances | NC | 0.4 | 0.60991 | 0.6326 | 0.65592 | 0.62051 | 0.61617 | 0.61532 | 0.60492 | 0.60904 | 0.60762
| Clothes Washer Elec WH_Com, E - Appl [unit w/ propane dry - Washer] | Education | Appliances | REPL | 0.4 | 0.63266 | 0.71373 | 0.7563 | 0.7524 | 0.75441 | 0.74591 | 0.76342 | 0.77048 | 0.75388
| Clothes Washer Elec WH_Com, E - HWat [unit w/ propane dry - Water Heater] | Education | Water Heating | NC | 0.4 | 0.60991 | 0.6326 | 0.65592 | 0.62051 | 0.61617 | 0.61532 | 0.60492 | 0.60904 | 0.60762
| Clothes Washer Elec WH_Com, E - HWat [unit w/ propane dry - Water Heater] | Education | Water Heating | REPL | 0.4 | 0.63266 | 0.71373 | 0.7563 | 0.7524 | 0.75441 | 0.74591 | 0.76342 | 0.77048 | 0.75388
| Clothes Washer Gas WH_Com, E - Appl [unit w/ elec dry - Washer] | Education | Appliances | NC | 0.4 | 0.60991 | 0.6326 | 0.65592 | 0.62051 | 0.61617 | 0.61532 | 0.60492 | 0.60904 | 0.60762
| Clothes Washer Gas WH_Com, E - Appl [unit w/ elec dry - Washer] | Education | Appliances | REPL | 0.4 | 0.63266 | 0.71373 | 0.7563 | 0.7524 | 0.75441 | 0.74591 | 0.76342 | 0.77048 | 0.75388
| Clothes Washer Gas WH_Com, E - Appl [unit w/ elec dry - Dryer] | Education | Appliances | NC | 0.4 | 0.60991 | 0.6326 | 0.65592 | 0.62051 | 0.61617 | 0.61532 | 0.60492 | 0.60904 | 0.60762
| Clothes Washer Gas WH_Com, E - Appl [unit w/ elec dry - Dryer] | Education | Appliances | REPL | 0.4 | 0.63266 | 0.71373 | 0.7563 | 0.7524 | 0.75441 | 0.74591 | 0.76342 | 0.77048 | 0.75388
| Clothes Washer Gas WH_Com, G - HWat [unit w/ elec dry - Water Heater] | Education |  | NC | 0.4 | 0.61594 | 0.64228 | 0.6598 | 0.62973 | 0.61122 | 0.60677 | 0.61183 | 0.61892 | 0.62309
| Clothes Washer Gas WH_Com, G - HWat [unit w/ elec dry - Water Heater] | Education |  | REPL | 0.4 | 0.64917 | 0.69928 | 0.74413 | 0.74261 | 0.74295 | 0.74522 | 0.74804 | 0.75242 | 0.75615
| Clothes Washer Gas WH_Com, E - Appl [unit w/ gas dry - Washer] | Education | Appliances | NC | 0.4 | 0.60991 | 0.6326 | 0.65592 | 0.62051 | 0.61617 | 0.61532 | 0.60492 | 0.60904 | 0.60762
| Clothes Washer Gas WH_Com, E - Appl [unit w/ gas dry - Washer] | Education | Appliances | REPL | 0.4 | 0.63266 | 0.71373 | 0.7563 | 0.7524 | 0.75441 | 0.74591 | 0.76342 | 0.77048 | 0.75388
| Clothes Washer Gas WH_Com, G - Oth [unit w/ gas dry - Dryer] | Education |  | NC | 0.4 | 0.61594 | 0.64228 | 0.6598 | 0.62973 | 0.61122 | 0.60677 | 0.61183 | 0.61892 | 0.62309
| Clothes Washer Gas WH_Com, G - Oth [unit w/ gas dry - Dryer] | Education |  | REPL | 0.4 | 0.64917 | 0.69928 | 0.74413 | 0.74261 | 0.74295 | 0.74522 | 0.74804 | 0.75242 | 0.75615
| Clothes Washer Gas WH_Com, G - HWat [unit w/ gas dry - Water Heater] | Education |  | NC | 0.4 | 0.61594 | 0.64228 | 0.6598 | 0.62973 | 0.61122 | 0.60677 | 0.61183 | 0.61892 | 0.62309
| Clothes Washer Gas WH_Com, G - HWat [unit w/ gas dry - Water Heater] | Education |  | REPL | 0.4 | 0.64917 | 0.69928 | 0.74413 | 0.74261 | 0.74295 | 0.74522 | 0.74804 | 0.75242 | 0.75615
| Clothes Washer Gas WH_Com, E - Appl [unit w/ propane dry - Washer] | Education | Appliances | NC | 0.4 | 0.60991 | 0.6326 | 0.65592 | 0.62051 | 0.61617 | 0.61532 | 0.60492 | 0.60904 | 0.60762
| Clothes Washer Gas WH_Com, E - Appl [unit w/ propane dry - Washer] | Education | Appliances | REPL | 0.4 | 0.63266 | 0.71373 | 0.7563 | 0.7524 | 0.75441 | 0.74591 | 0.76342 | 0.77048 | 0.75388
| Clothes Washer Gas WH_Com, G - HWat [unit w/ propane dry - Water Heater] | Education |  | NC | 0.4 | 0.61594 | 0.64228 | 0.6598 | 0.62973 | 0.61122 | 0.60677 | 0.61183 | 0.61892 | 0.62309
| Clothes Washer Gas WH_Com, G - HWat [unit w/ propane dry - Water Heater] | Education |  | REPL | 0.4 | 0.64917 | 0.69928 | 0.74413 | 0.74261 | 0.74295 | 0.74522 | 0.74804 | 0.75242 | 0.75615
| Clothes Washer Oil WH_Com, E - Appl [unit w/ elec dry - Washer] | Education | Appliances | NC | 0.4 | 0.60991 | 0.6326 | 0.65592 | 0.62051 | 0.61617 | 0.61532 | 0.60492 | 0.60904 | 0.60762
| Clothes Washer Oil WH_Com, E - Appl [unit w/ elec dry - Washer] | Education | Appliances | REPL | 0.4 | 0.63266 | 0.71373 | 0.7563 | 0.7524 | 0.75441 | 0.74591 | 0.76342 | 0.77048 | 0.75388
| Clothes Washer Oil WH_Com, E - Appl [unit w/ elec dry - Dryer] | Education | Appliances | NC | 0.4 | 0.60991 | 0.6326 | 0.65592 | 0.62051 | 0.61617 | 0.61532 | 0.60492 | 0.60904 | 0.60762
| Clothes Washer Oil WH_Com, E - Appl [unit w/ elec dry - Dryer] | Education | Appliances | REPL | 0.4 | 0.63266 | 0.71373 | 0.7563 | 0.7524 | 0.75441 | 0.74591 | 0.76342 | 0.77048 | 0.75388
| Clothes Washer Oil WH_Com, O - HWat [unit w/ elec dry - Water Heater] | Education |  | NC | 0.4 | 0.60941 | 0.63249 | 0.64764 | 0.61383 | 0.5904 | 0.57993 | 0.57795 | 0.57662 | 0.57269
| Clothes Washer Oil WH_Com, O - HWat [unit w/ elec dry - Water Heater] | Education |  | REPL | 0.4 | 0.6423 | 0.68862 | 0.73042 | 0.72387 | 0.71763 | 0.71225 | 0.70662 | 0.701 | 0.69499
| Clothes Washer Oil WH_Com, E - Appl [unit w/ gas dry - Washer] | Education | Appliances | NC | 0.4 | 0.60991 | 0.6326 | 0.65592 | 0.62051 | 0.61617 | 0.61532 | 0.60492 | 0.60904 | 0.60762
| Clothes Washer Oil WH_Com, E - Appl [unit w/ gas dry - Washer] | Education | Appliances | REPL | 0.4 | 0.63266 | 0.71373 | 0.7563 | 0.7524 | 0.75441 | 0.74591 | 0.76342 | 0.77048 | 0.75388
| Clothes Washer Oil WH_Com, G - Oth [unit w/ gas dry - Dryer] | Education |  | NC | 0.4 | 0.61594 | 0.64228 | 0.6598 | 0.62973 | 0.61122 | 0.60677 | 0.61183 | 0.61892 | 0.62309
| Clothes Washer Oil WH_Com, G - Oth [unit w/ gas dry - Dryer] | Education |  | REPL | 0.4 | 0.64917 | 0.69928 | 0.74413 | 0.74261 | 0.74295 | 0.74522 | 0.74804 | 0.75242 | 0.75615
| Clothes Washer Oil WH_Com, O - HWat [unit w/ gas dry - Water Heater] | Education |  | NC | 0.4 | 0.60941 | 0.63249 | 0.64764 | 0.61383 | 0.5904 | 0.57993 | 0.57795 | 0.57662 | 0.57269
| Clothes Washer Oil WH_Com, O - HWat [unit w/ gas dry - Water Heater] | Education |  | REPL | 0.4 | 0.6423 | 0.68862 | 0.73042 | 0.72387 | 0.71763 | 0.71225 | 0.70662 | 0.701 | 0.69499
| Clothes Washer Oil WH_Com, E - Appl [unit w/ propane dry - Washer] | Education | Appliances | NC | 0.4 | 0.60991 | 0.6326 | 0.65592 | 0.62051 | 0.61617 | 0.61532 | 0.60492 | 0.60904 | 0.60762
| Clothes Washer Oil WH_Com, E - Appl [unit w/ propane dry - Washer] | Education | Appliances | REPL | 0.4 | 0.63266 | 0.71373 | 0.7563 | 0.7524 | 0.75441 | 0.74591 | 0.76342 | 0.77048 | 0.75388
| Clothes Washer Oil WH_Com, O - HWat [unit w/ propane dry - Water Heater] | Education |  | NC | 0.4 | 0.60941 | 0.63249 | 0.64764 | 0.61383 | 0.5904 | 0.57993 | 0.57795 | 0.57662 | 0.57269
| Clothes Washer Oil WH_Com, O - HWat [unit w/ propane dry - Water Heater] | Education |  | REPL | 0.4 | 0.6423 | 0.68862 | 0.73042 | 0.72387 | 0.71763 | 0.71225 | 0.70662 | 0.701 | 0.69499
| Clothes Washer Propane WH_Com, E - Appl [unit w/ elec dry - Washer] | Education | Appliances | NC | 0.4 | 0.60991 | 0.6326 | 0.65592 | 0.62051 | 0.61617 | 0.61532 | 0.60492 | 0.60904 | 0.60762
| Clothes Washer Propane WH_Com, E - Appl [unit w/ elec dry - Washer] | Education | Appliances | REPL | 0.4 | 0.63266 | 0.71373 | 0.7563 | 0.7524 | 0.75441 | 0.74591 | 0.76342 | 0.77048 | 0.75388
| Clothes Washer Propane WH_Com, E - Appl [unit w/ elec dry - Dryer] | Education | Appliances | NC | 0.4 | 0.60991 | 0.6326 | 0.65592 | 0.62051 | 0.61617 | 0.61532 | 0.60492 | 0.60904 | 0.60762
| Clothes Washer Propane WH_Com, E - Appl [unit w/ elec dry - Dryer] | Education | Appliances | REPL | 0.4 | 0.63266 | 0.71373 | 0.7563 | 0.7524 | 0.75441 | 0.74591 | 0.76342 | 0.77048 | 0.75388
| Clothes Washer Propane WH_Com, E - Appl [unit w/ gas dry - Washer] | Education | Appliances | NC | 0.4 | 0.60991 | 0.6326 | 0.65592 | 0.62051 | 0.61617 | 0.61532 | 0.60492 | 0.60904 | 0.60762
| Clothes Washer Propane WH_Com, E - Appl [unit w/ gas dry - Washer] | Education | Appliances | REPL | 0.4 | 0.63266 | 0.71373 | 0.7563 | 0.7524 | 0.75441 | 0.74591 | 0.76342 | 0.77048 | 0.75388
| Clothes Washer Propane WH_Com, G - Oth [unit w/ gas dry - Dryer] | Education |  | NC | 0.4 | 0.61594 | 0.64228 | 0.6598 | 0.62973 | 0.61122 | 0.60677 | 0.61183 | 0.61892 | 0.62309
| Clothes Washer Propane WH_Com, G - Oth [unit w/ gas dry - Dryer] | Education |  | REPL | 0.4 | 0.64917 | 0.69928 | 0.74413 | 0.74261 | 0.74295 | 0.74522 | 0.74804 | 0.75242 | 0.75615
| Clothes Washer Propane WH_Com, E - Appl [unit w/ propane dry - Washer] | Education | Appliances | NC | 0.4 | 0.60991 | 0.6326 | 0.65592 | 0.62051 | 0.61617 | 0.61532 | 0.60492 | 0.60904 | 0.60762
| Clothes Washer Propane WH_Com, E - Appl [unit w/ propane dry - Washer] | Education | Appliances | REPL | 0.4 | 0.63266 | 0.71373 | 0.7563 | 0.7524 | 0.75441 | 0.74591 | 0.76342 | 0.77048 | 0.75388
| Clothes Washer Propane WH_Com, P - HWat [unit w/ propane dry - Water Heater] | Education |  | NC | 0.4 | 0.60941 | 0.63249 | 0.64764 | 0.61383 | 0.5904 | 0.57993 | 0.57795 | 0.57662 | 0.57269
| Clothes Washer Propane WH_Com, P - HWat [unit w/ propane dry - Water Heater] | Education |  | REPL | 0.4 | 0.6423 | 0.68862 | 0.73042 | 0.72387 | 0.71763 | 0.71225 | 0.70662 | 0.701 | 0.69499
| Ozone Laundry_Com, E - HWat | Education | Water Heating | RET | 0 | 0.0031866 | 0.011965 | 0.026534 | 0.039933 | 0.047029 | 0.049021 | 0.050992 | 0.051463 | 0.050355
| Ozone Laundry_Com, G - HWat | Education |  | RET | 0 | 0.0022585 | 0.0080973 | 0.018033 | 0.027224 | 0.03199 | 0.033829 | 0.034512 | 0.034714 | 0.034886
| Ozone Laundry_Com, O - HWat | Education |  | RET | 0 | 0.0028259 | 0.010084 | 0.022384 | 0.033559 | 0.039077 | 0.040888 | 0.041228 | 0.0409 | 0.040549
| Dishwasher_Com, E - Appl [Building w elec WH] | Education | Appliances | NC | 0.4 | 0.66263 | 0.75988 | 0.76844 | 0.73144 | 0.72632 | 0.72532 | 0.70593 | 0.70363 | 0.69497
| Dishwasher_Com, E - Appl [Building w elec WH] | Education | Appliances | REPL | 0.4 | 0.68734 | 0.85732 | 0.88604 | 0.8869 | 0.88927 | 0.87925 | 0.89989 | 0.90821 | 0.88865
| Dishwasher_Com, E - HWat [Building w elec WH] | Education | Water Heating | NC | 0.4 | 0.66263 | 0.75988 | 0.76844 | 0.73144 | 0.72632 | 0.72532 | 0.70593 | 0.70363 | 0.69497
| Dishwasher_Com, E - HWat [Building w elec WH] | Education | Water Heating | REPL | 0.4 | 0.68734 | 0.85732 | 0.88604 | 0.8869 | 0.88927 | 0.87925 | 0.89989 | 0.90821 | 0.88865
| Dishwasher_Com, E - Appl [Building w gas WH] | Education | Appliances | NC | 0.4 | 0.66671 | 0.7664 | 0.77555 | 0.73835 | 0.73319 | 0.73218 | 0.7126 | 0.71028 | 0.70154
| Dishwasher_Com, E - Appl [Building w gas WH] | Education | Appliances | REPL | 0.4 | 0.69157 | 0.86468 | 0.89423 | 0.89529 | 0.89768 | 0.88756 | 0.9084 | 0.9168 | 0.89705
| Dishwasher_Com, G - HWat [Building w gas WH] | Education |  | NC | 0.4 | 0.67329 | 0.77812 | 0.78013 | 0.74932 | 0.7273 | 0.72201 | 0.72075 | 0.7218 | 0.7194
| Dishwasher_Com, G - HWat [Building w gas WH] | Education |  | REPL | 0.4 | 0.70963 | 0.84717 | 0.87985 | 0.88364 | 0.88404 | 0.88674 | 0.89011 | 0.89531 | 0.89975
| Dishwasher_Com, E - Appl [Building w oil WH] | Education | Appliances | NC | 0.4 | 0.65584 | 0.74908 | 0.75669 | 0.72 | 0.71497 | 0.71398 | 0.69489 | 0.69262 | 0.6841
| Dishwasher_Com, E - Appl [Building w oil WH] | Education | Appliances | REPL | 0.4 | 0.68029 | 0.84514 | 0.87249 | 0.87303 | 0.87537 | 0.8655 | 0.88582 | 0.89401 | 0.87475
| Dishwasher_Com, O - HWat [Building w oil WH] | Education |  | NC | 0.4 | 0.6553 | 0.74895 | 0.74713 | 0.71225 | 0.68506 | 0.67291 | 0.66391 | 0.65576 | 0.64478
| Dishwasher_Com, O - HWat [Building w oil WH] | Education |  | REPL | 0.4 | 0.69066 | 0.81541 | 0.84263 | 0.83993 | 0.83269 | 0.82645 | 0.81991 | 0.81339 | 0.80641
| Dishwasher_Com, E - Appl [Building w propane WH] | Education | Appliances | NC | 0.4 | 0.65859 | 0.75345 | 0.76144 | 0.72462 | 0.71955 | 0.71856 | 0.69935 | 0.69707 | 0.68849
| Dishwasher_Com, E - Appl [Building w propane WH] | Education | Appliances | REPL | 0.4 | 0.68314 | 0.85006 | 0.87796 | 0.87864 | 0.88099 | 0.87106 | 0.89151 | 0.89975 | 0.88037
| Faucet Aerator_Com, E - HWat | Education | Water Heating | RET | 0.030097 | 0.042779 | 0.04982 | 0.050559 | 0.050322 | 0.050456 | 0.049888 | 0.051059 | 0.051531 | 0.050421
| Faucet Aerator_Com, G - HWat | Education |  | RET | 0.028197 | 0.041124 | 0.045729 | 0.046605 | 0.046532 | 0.046552 | 0.046695 | 0.046872 | 0.047146 | 0.04738
| Faucet Aerator_Com, O - HWat | Education |  | RET | 0.029977 | 0.043259 | 0.047877 | 0.048635 | 0.048222 | 0.047806 | 0.047448 | 0.047073 | 0.046698 | 0.046298
| Pre Rinse Sprayers_Com, E - HWat | Education | Water Heating | RET | 0.030097 | 0.042779 | 0.04982 | 0.050559 | 0.050322 | 0.050456 | 0.049888 | 0.051059 | 0.051531 | 0.050421
| Pre Rinse Sprayers_Com, G - HWat | Education |  | RET | 0.030095 | 0.043893 | 0.048808 | 0.049743 | 0.049664 | 0.049686 | 0.049838 | 0.050027 | 0.05032 | 0.050569
| Pre Rinse Sprayers_Com, O - HWat | Education |  | RET | 0.030097 | 0.043431 | 0.048067 | 0.048829 | 0.048414 | 0.047996 | 0.047636 | 0.04726 | 0.046884 | 0.046482
| Heat Pump Water Heater_Com, E - HWat | Education | Water Heating | NC | 0.2 | 0.34103 | 0.42771 | 0.45414 | 0.44233 | 0.44173 | 0.44112 | 0.42932 | 0.42792 | 0.42266
| Heat Pump Water Heater_Com, E - HWat | Education | Water Heating | RET | 0.0062655 | 0.016078 | 0.025918 | 0.028836 | 0.028927 | 0.028598 | 0.027728 | 0.027835 | 0.027561 | 0.026463
| Heat Pump Water Heater_Com, E - HWat | Education | Water Heating | REPL | 0.2 | 0.34565 | 0.45897 | 0.48233 | 0.47733 | 0.46978 | 0.45308 | 0.45205 | 0.44445 | 0.42335
| FF Storage Water Heater_Com, G - HWat | Education |  | NC | 0.3 | 0.33166 | 0.41289 | 0.43986 | 0.50378 | 0.48898 | 0.48542 | 0.48457 | 0.48528 | 0.48367
| FF Storage Water Heater_Com, G - HWat | Education |  | RET | 0.0044651 | 0.011793 | 0.0183 | 0.02071 | 0.021152 | 0.020955 | 0.020699 | 0.022029 | 0.022398 | 0.022509
| FF Storage Water Heater_Com, G - HWat | Education |  | REPL | 0.3 | 0.34385 | 0.43388 | 0.4682 | 0.5475 | 0.53448 | 0.5228 | 0.55358 | 0.58578 | 0.60492
| FF Storage Water Heater_Com, O - HWat | Education |  | NC | 0.3 | 0.3303 | 0.33557 | 0.32592 | 0.30891 | 0.29712 | 0.29185 | 0.28795 | 0.28441 | 0.27965
| FF Storage Water Heater_Com, O - HWat | Education |  | RET | 0.0045799 | 0.011967 | 0.018479 | 0.020838 | 0.021127 | 0.020732 | 0.020255 | 0.0213 | 0.021403 | 0.02122
| FF Storage Water Heater_Com, O - HWat | Education |  | REPL | 0.3 | 0.3423 | 0.35229 | 0.34639 | 0.33499 | 0.32383 | 0.31319 | 0.32763 | 0.34179 | 0.34975
| FF Instantaneous Water Heater_Com, G - HWat | Education |  | NC | 0.3 | 0.33166 | 0.36702 | 0.39588 | 0.41982 | 0.43193 | 0.42879 | 0.42804 | 0.42866 | 0.42724
| FF Instantaneous Water Heater_Com, G - HWat | Education |  | RET | 0.0048113 | 0.01145 | 0.018113 | 0.021439 | 0.022438 | 0.022519 | 0.022247 | 0.021965 | 0.02173 | 0.021479
| FF Instantaneous Water Heater_Com, G - HWat | Education |  | REPL | 0.3 | 0.34385 | 0.38574 | 0.42113 | 0.4553 | 0.47022 | 0.45899 | 0.44802 | 0.43784 | 0.42716
| FF Instantaneous Water Heater_Com, O - HWat | Education |  | NC | 0.3 | 0.32815 | 0.36142 | 0.38858 | 0.40922 | 0.41721 | 0.40982 | 0.40434 | 0.39937 | 0.39268
| FF Instantaneous Water Heater_Com, O - HWat | Education |  | RET | 0.0049043 | 0.011547 | 0.018178 | 0.021441 | 0.022277 | 0.022148 | 0.021644 | 0.021113 | 0.020595 | 0.020076
| FF Instantaneous Water Heater_Com, O - HWat | Education |  | REPL | 0.3 | 0.3401 | 0.3796 | 0.41289 | 0.44306 | 0.45318 | 0.43744 | 0.42173 | 0.40623 | 0.3907
| Clothes Dryer_Com, E - Appl | Education | Appliances | NC | 0.4 | 0.64591 | 0.73341 | 0.73968 | 0.70346 | 0.69854 | 0.69758 | 0.67893 | 0.67671 | 0.66838
| Clothes Dryer_Com, E - Appl | Education | Appliances | RET | 0 | 0.0073892 | 0.020633 | 0.028699 | 0.030674 | 0.030543 | 0.029247 | 0.02938 | 0.02911 | 0.02797
| Clothes Dryer_Com, E - Appl | Education | Appliances | REPL | 0.4 | 0.6649 | 0.80432 | 0.80408 | 0.77662 | 0.75039 | 0.71394 | 0.71204 | 0.69979 | 0.66629
| Clothes Dryer_Com, G - Oth | Education |  | NC | 0.4 | 0.61594 | 0.68816 | 0.70378 | 0.67171 | 0.65197 | 0.64722 | 0.6461 | 0.64704 | 0.64489
| Clothes Dryer_Com, G - Oth | Education |  | RET | 0 | 0.0052836 | 0.014118 | 0.019839 | 0.021455 | 0.021521 | 0.021113 | 0.020993 | 0.020919 | 0.02083
| Clothes Dryer_Com, G - Oth | Education |  | REPL | 0.4 | 0.64574 | 0.73462 | 0.7621 | 0.74271 | 0.72476 | 0.70864 | 0.70213 | 0.69698 | 0.69114
| Pnemautic to DDC_Com, E - TotE [Building w Elec Heat] | Education | Total Electric | RET | 0 | 0.0010936 | 0.0035223 | 0.0077335 | 0.013729 | 0.020025 | 0.024391 | 0.027664 | 0.02926 | 0.028629
| Pnemautic to DDC_Com, E - TotE [Building w Gas Heat] | Education | Total Electric | RET | 0 | 0.00089345 | 0.0028776 | 0.006318 | 0.011216 | 0.016359 | 0.019927 | 0.0226 | 0.023904 | 0.023389
| Pnemautic to DDC_Com, G - TotF [Building w Gas Heat] | Education |  | RET | 0 | 0.00091677 | 0.0028193 | 0.0062164 | 0.011071 | 0.016111 | 0.019908 | 0.022145 | 0.023344 | 0.02346
| Pnemautic to DDC_Com, E - TotE [Building w Oil Heat] | Education | Total Electric | RET | 0 | 0.00093145 | 0.003 | 0.0065867 | 0.011694 | 0.017055 | 0.020774 | 0.023561 | 0.024921 | 0.024384
| Pnemautic to DDC_Com, O - TotF [Building w Oil Heat] | Education |  | RET | 0 | 0.00094564 | 0.0028945 | 0.0063614 | 0.01125 | 0.016224 | 0.019837 | 0.021808 | 0.022674 | 0.022479
| Pnemautic to DDC_Com, E - TotE [Building w Propane Heat] | Education | Total Electric | RET | 0 | 0.00089808 | 0.0028925 | 0.0063508 | 0.011275 | 0.016444 | 0.02003 | 0.022717 | 0.024028 | 0.023511
| Data Center_Com, E - TotE [Building w Elec Heat] | Education | Total Electric | NC | 0.07 | 0.11453 | 0.17158 | 0.23117 | 0.27491 | 0.31592 | 0.34434 | 0.35237 | 0.3602 | 0.35576
| Data Center_Com, E - TotE [Building w Elec Heat] | Education | Total Electric | RET | 0 | 0.0013259 | 0.0042704 | 0.009376 | 0.016645 | 0.024278 | 0.029572 | 0.033539 | 0.035474 | 0.03471
| Data Center_Com, E - TotE [Building w Gas Heat] | Education | Total Electric | NC | 0.07 | 0.11453 | 0.17158 | 0.23117 | 0.27491 | 0.31592 | 0.34434 | 0.35237 | 0.3602 | 0.35576
| Data Center_Com, E - TotE [Building w Gas Heat] | Education | Total Electric | RET | 0 | 0.0013259 | 0.0042704 | 0.009376 | 0.016645 | 0.024278 | 0.029572 | 0.033539 | 0.035474 | 0.03471
| Data Center_Com, G - TotF [Building w Gas Heat] | Education |  | NC | 0.07 | 0.11566 | 0.1742 | 0.23254 | 0.27899 | 0.31339 | 0.33956 | 0.3564 | 0.36604 | 0.36482
| Data Center_Com, G - TotF [Building w Gas Heat] | Education |  | RET | 0 | 0.0013605 | 0.0041839 | 0.0092252 | 0.016429 | 0.023909 | 0.029544 | 0.032863 | 0.034642 | 0.034814
| Data Center_Com, E - TotE [Building w Oil Heat] | Education | Total Electric | NC | 0.07 | 0.11453 | 0.17158 | 0.23117 | 0.27491 | 0.31592 | 0.34434 | 0.35237 | 0.3602 | 0.35576
| Data Center_Com, E - TotE [Building w Oil Heat] | Education | Total Electric | RET | 0 | 0.0013259 | 0.0042704 | 0.009376 | 0.016645 | 0.024278 | 0.029572 | 0.033539 | 0.035474 | 0.03471
| Data Center_Com, O - TotF [Building w Oil Heat] | Education |  | NC | 0.07 | 0.11444 | 0.17155 | 0.22825 | 0.27195 | 0.30271 | 0.32454 | 0.33666 | 0.34102 | 0.33531
| Data Center_Com, O - TotF [Building w Oil Heat] | Education |  | RET | 0 | 0.0013461 | 0.0041202 | 0.0090552 | 0.016014 | 0.023094 | 0.028237 | 0.031044 | 0.032275 | 0.031998
| Data Center_Com, E - TotE [Building w Propane Heat] | Education | Total Electric | NC | 0.07 | 0.11453 | 0.17158 | 0.23117 | 0.27491 | 0.31592 | 0.34434 | 0.35237 | 0.3602 | 0.35576
| Data Center_Com, E - TotE [Building w Propane Heat] | Education | Total Electric | RET | 0 | 0.0013259 | 0.0042704 | 0.009376 | 0.016645 | 0.024278 | 0.029572 | 0.033539 | 0.035474 | 0.03471
| RCx_Com, E - TotE [Building w Elec Heat] | Education | Total Electric | RET | 0.0093752 | 0.013688 | 0.019118 | 0.023635 | 0.028215 | 0.028291 | 0.027972 | 0.028629 | 0.028894 | 0.028271
| RCx_Com, E - TotE [Building w Gas Heat] | Education | Total Electric | RET | 0.0088898 | 0.012979 | 0.018128 | 0.022411 | 0.026755 | 0.026826 | 0.026524 | 0.027147 | 0.027398 | 0.026807
| RCx_Com, G - TotF [Building w Gas Heat] | Education |  | RET | 0.0088898 | 0.013318 | 0.017761 | 0.022051 | 0.026407 | 0.026418 | 0.026499 | 0.0266 | 0.026755 | 0.026888
| RCx_Com, E - TotE [Building w Oil Heat] | Education | Total Electric | RET | 0.0081526 | 0.011903 | 0.016625 | 0.020553 | 0.024536 | 0.024602 | 0.024325 | 0.024896 | 0.025126 | 0.024584
| RCx_Com, O - TotF [Building w Oil Heat] | Education |  | RET | 0.0081526 | 0.012084 | 0.01604 | 0.01985 | 0.023606 | 0.023402 | 0.023227 | 0.023043 | 0.02286 | 0.022664
| RCx_Com, E - TotE [Building w Propane Heat] | Education | Total Electric | RET | 0.0081771 | 0.011938 | 0.016675 | 0.020615 | 0.02461 | 0.024676 | 0.024398 | 0.02497 | 0.025201 | 0.024658
| Commissioning_Com, E - TotE [Building w Elec Heat] | Education | Total Electric | NC | 0.15 | 0.19435 | 0.2351 | 0.26383 | 0.27308 | 0.28568 | 0.29377 | 0.28597 | 0.28792 | 0.28725
| Commissioning_Com, E - TotE [Building w Gas Heat] | Education | Total Electric | NC | 0.15 | 0.18979 | 0.22476 | 0.24817 | 0.25408 | 0.26402 | 0.26918 | 0.26199 | 0.26377 | 0.26315
| Commissioning_Com, G - TotF [Building w Gas Heat] | Education |  | NC | 0.15 | 0.19166 | 0.2282 | 0.24964 | 0.25785 | 0.2619 | 0.26544 | 0.26498 | 0.26805 | 0.26986
| Commissioning_Com, E - TotE [Building w Oil Heat] | Education | Total Electric | NC | 0.15 | 0.19174 | 0.22914 | 0.25474 | 0.26201 | 0.27302 | 0.27937 | 0.2719 | 0.27375 | 0.27311
| Commissioning_Com, O - TotF [Building w Oil Heat] | Education |  | NC | 0.15 | 0.19159 | 0.2291 | 0.25153 | 0.25919 | 0.2616 | 0.2633 | 0.25978 | 0.25918 | 0.25742
| Commissioning_Com, E - TotE [Building w Propane Heat] | Education | Total Electric | NC | 0.15 | 0.19018 | 0.22563 | 0.24946 | 0.25563 | 0.26578 | 0.27117 | 0.26392 | 0.26572 | 0.2651
| Integrated Building Design_Com, E - TotE [Building w Elec Heat] | Education | Total Electric | NC | 0.07 | 0.10291 | 0.14212 | 0.17866 | 0.19929 | 0.21514 | 0.22002 | 0.21065 | 0.20081 | 0.18383
| Integrated Building Design_Com, E - TotE [Building w Gas Heat] | Education | Total Electric | NC | 0.07 | 0.10291 | 0.14212 | 0.17866 | 0.19929 | 0.21514 | 0.22002 | 0.21065 | 0.20081 | 0.18383
| Integrated Building Design_Com, G - TotF [Building w Gas Heat] | Education |  | NC | 0.07 | 0.10393 | 0.1443 | 0.17971 | 0.20225 | 0.21341 | 0.21697 | 0.21305 | 0.20407 | 0.18851
| Integrated Building Design_Com, E - TotE [Building w Oil Heat] | Education | Total Electric | NC | 0.07 | 0.10291 | 0.14212 | 0.17866 | 0.19929 | 0.21514 | 0.22002 | 0.21065 | 0.20081 | 0.18383
| Integrated Building Design_Com, O - TotF [Building w Oil Heat] | Education |  | NC | 0.07 | 0.10283 | 0.1421 | 0.1764 | 0.19714 | 0.20614 | 0.20737 | 0.20125 | 0.19012 | 0.17326
| Integrated Building Design_Com, E - TotE [Building w Propane Heat] | Education | Total Electric | NC | 0.07 | 0.10291 | 0.14212 | 0.17866 | 0.19929 | 0.21514 | 0.22002 | 0.21065 | 0.20081 | 0.18383
| Deep Energy Retrofit_Com, E - TotE [Building w Elec Heat] | Education | Total Electric | RET | 0.0041128 | 0.0088995 | 0.017553 | 0.026829 | 0.034293 | 0.038922 | 0.040686 | 0.041864 | 0.042251 | 0.041341
| Deep Energy Retrofit_Com, E - TotE [Building w Gas Heat] | Education | Total Electric | RET | 0.0037154 | 0.0080394 | 0.015857 | 0.024236 | 0.030979 | 0.03516 | 0.036754 | 0.037819 | 0.038168 | 0.037346
| Deep Energy Retrofit_Com, G - TotF [Building w Gas Heat] | Education |  | RET | 0.0037154 | 0.0082493 | 0.015536 | 0.023846 | 0.030576 | 0.034626 | 0.03672 | 0.037057 | 0.037274 | 0.037458
| Deep Energy Retrofit_Com, E - TotE [Building w Oil Heat] | Education | Total Electric | RET | 0.003865 | 0.0083632 | 0.016495 | 0.025212 | 0.032226 | 0.036576 | 0.038234 | 0.039342 | 0.039705 | 0.03885
| Deep Energy Retrofit_Com, O - TotF [Building w Oil Heat] | Education |  | RET | 0.003865 | 0.0084907 | 0.015915 | 0.024349 | 0.031005 | 0.034793 | 0.036509 | 0.036414 | 0.036125 | 0.035815
| Deep Energy Retrofit_Com, E - TotE [Building w Propane Heat] | Education | Total Electric | RET | 0.0037343 | 0.0080804 | 0.015937 | 0.024359 | 0.031137 | 0.035339 | 0.036941 | 0.038011 | 0.038363 | 0.037536
| EMS_Com, E - TotE [Building w Elec Heat] | Education | Total Electric | NC | 0.07 | 0.070879 | 0.080856 | 0.10096 | 0.12309 | 0.1443 | 0.15469 | 0.15234 | 0.1548 | 0.15407
| EMS_Com, E - TotE [Building w Elec Heat] | Education | Total Electric | RET | 0.0029614 | 0.0042009 | 0.0079706 | 0.013966 | 0.019495 | 0.022439 | 0.02323 | 0.024115 | 0.024338 | 0.023813
| EMS_Com, E - TotE [Building w Gas Heat] | Education | Total Electric | NC | 0.07 | 0.070879 | 0.080856 | 0.10096 | 0.12309 | 0.1443 | 0.15469 | 0.15234 | 0.1548 | 0.15407
| EMS_Com, E - TotE [Building w Gas Heat] | Education | Total Electric | RET | 0.0021753 | 0.0030858 | 0.0058549 | 0.010259 | 0.01432 | 0.016483 | 0.017064 | 0.017714 | 0.017877 | 0.017492
| EMS_Com, G - TotF [Building w Gas Heat] | Education |  | NC | 0.07 | 0.071579 | 0.082093 | 0.10156 | 0.12492 | 0.14314 | 0.15254 | 0.15408 | 0.15731 | 0.158
| EMS_Com, G - TotF [Building w Gas Heat] | Education |  | RET | 0.0021753 | 0.0031664 | 0.0057363 | 0.010094 | 0.014134 | 0.016232 | 0.017048 | 0.017357 | 0.017458 | 0.017545
| EMS_Com, E - TotE [Building w Oil Heat] | Education | Total Electric | NC | 0.07 | 0.070879 | 0.080856 | 0.10096 | 0.12309 | 0.1443 | 0.15469 | 0.15234 | 0.1548 | 0.15407
| EMS_Com, E - TotE [Building w Oil Heat] | Education | Total Electric | RET | 0.0019745 | 0.002801 | 0.0053145 | 0.009312 | 0.012999 | 0.014962 | 0.015489 | 0.016079 | 0.016228 | 0.015878
| EMS_Com, O - TotF [Building w Oil Heat] | Education |  | NC | 0.07 | 0.070821 | 0.080842 | 0.099685 | 0.12177 | 0.13826 | 0.14579 | 0.14554 | 0.14656 | 0.14522
| EMS_Com, O - TotF [Building w Oil Heat] | Education |  | RET | 0.0019745 | 0.0028437 | 0.0051276 | 0.0089934 | 0.012506 | 0.014232 | 0.01479 | 0.014883 | 0.014764 | 0.014638
| EMS_Com, E - TotE [Building w Propane Heat] | Education | Total Electric | NC | 0.07 | 0.070879 | 0.080856 | 0.10096 | 0.12309 | 0.1443 | 0.15469 | 0.15234 | 0.1548 | 0.15407
| EMS_Com, E - TotE [Building w Propane Heat] | Education | Total Electric | RET | 0.0019785 | 0.0028066 | 0.0053251 | 0.0093306 | 0.013025 | 0.014992 | 0.01552 | 0.016111 | 0.01626 | 0.01591
| VFDs on HVAC Pumps_Com, E - Oth | Education | Other | RET | 0.0043706 | 0.015132 | 0.031452 | 0.040253 | 0.043082 | 0.043963 | 0.043468 | 0.044488 | 0.044899 | 0.043932
| ECM Circulators_Com, E - Oth | Education | Other | RET | 0.007769 | 0.020058 | 0.032864 | 0.03751 | 0.038756 | 0.039073 | 0.038633 | 0.03954 | 0.039905 | 0.039046
| Motors_Com, E - Oth | Education | Other | NC | 0.3 | 0.41302 | 0.46028 | 0.46707 | 0.44799 | 0.44486 | 0.44424 | 0.43236 | 0.43095 | 0.42565
| Motors_Com, E - Oth | Education | Other | RET | 0.003203 | 0.011054 | 0.022718 | 0.028424 | 0.02954 | 0.029205 | 0.02796 | 0.027782 | 0.027223 | 0.025863
| Motors_Com, E - Oth | Education | Other | REPL | 0.3 | 0.42217 | 0.49998 | 0.50276 | 0.49001 | 0.47388 | 0.45129 | 0.44545 | 0.43299 | 0.40744
| Ext Area Ltg_Com, E - ExtL | Education | Exterior Lighting | NC | 0.16 | 0.17828 | 0.19882 | 0.21895 | 0.20849 | 0.20703 | 0.20675 | 0.20122 | 0.20056 | 0.1981
| Ext Area Ltg_Com, E - ExtL | Education | Exterior Lighting | RET | 0.019391 | 0.035728 | 0.045159 | 0.046017 | 0.045082 | 0.048763 | 0.048213 | 0.049345 | 0.049801 | 0.048729
| Ext Area Ltg_Com, E - ExtL | Education | Exterior Lighting | REPL | 0.16 | 0.17449 | 0.20143 | 0.21457 | 0.20261 | 0.22927 | 0.25063 | 0.25651 | 0.25888 | 0.2533
| Street Ltg_Com, E - ExtL | Education | Exterior Lighting | NC | 0.25 | 0.26273 | 0.30726 | 0.34277 | 0.33901 | 0.34268 | 0.34378 | 0.33459 | 0.33349 | 0.32939
| Street Ltg_Com, E - ExtL | Education | Exterior Lighting | RET | 0.019711 | 0.03328 | 0.043621 | 0.045871 | 0.045723 | 0.049567 | 0.049009 | 0.050159 | 0.050623 | 0.049533
| Street Ltg_Com, E - ExtL | Education | Exterior Lighting | REPL | 0.25 | 0.25775 | 0.31262 | 0.33752 | 0.33087 | 0.38061 | 0.41673 | 0.42652 | 0.43046 | 0.42119
| Ext Ltg Ctrls_Com, E - ExtL | Education | Exterior Lighting | RET | 0.019547 | 0.03532 | 0.046213 | 0.048612 | 0.049024 | 0.049155 | 0.048601 | 0.049742 | 0.050202 | 0.049121
| Ext Ltg Dsgn_Com, E - ExtL | Education | Exterior Lighting | NC | 0.013 | 0.018767 | 0.027112 | 0.038481 | 0.045504 | 0.05327 | 0.054659 | 0.053771 | 0.053595 | 0.052936
| Ext Ltg Dsgn_Com, E - ExtL | Education | Exterior Lighting | REPL | 0.013 | 0.019466 | 0.030588 | 0.04437 | 0.055176 | 0.065222 | 0.066259 | 0.068545 | 0.069179 | 0.067688
| Int Ltg Ctrls_Com, E - IntL [No Heat] | Education | Interior Lighting | RET | 0.027878 | 0.039188 | 0.045906 | 0.046736 | 0.046612 | 0.046737 | 0.04621 | 0.047295 | 0.047732 | 0.046704
| Int Ltg Ctrls_Com, E - IntL [Electric Heat] | Education | Interior Lighting | RET | 0.02668 | 0.037504 | 0.043934 | 0.044728 | 0.04461 | 0.044729 | 0.044225 | 0.045263 | 0.045682 | 0.044698
| Int Ltg Ctrls_Com, E/G - IntL | Education | Interior Lighting | RET | 0.026684 | 0.037509 | 0.043939 | 0.044733 | 0.044615 | 0.044735 | 0.04423 | 0.045269 | 0.045687 | 0.044703
| Int Ltg Ctrls_Com, E/O - IntL | Education | Interior Lighting | RET | 0.025064 | 0.035231 | 0.041271 | 0.042017 | 0.041906 | 0.042019 | 0.041545 | 0.04252 | 0.042913 | 0.041989
| Exit Sign RetFit_Com, E - IntL [No Heat] | Education | Interior Lighting | RET | 0.029474 | 0.041431 | 0.048534 | 0.049411 | 0.049281 | 0.049413 | 0.048856 | 0.050003 | 0.050465 | 0.049378
| Exit Sign RetFit_Com, E - IntL [Electric Heat] | Education | Interior Lighting | RET | 0.029016 | 0.040787 | 0.04778 | 0.048643 | 0.048515 | 0.048645 | 0.048096 | 0.049225 | 0.049681 | 0.04861
| Exit Sign RetFit_Com, E/G - IntL | Education | Interior Lighting | RET | 0.028555 | 0.040138 | 0.04702 | 0.04787 | 0.047743 | 0.047871 | 0.047331 | 0.048442 | 0.04889 | 0.047837
| Exit Sign RetFit_Com, E/O - IntL | Education | Interior Lighting | RET | 0.027214 | 0.038253 | 0.044812 | 0.045622 | 0.045501 | 0.045623 | 0.045109 | 0.046168 | 0.046594 | 0.045591
| LED HiLo Bay_Com, E - IntL [No Heat] | Education | Interior Lighting | NC | 0.3 | 0.50976 | 0.59046 | 0.59877 | 0.57043 | 0.56644 | 0.56566 | 0.55054 | 0.54874 | 0.54199
| LED HiLo Bay_Com, E - IntL [No Heat] | Education | Interior Lighting | RET | 0.014324 | 0.027614 | 0.042554 | 0.047679 | 0.05238 | 0.050494 | 0.047998 | 0.053134 | 0.056997 | 0.057205
| LED HiLo Bay_Com, E - IntL [No Heat] | Education | Interior Lighting | REPL | 0.3 | 0.50605 | 0.60893 | 0.59646 | 0.55792 | 0.51968 | 0.47454 | 0.44044 | 0.39379 | 0.37539
| LED HiLo Bay_Com, E - IntL [Electric Heat] | Education | Interior Lighting | NC | 0.3 | 0.47908 | 0.54169 | 0.54569 | 0.51878 | 0.51515 | 0.51444 | 0.50069 | 0.49906 | 0.49291
| LED HiLo Bay_Com, E - IntL [Electric Heat] | Education | Interior Lighting | RET | 0.012937 | 0.024964 | 0.038544 | 0.043311 | 0.047742 | 0.046201 | 0.044089 | 0.048995 | 0.052789 | 0.053128
| LED HiLo Bay_Com, E - IntL [Electric Heat] | Education | Interior Lighting | REPL | 0.3 | 0.47765 | 0.56371 | 0.55187 | 0.51918 | 0.48794 | 0.45016 | 0.42358 | 0.38582 | 0.37286
| LED HiLo Bay_Com, E/G - IntL | Education | Interior Lighting | NC | 0.3 | 0.49103 | 0.56047 | 0.56606 | 0.53859 | 0.53482 | 0.53408 | 0.5198 | 0.51811 | 0.51173
| LED HiLo Bay_Com, E/G - IntL | Education | Interior Lighting | RET | 0.01404 | 0.027073 | 0.041737 | 0.046792 | 0.05144 | 0.049627 | 0.047212 | 0.052305 | 0.056158 | 0.056395
| LED HiLo Bay_Com, E/G - IntL | Education | Interior Lighting | REPL | 0.3 | 0.48789 | 0.57908 | 0.56563 | 0.52928 | 0.49392 | 0.45199 | 0.42074 | 0.37768 | 0.3611
| LED HiLo Bay_Com, E/O - IntL | Education | Interior Lighting | NC | 0.3 | 0.47038 | 0.5282 | 0.53111 | 0.50463 | 0.5011 | 0.50041 | 0.48703 | 0.48544 | 0.47947
| LED HiLo Bay_Com, E/O - IntL | Education | Interior Lighting | RET | 0.013229 | 0.025523 | 0.039391 | 0.044236 | 0.048726 | 0.047116 | 0.044925 | 0.049884 | 0.053697 | 0.05401
| LED HiLo Bay_Com, E/O - IntL | Education | Interior Lighting | REPL | 0.3 | 0.46856 | 0.54863 | 0.53543 | 0.50261 | 0.47149 | 0.43407 | 0.4073 | 0.36962 | 0.35624
| Repl Scre_Com, E - IntL [No Heat] | Education | Interior Lighting | NC | 0.3 | 0.57734 | 0 | 0 | 0 | 0 | 0 | 0 | 0 | 0
| Repl Scre_Com, E - IntL [No Heat] | Education | Interior Lighting | RET | 0.089529 | 0.10333 | 0 | 0 | 0 | 0 | 0 | 0 | 0 | 0
| Repl Scre_Com, E - IntL [No Heat] | Education | Interior Lighting | REPL | 0.3 | 0.59886 | 0 | 0 | 0 | 0 | 0 | 0 | 0 | 0
| Repl Scre_Com, E - IntL [Electric Heat] | Education | Interior Lighting | NC | 0.3 | 0.57722 | 0 | 0 | 0 | 0 | 0 | 0 | 0 | 0
| Repl Scre_Com, E - IntL [Electric Heat] | Education | Interior Lighting | RET | 0.083255 | 0.096087 | 0 | 0 | 0 | 0 | 0 | 0 | 0 | 0
| Repl Scre_Com, E - IntL [Electric Heat] | Education | Interior Lighting | REPL | 0.3 | 0.59875 | 0 | 0 | 0 | 0 | 0 | 0 | 0 | 0
| Repl Scre_Com, E/G - IntL | Education | Interior Lighting | NC | 0.3 | 0.56669 | 0 | 0 | 0 | 0 | 0 | 0 | 0 | 0
| Repl Scre_Com, E/G - IntL | Education | Interior Lighting | RET | 0.087786 | 0.10132 | 0 | 0 | 0 | 0 | 0 | 0 | 0 | 0
| Repl Scre_Com, E/G - IntL | Education | Interior Lighting | REPL | 0.3 | 0.58782 | 0 | 0 | 0 | 0 | 0 | 0 | 0 | 0
| Repl Scre_Com, E/O - IntL | Education | Interior Lighting | NC | 0.3 | 0.5447 | 0 | 0 | 0 | 0 | 0 | 0 | 0 | 0
| Repl Scre_Com, E/O - IntL | Education | Interior Lighting | RET | 0.079584 | 0.091851 | 0 | 0 | 0 | 0 | 0 | 0 | 0 | 0
| Repl Scre_Com, E/O - IntL | Education | Interior Lighting | REPL | 0.3 | 0.565 | 0 | 0 | 0 | 0 | 0 | 0 | 0 | 0
| Lin LED Fixture_Com, E - IntL [No Heat] | Education | Interior Lighting | NC | 0.045 | 0.060362 | 0.087124 | 0.10234 | 0.10112 | 0.09982 | 0.099682 | 0.097017 | 0.096701 | 0.09551
| Lin LED Fixture_Com, E - IntL [No Heat] | Education | Interior Lighting | RET | 0.0027879 | 0.0029146 | 0.0034106 | 0.003613 | 0.0036699 | 0.0036912 | 0.003639 | 0.0037136 | 0.0038187 | 0.0037364
| Lin LED Fixture_Com, E - IntL [No Heat] | Education | Interior Lighting | REPL | 0.045 | 0.062251 | 0.097397 | 0.1165 | 0.12059 | 0.11975 | 0.11795 | 0.12026 | 0.12482 | 0.12213
| Lin LED Fixture_Com, E - IntL [Electric Heat] | Education | Interior Lighting | NC | 0.045 | 0.060362 | 0.087124 | 0.10234 | 0.10112 | 0.09982 | 0.099682 | 0.097017 | 0.096701 | 0.09551
| Lin LED Fixture_Com, E - IntL [Electric Heat] | Education | Interior Lighting | RET | 0.0024153 | 0.0025258 | 0.0029566 | 0.0031331 | 0.0031837 | 0.0032034 | 0.0031593 | 0.0032254 | 0.0033083 | 0.0032371
| Lin LED Fixture_Com, E - IntL [Electric Heat] | Education | Interior Lighting | REPL | 0.045 | 0.062299 | 0.097518 | 0.1167 | 0.12086 | 0.12008 | 0.11834 | 0.12072 | 0.12482 | 0.12213
| Lin LED Fixture_Com, E/G - IntL | Education | Interior Lighting | NC | 0.045 | 0.060362 | 0.087124 | 0.10234 | 0.10112 | 0.09982 | 0.099682 | 0.097017 | 0.096701 | 0.09551
| Lin LED Fixture_Com, E/G - IntL | Education | Interior Lighting | RET | 0.0026801 | 0.0028021 | 0.0032793 | 0.0034743 | 0.0035294 | 0.0035503 | 0.0035004 | 0.0035726 | 0.003671 | 0.0035919
| Lin LED Fixture_Com, E/G - IntL | Education | Interior Lighting | REPL | 0.045 | 0.062265 | 0.097432 | 0.11656 | 0.12067 | 0.11984 | 0.11806 | 0.12039 | 0.12482 | 0.12213
| Lin LED Fixture_Com, E/O - IntL | Education | Interior Lighting | NC | 0.045 | 0.060362 | 0.087124 | 0.10234 | 0.10112 | 0.09982 | 0.099682 | 0.097017 | 0.096701 | 0.09551
| Lin LED Fixture_Com, E/O - IntL | Education | Interior Lighting | RET | 0.0025508 | 0.0026672 | 0.0031217 | 0.0033078 | 0.0033607 | 0.003381 | 0.003334 | 0.0034032 | 0.003494 | 0.0034187
| Lin LED Fixture_Com, E/O - IntL | Education | Interior Lighting | REPL | 0.045 | 0.062281 | 0.097474 | 0.11662 | 0.12076 | 0.11996 | 0.1182 | 0.12055 | 0.12482 | 0.12213
| LED Tube Repl_Com, E - IntL [No Heat] | Education | Interior Lighting | RET | 0.025473 | 0.026157 | 0.030023 | 0.031123 | 0.030886 | 0.032593 | 0.033606 | 0.034571 | 0.034891 | 0.034139
| LED Tube Repl_Com, E - IntL [No Heat] | Education | Interior Lighting | REPL | 0.255 | 0.33604 | 0.51045 | 0.59073 | 0.59033 | 0.61074 | 0.62591 | 0.66318 | 0.69209 | 0.69206
| LED Tube Repl_Com, E - IntL [Electric Heat] | Education | Interior Lighting | RET | 0.025289 | 0.025972 | 0.029815 | 0.030914 | 0.030684 | 0.032385 | 0.033395 | 0.034322 | 0.03464 | 0.033893
| LED Tube Repl_Com, E - IntL [Electric Heat] | Education | Interior Lighting | REPL | 0.255 | 0.33618 | 0.51079 | 0.5913 | 0.59108 | 0.61166 | 0.62699 | 0.66445 | 0.69355 | 0.69206
| LED Tube Repl_Com, E/G - IntL | Education | Interior Lighting | RET | 0.024968 | 0.025649 | 0.029452 | 0.030547 | 0.03033 | 0.032018 | 0.033025 | 0.033886 | 0.034199 | 0.033463
| LED Tube Repl_Com, E/G - IntL | Education | Interior Lighting | REPL | 0.255 | 0.33641 | 0.51137 | 0.59228 | 0.5924 | 0.61327 | 0.62887 | 0.66668 | 0.6961 | 0.69206
| LED Tube Repl_Com, E/O - IntL | Education | Interior Lighting | RET | 0.023411 | 0.024079 | 0.027687 | 0.028759 | 0.028601 | 0.030228 | 0.031044 | 0.031773 | 0.032067 | 0.031376
| LED Tube Repl_Com, E/O - IntL | Education | Interior Lighting | REPL | 0.255 | 0.33756 | 0.51422 | 0.59704 | 0.59878 | 0.62108 | 0.63801 | 0.67748 | 0.7073 | 0.69206
| Repl pin CFL wLED_Com, E - IntL [No Heat] | Education | Interior Lighting | RET | 0.02223 | 0.031148 | 0.035521 | 0.035217 | 0.034222 | 0.037267 | 0.036847 | 0.037712 | 0.038061 | 0.037241
| Repl pin CFL wLED_Com, E - IntL [No Heat] | Education | Interior Lighting | REPL | 0.3 | 0.48903 | 0.58749 | 0.58266 | 0.55852 | 0.60849 | 0.64956 | 0.67857 | 0.68485 | 0.67009
| Repl pin CFL wLED_Com, E - IntL [Electric Heat] | Education | Interior Lighting | RET | 0.022522 | 0.031551 | 0.035972 | 0.035652 | 0.034634 | 0.037757 | 0.037332 | 0.038208 | 0.038561 | 0.037731
| Repl pin CFL wLED_Com, E - IntL [Electric Heat] | Education | Interior Lighting | REPL | 0.3 | 0.49277 | 0.59361 | 0.5889 | 0.56428 | 0.61457 | 0.65586 | 0.68736 | 0.69371 | 0.67877
| Repl pin CFL wLED_Com, E/G - IntL | Education | Interior Lighting | RET | 0.02216 | 0.031051 | 0.035414 | 0.035113 | 0.034124 | 0.03715 | 0.036732 | 0.037594 | 0.037941 | 0.037124
| Repl pin CFL wLED_Com, E/G - IntL | Education | Interior Lighting | REPL | 0.3 | 0.48789 | 0.58562 | 0.58073 | 0.55671 | 0.60657 | 0.64756 | 0.67596 | 0.68221 | 0.66751
| Repl pin CFL wLED_Com, E/O - IntL | Education | Interior Lighting | RET | 0.02108 | 0.029559 | 0.033747 | 0.033498 | 0.032593 | 0.03534 | 0.034942 | 0.035762 | 0.036093 | 0.035315
| Repl pin CFL wLED_Com, E/O - IntL | Education | Interior Lighting | REPL | 0.3 | 0.47281 | 0.56123 | 0.5558 | 0.53351 | 0.582 | 0.62196 | 0.64164 | 0.64757 | 0.63362
| Refrig Case LED_Com, E - IntL | Education | Interior Lighting | NC | 0.3 | 0.56023 | 0.67464 | 0.69168 | 0.66125 | 0.65662 | 0.65572 | 0.63818 | 0.6361 | 0.62827
| Refrig Case LED_Com, E - IntL | Education | Interior Lighting | RET | 0.026641 | 0.037363 | 0.042666 | 0.042362 | 0.041228 | 0.040421 | 0.039078 | 0.039107 | 0.043344 | 0.044632
| Refrig Case LED_Com, E - IntL | Education | Interior Lighting | REPL | 0.3 | 0.54303 | 0.67834 | 0.67537 | 0.64337 | 0.6094 | 0.56723 | 0.54443 | 0.59853 | 0.63365
| Refrig Case Ctrls_Com, E - IntL | Education | Interior Lighting | RET | 0.019017 | 0.026732 | 0.031315 | 0.031881 | 0.031797 | 0.031882 | 0.031522 | 0.032262 | 0.032561 | 0.031859
| Stair Occ Sensor_Com, E - IntL [No Heat] | Education | Interior Lighting | NC | 0.3 | 0.48237 | 0.58377 | 0.61098 | 0.59229 | 0.59024 | 0.58943 | 0.57367 | 0.5718 | 0.56476
| Stair Occ Sensor_Com, E - IntL [No Heat] | Education | Interior Lighting | RET | 0.017961 | 0.025193 | 0.030277 | 0.031305 | 0.031532 | 0.031617 | 0.03126 | 0.031994 | 0.03229 | 0.031594
| Stair Occ Sensor_Com, E - IntL [Electric Heat] | Education | Interior Lighting | NC | 0.3 | 0.47194 | 0.56398 | 0.58736 | 0.56847 | 0.56611 | 0.56533 | 0.55022 | 0.54842 | 0.54167
| Stair Occ Sensor_Com, E - IntL [Electric Heat] | Education | Interior Lighting | RET | 0.017227 | 0.025002 | 0.02965 | 0.030289 | 0.030243 | 0.030324 | 0.029982 | 0.030686 | 0.03097 | 0.030303
| Stair Occ Sensor_Com, E/G - IntL | Education | Interior Lighting | NC | 0.3 | 0.47174 | 0.56361 | 0.58691 | 0.56802 | 0.56566 | 0.56488 | 0.54978 | 0.54798 | 0.54124
| Stair Occ Sensor_Com, E/G - IntL | Education | Interior Lighting | RET | 0.017213 | 0.024982 | 0.029626 | 0.030265 | 0.030219 | 0.0303 | 0.029958 | 0.030662 | 0.030945 | 0.030278
| Stair Occ Sensor_Com, E/O - IntL | Education | Interior Lighting | NC | 0.3 | 0.45815 | 0.53849 | 0.55725 | 0.53822 | 0.53551 | 0.53477 | 0.52047 | 0.51878 | 0.51239
| Stair Occ Sensor_Com, E/O - IntL | Education | Interior Lighting | RET | 0.016295 | 0.02365 | 0.028047 | 0.028651 | 0.028608 | 0.028685 | 0.028362 | 0.029027 | 0.029296 | 0.028665
| Int Delamping_Com, E - IntL [No Heat] | Education | Interior Lighting | RET | 0.020061 | 0.028138 | 0.033816 | 0.034964 | 0.035219 | 0.035313 | 0.034915 | 0.035735 | 0.036065 | 0.035288
| Int Delamping_Com, E - IntL [Electric Heat] | Education | Interior Lighting | RET | 0.020063 | 0.028141 | 0.03382 | 0.034968 | 0.035222 | 0.035317 | 0.034919 | 0.035738 | 0.036069 | 0.035292
| Int Delamping_Com, E/G - IntL | Education | Interior Lighting | RET | 0.019935 | 0.027961 | 0.033604 | 0.034745 | 0.034998 | 0.035091 | 0.034696 | 0.03551 | 0.035839 | 0.035067
| Int Delamping_Com, E/O - IntL | Education | Interior Lighting | RET | 0.019463 | 0.027299 | 0.032809 | 0.033923 | 0.034169 | 0.034261 | 0.033875 | 0.03467 | 0.03499 | 0.034237
| Int Ltg Dsgn_Com, E - IntL [No Heat] | Education | Interior Lighting | NC | 0.2 | 0.33792 | 0.46072 | 0.52956 | 0.54007 | 0.55302 | 0.55903 | 0.54458 | 0.5428 | 0.53612
| Int Ltg Dsgn_Com, E - IntL [Electric Heat] | Education | Interior Lighting | NC | 0.2 | 0.33916 | 0.46383 | 0.53415 | 0.54526 | 0.55856 | 0.56472 | 0.55018 | 0.54839 | 0.54164
| Int Ltg Dsgn_Com, E/G - IntL | Education | Interior Lighting | NC | 0.2 | 0.33332 | 0.44928 | 0.51278 | 0.52117 | 0.53288 | 0.53835 | 0.52423 | 0.52252 | 0.51609
| Int Ltg Dsgn_Com, E/O - IntL | Education | Interior Lighting | NC | 0.2 | 0.32691 | 0.43367 | 0.49022 | 0.49594 | 0.50608 | 0.51087 | 0.49722 | 0.49559 | 0.48949
| Room Air Conditioner_Com, E - Cool | Grocery | Cooling | NC | 0.35 | 0.53219 | 0.62405 | 0.64521 | 0.62299 | 0.61977 | 0.61892 | 0.60237 | 0.60041 | 0.59302
| Room Air Conditioner_Com, E - Cool | Grocery | Cooling | RET | 0.0012031 | 0.0014025 | 0.0022696 | 0.003326 | 0.0038247 | 0.0038229 | 0.0044226 | 0.0050809 | 0.0055616 | 0.0054418
| Room Air Conditioner_Com, E - Cool | Grocery | Cooling | REPL | 0.35 | 0.55051 | 0.70033 | 0.73698 | 0.74456 | 0.74389 | 0.75027 | 0.76788 | 0.77498 | 0.75829
| Chiller Systems_Com, E - Cool | Grocery | Cooling | NC | 0.2 | 0.40998 | 0.58524 | 0.65854 | 0.65441 | 0.65937 | 0.65846 | 0.64086 | 0.63877 | 0.6309
| Chiller Systems_Com, E - Cool | Grocery | Cooling | RET | 0.010032 | 0.023277 | 0.038616 | 0.045605 | 0.047698 | 0.048102 | 0.04697 | 0.047409 | 0.047187 | 0.045534
| Chiller Systems_Com, E - Cool | Grocery | Cooling | REPL | 0.2 | 0.4108 | 0.61259 | 0.66944 | 0.66059 | 0.63163 | 0.58448 | 0.55722 | 0.52102 | 0.46933
| Chiller Tuneup_Com, E - Cool | Grocery | Cooling | RET | 0.019867 | 0.033877 | 0.045184 | 0.048582 | 0.049611 | 0.049959 | 0.049396 | 0.050556 | 0.051023 | 0.049924
| Mini Split Ductless AC_Com, E - Cool | Grocery | Cooling | NC | 0 | 0 | 0 | 0 | 0 | 0 | 0 | 0 | 0 | 0
| Mini Split Ductless AC_Com, E - Cool | Grocery | Cooling | RET | 0 | 0 | 0 | 0 | 0 | 0 | 0 | 0 | 0 | 0
| Mini Split Ductless AC_Com, E - Cool | Grocery | Cooling | REPL | 0 | 0 | 0 | 0 | 0 | 0 | 0 | 0 | 0 | 0
| Eff Unitary AC_Com, E - Cool | Grocery | Cooling | NC | 0.35 | 0.49552 | 0.55981 | 0.57087 | 0.54876 | 0.54492 | 0.54417 | 0.52962 | 0.52789 | 0.52139
| Eff Unitary AC_Com, E - Cool | Grocery | Cooling | RET | 0.025686 | 0.024702 | 0.025568 | 0.024985 | 0.02456 | 0.024331 | 0.02377 | 0.025346 | 0.026388 | 0.025819
| Eff Unitary AC_Com, E - Cool | Grocery | Cooling | REPL | 0.35 | 0.49815 | 0.60239 | 0.61765 | 0.61412 | 0.60548 | 0.58849 | 0.62569 | 0.65508 | 0.66406
| PTAC_Com, E - Cool | Grocery | Cooling | NC | 0.35 | 0.46324 | 0.50679 | 0.51095 | 0.48865 | 0.48523 | 0.48456 | 0.4716 | 0.47007 | 0.46428
| PTAC_Com, E - Cool | Grocery | Cooling | RET | 0.0022318 | 0.0028114 | 0.0048247 | 0.0075259 | 0.009219 | 0.0098135 | 0.0098193 | 0.010223 | 0.010317 | 0.010095
| PTAC_Com, E - Cool | Grocery | Cooling | REPL | 0.35 | 0.47805 | 0.56614 | 0.57891 | 0.57673 | 0.5724 | 0.56005 | 0.60118 | 0.60674 | 0.59367
| Unitary Equipment Economizer_Com, E - Cool | Grocery | Cooling | RET | 0.012398 | 0.022403 | 0.029312 | 0.030834 | 0.031095 | 0.031178 | 0.030826 | 0.03155 | 0.031842 | 0.031156
| AC Tuneup_Com, E - Cool [ASHP] | Grocery | Cooling | RET | 0.0096645 | 0.024952 | 0.040882 | 0.046662 | 0.048212 | 0.048607 | 0.048059 | 0.049187 | 0.049642 | 0.048573
| AC Tuneup_Com, E - Heat [ASHP] | Grocery | Space Heating | RET | 0.0096645 | 0.024952 | 0.040882 | 0.046662 | 0.048212 | 0.048607 | 0.048059 | 0.049187 | 0.049642 | 0.048573
| AC Tuneup_Com, E - Cool [Unitary AC] | Grocery | Cooling | RET | 0.0088796 | 0.022925 | 0.037562 | 0.042872 | 0.044296 | 0.044659 | 0.044156 | 0.045192 | 0.04561 | 0.044628
| DCV_Com, E - Cool [Building w Elec Heat] | Grocery | Cooling | RET | 0.014781 | 0.028962 | 0.042315 | 0.047295 | 0.048932 | 0.04956 | 0.049001 | 0.050151 | 0.050615 | 0.049525
| DCV_Com, E - Heat [Building w Elec Heat] | Grocery | Space Heating | RET | 0.014781 | 0.028962 | 0.042315 | 0.047295 | 0.048932 | 0.04956 | 0.049001 | 0.050151 | 0.050615 | 0.049525
| DCV_Com, E - Vent [Building w Elec Heat] | Grocery | Ventilation | RET | 0.014781 | 0.028962 | 0.042315 | 0.047295 | 0.048932 | 0.04956 | 0.049001 | 0.050151 | 0.050615 | 0.049525
| DCV_Com, E - Cool [Building w Gas Heat] | Grocery | Cooling | RET | 0.014925 | 0.029244 | 0.042726 | 0.047755 | 0.049408 | 0.050042 | 0.049478 | 0.050639 | 0.051108 | 0.050007
| DCV_Com, G - Heat [Building w Gas Heat] | Grocery |  | RET | 0.014925 | 0.030007 | 0.041861 | 0.046987 | 0.048765 | 0.049281 | 0.049432 | 0.049619 | 0.04991 | 0.050157
| DCV_Com, E - Vent [Building w Gas Heat] | Grocery | Ventilation | RET | 0.014925 | 0.029244 | 0.042726 | 0.047755 | 0.049408 | 0.050042 | 0.049478 | 0.050639 | 0.051108 | 0.050007
| DCV_Com, E - Cool [Building w Oil Heat] | Grocery | Cooling | RET | 0.015018 | 0.029426 | 0.042993 | 0.048053 | 0.049716 | 0.050354 | 0.049787 | 0.050955 | 0.051426 | 0.050319
| DCV_Com, O - Heat [Building w Oil Heat] | Grocery |  | RET | 0.015018 | 0.029875 | 0.041481 | 0.046409 | 0.047831 | 0.047899 | 0.04754 | 0.047164 | 0.046789 | 0.046388
| DCV_Com, E - Vent [Building w Oil Heat] | Grocery | Ventilation | RET | 0.015018 | 0.029426 | 0.042993 | 0.048053 | 0.049716 | 0.050354 | 0.049787 | 0.050955 | 0.051426 | 0.050319
| DCV_Com, E - Cool [Building w Propane Heat] | Grocery | Cooling | RET | 0.01475 | 0.028902 | 0.042226 | 0.047196 | 0.04883 | 0.049456 | 0.048899 | 0.050047 | 0.05051 | 0.049421
| DCV_Com, P - Heat [Building w Propane Heat] | Grocery |  | RET | 0.01475 | 0.029342 | 0.040741 | 0.045581 | 0.046978 | 0.047045 | 0.046692 | 0.046323 | 0.045955 | 0.04556
| DCV_Com, E - Vent [Building w Propane Heat] | Grocery | Ventilation | RET | 0.01475 | 0.028902 | 0.042226 | 0.047196 | 0.04883 | 0.049456 | 0.048899 | 0.050047 | 0.05051 | 0.049421
| Controls for Unitary AC_Com, E - Cool | Grocery | Cooling | RET | 0.010775 | 0.021112 | 0.030846 | 0.034476 | 0.035669 | 0.036127 | 0.03572 | 0.036558 | 0.036896 | 0.036102
| Optimized Unitary AC Sys_Com, E - Cool [Building w Elec Heat] | Grocery | Cooling | NC | 0.15 | 0.23577 | 0.30322 | 0.3366 | 0.33761 | 0.34327 | 0.3457 | 0.33645 | 0.33536 | 0.33123
| Optimized Unitary AC Sys_Com, E - Heat [Building w Elec Heat] | Grocery | Space Heating | NC | 0.15 | 0.23577 | 0.30322 | 0.3366 | 0.33761 | 0.34327 | 0.3457 | 0.33645 | 0.33536 | 0.33123
| Optimized Unitary AC Sys_Com, E - Cool [Building w Gas Heat] | Grocery | Cooling | NC | 0.15 | 0.27856 | 0.41269 | 0.50097 | 0.52526 | 0.54441 | 0.55306 | 0.5405 | 0.53874 | 0.5321
| Optimized Unitary AC Sys_Com, G - Heat [Building w Gas Heat] | Grocery |  | NC | 0.15 | 0.28131 | 0.41901 | 0.50393 | 0.53306 | 0.54004 | 0.54537 | 0.54668 | 0.54747 | 0.54566
| Optimized Unitary AC Sys_Com, E - Cool [Building w Oil Heat] | Grocery | Cooling | NC | 0.15 | 0.28164 | 0.42147 | 0.51523 | 0.54223 | 0.56293 | 0.57226 | 0.55952 | 0.55769 | 0.55083
| Optimized Unitary AC Sys_Com, O - Heat [Building w Oil Heat] | Grocery |  | NC | 0.15 | 0.2814 | 0.4214 | 0.50873 | 0.53639 | 0.53938 | 0.53935 | 0.53457 | 0.52801 | 0.51917
| Optimized Unitary AC Sys_Com, E - Cool [Building w Propane Heat] | Grocery | Cooling | NC | 0.15 | 0.26589 | 0.37781 | 0.44587 | 0.46072 | 0.47446 | 0.48073 | 0.469 | 0.46747 | 0.46172
| Optimized Unitary AC Sys_Com, P - Heat [Building w Propane Heat] | Grocery |  | NC | 0.15 | 0.26567 | 0.37774 | 0.44024 | 0.45576 | 0.45461 | 0.45307 | 0.44809 | 0.44259 | 0.43518
| Optimized Chiller Sys_Com, E - Cool | Grocery | Cooling | NC | 0.15 | 0.24033 | 0.31376 | 0.35133 | 0.35383 | 0.36038 | 0.36333 | 0.35362 | 0.35246 | 0.34812
| Cool Roof_Com, E - Cool [Building w Elec Heat] | Grocery | Cooling | NC | 0.1 | 0.12746 | 0.15111 | 0.16663 | 0.1703 | 0.17671 | 0.17954 | 0.17474 | 0.17417 | 0.17202
| Cool Roof_Com, E - Cool [Building w Elec Heat] | Grocery | Cooling | RET | 0 | 0.00089265 | 0.002875 | 0.0063124 | 0.011206 | 0.016345 | 0.019909 | 0.02258 | 0.023883 | 0.023368
| Cool Roof_Com, E - Heat [Building w Elec Heat] | Grocery | Space Heating | NC | 0.1 | 0.12746 | 0.15111 | 0.16663 | 0.1703 | 0.17671 | 0.17954 | 0.17474 | 0.17417 | 0.17202
| Cool Roof_Com, E - Heat [Building w Elec Heat] | Grocery | Space Heating | RET | 0 | 0.00089265 | 0.002875 | 0.0063124 | 0.011206 | 0.016345 | 0.019909 | 0.02258 | 0.023883 | 0.023368
| Cool Roof_Com, E - Cool [Building w Gas Heat] | Grocery | Cooling | NC | 0.1 | 0.12739 | 0.15094 | 0.16638 | 0.17 | 0.17637 | 0.17916 | 0.17437 | 0.1738 | 0.17166
| Cool Roof_Com, E - Cool [Building w Gas Heat] | Grocery | Cooling | RET | 0 | 0.00088804 | 0.0028602 | 0.0062798 | 0.011149 | 0.016261 | 0.019806 | 0.022464 | 0.02376 | 0.023248
| Cool Roof_Com, G - Heat [Building w Gas Heat] | Grocery |  | NC | 0.1 | 0.12864 | 0.15325 | 0.16736 | 0.17252 | 0.17495 | 0.17667 | 0.17637 | 0.17662 | 0.17604
| Cool Roof_Com, G - Heat [Building w Gas Heat] | Grocery |  | RET | 0 | 0.00091123 | 0.0028023 | 0.0061788 | 0.011004 | 0.016013 | 0.019788 | 0.022011 | 0.023203 | 0.023318
| Cool Roof_Com, E - Cool [Building w Oil Heat] | Grocery | Cooling | NC | 0.1 | 0.12628 | 0.14854 | 0.16286 | 0.16584 | 0.1717 | 0.17397 | 0.16931 | 0.16876 | 0.16668
| Cool Roof_Com, E - Cool [Building w Oil Heat] | Grocery | Cooling | RET | 0 | 0.00086978 | 0.0028014 | 0.0061507 | 0.010919 | 0.015926 | 0.019399 | 0.022002 | 0.023271 | 0.02277
| Cool Roof_Com, O - Heat [Building w Oil Heat] | Grocery |  | NC | 0.1 | 0.12617 | 0.14851 | 0.16081 | 0.16406 | 0.16452 | 0.16396 | 0.16177 | 0.15978 | 0.1571
| Cool Roof_Com, O - Heat [Building w Oil Heat] | Grocery |  | RET | 0 | 0.00088304 | 0.0027029 | 0.0059402 | 0.010505 | 0.01515 | 0.018524 | 0.020365 | 0.021173 | 0.020991
| Cool Roof_Com, E - Cool [Building w Propane Heat] | Grocery | Cooling | NC | 0.1 | 0.12707 | 0.15026 | 0.16538 | 0.16881 | 0.17503 | 0.17767 | 0.17292 | 0.17236 | 0.17024
| Cool Roof_Com, E - Cool [Building w Propane Heat] | Grocery | Cooling | RET | 0 | 0.00088294 | 0.0028438 | 0.0062437 | 0.011085 | 0.016167 | 0.019693 | 0.022335 | 0.023623 | 0.023114
| Cool Roof_Com, P - Heat [Building w Propane Heat] | Grocery |  | NC | 0.1 | 0.12697 | 0.15023 | 0.16329 | 0.16699 | 0.16771 | 0.16745 | 0.16521 | 0.16318 | 0.16045
| Cool Roof_Com, P - Heat [Building w Propane Heat] | Grocery |  | RET | 0 | 0.0008964 | 0.0027437 | 0.0060301 | 0.010664 | 0.015379 | 0.018804 | 0.020673 | 0.021493 | 0.021309
| GSHP_Com, E - Cool | Grocery | Cooling | RET | 0.0011836 | 0.0023012 | 0.0036075 | 0.0047403 | 0.0058671 | 0.0070178 | 0.0080379 | 0.0093243 | 0.010487 | 0.01128
| GSHP_Com, E - Cool | Grocery | Cooling | REPL | 0.02 | 0.035406 | 0.06246 | 0.096266 | 0.13645 | 0.1763 | 0.20339 | 0.2232 | 0.22672 | 0.21366
| GSHP_Com, E - Heat | Grocery | Space Heating | RET | 0.0011836 | 0.0023012 | 0.0036075 | 0.0047403 | 0.0058671 | 0.0070178 | 0.0080379 | 0.0093243 | 0.010487 | 0.01128
| GSHP_Com, E - Heat | Grocery | Space Heating | REPL | 0.02 | 0.035406 | 0.06246 | 0.096266 | 0.13645 | 0.1763 | 0.20339 | 0.2232 | 0.22672 | 0.21366
| Unitary HP_Com, E - Cool | Grocery | Cooling | NC | 0.35 | 0.46087 | 0.50303 | 0.50674 | 0.48445 | 0.48106 | 0.4804 | 0.46756 | 0.46603 | 0.4603
| Unitary HP_Com, E - Cool | Grocery | Cooling | RET | 0.0042903 | 0.012205 | 0.021473 | 0.025088 | 0.025858 | 0.025822 | 0.025202 | 0.027294 | 0.027546 | 0.026953
| Unitary HP_Com, E - Cool | Grocery | Cooling | REPL | 0.35 | 0.47 | 0.54592 | 0.54723 | 0.53455 | 0.52018 | 0.49871 | 0.56312 | 0.60154 | 0.58858
| Unitary HP_Com, E - Heat | Grocery | Space Heating | NC | 0.35 | 0.46087 | 0.50303 | 0.50674 | 0.48445 | 0.48106 | 0.4804 | 0.46756 | 0.46603 | 0.4603
| Unitary HP_Com, E - Heat | Grocery | Space Heating | RET | 0.0042903 | 0.012205 | 0.021473 | 0.025088 | 0.025858 | 0.025822 | 0.025202 | 0.027294 | 0.027546 | 0.026953
| Unitary HP_Com, E - Heat | Grocery | Space Heating | REPL | 0.35 | 0.47 | 0.54592 | 0.54723 | 0.53455 | 0.52018 | 0.49871 | 0.56312 | 0.60154 | 0.58858
| PTHP_Com, E - Cool | Grocery | Cooling | NC | 0.35 | 0.5405 | 0.63922 | 0.66304 | 0.64089 | 0.63787 | 0.63699 | 0.61996 | 0.61793 | 0.61033
| PTHP_Com, E - Cool | Grocery | Cooling | RET | 0.0020511 | 0.002161 | 0.002753 | 0.0034408 | 0.0038734 | 0.00403 | 0.0040123 | 0.0041757 | 0.0042143 | 0.0041235
| PTHP_Com, E - Cool | Grocery | Cooling | REPL | 0.35 | 0.55826 | 0.71615 | 0.75655 | 0.76598 | 0.76662 | 0.75481 | 0.78539 | 0.79761 | 0.78042
| PTHP_Com, E - Heat | Grocery | Space Heating | NC | 0.35 | 0.5405 | 0.63922 | 0.66304 | 0.64089 | 0.63787 | 0.63699 | 0.61996 | 0.61793 | 0.61033
| PTHP_Com, E - Heat | Grocery | Space Heating | RET | 0.0020511 | 0.002161 | 0.002753 | 0.0034408 | 0.0038734 | 0.00403 | 0.0040123 | 0.0041757 | 0.0042143 | 0.0041235
| PTHP_Com, E - Heat | Grocery | Space Heating | REPL | 0.35 | 0.55826 | 0.71615 | 0.75655 | 0.76598 | 0.76662 | 0.75481 | 0.78539 | 0.79761 | 0.78042
| Minisplit Ductless HP_Com, E - Cool | Grocery | Cooling | RET | 0.023233 | 0.035937 | 0.042626 | 0.042218 | 0.040524 | 0.038918 | 0.036855 | 0.037092 | 0.036827 | 0.035464
| Minisplit Ductless HP_Com, E - Cool | Grocery | Cooling | REPL | 0.175 | 0.25983 | 0.3119 | 0.30513 | 0.28433 | 0.26064 | 0.2338 | 0.22254 | 0.21602 | 0.20297
| Minisplit Ductless HP_Com, E - Heat | Grocery | Space Heating | RET | 0.023233 | 0.035937 | 0.042626 | 0.042218 | 0.040524 | 0.038918 | 0.036855 | 0.037092 | 0.036827 | 0.035464
| Minisplit Ductless HP_Com, E - Heat | Grocery | Space Heating | REPL | 0.175 | 0.25983 | 0.3119 | 0.30513 | 0.28433 | 0.26064 | 0.2338 | 0.22254 | 0.21602 | 0.20297
| Programmable TStat_Com, E - Cool [Building w Elec Heat] | Grocery | Cooling | NC | 0.3 | 0.18391 | 0.086757 | 0 | 0 | 0 | 0 | 0 | 0 | 0
| Programmable TStat_Com, E - Cool [Building w Elec Heat] | Grocery | Cooling | RET | 0.015144 | 0.0073699 | 0 | 0 | 0 | 0 | 0 | 0 | 0 | 0
| Programmable TStat_Com, E - Heat [Building w Elec Heat] | Grocery | Space Heating | NC | 0.3 | 0.18391 | 0.086757 | 0 | 0 | 0 | 0 | 0 | 0 | 0
| Programmable TStat_Com, E - Heat [Building w Elec Heat] | Grocery | Space Heating | RET | 0.015144 | 0.0073699 | 0 | 0 | 0 | 0 | 0 | 0 | 0 | 0
| Programmable TStat_Com, E - Cool [Building w Gas Heat] | Grocery | Cooling | NC | 0.3 | 0.18391 | 0.086757 | 0 | 0 | 0 | 0 | 0 | 0 | 0
| Programmable TStat_Com, E - Cool [Building w Gas Heat] | Grocery | Cooling | RET | 0.019485 | 0.0094826 | 0 | 0 | 0 | 0 | 0 | 0 | 0 | 0
| Programmable TStat_Com, G - Heat [Building w Gas Heat] | Grocery |  | NC | 0.3 | 0.18573 | 0.088084 | 0 | 0 | 0 | 0 | 0 | 0 | 0
| Programmable TStat_Com, G - Heat [Building w Gas Heat] | Grocery |  | RET | 0.019485 | 0.0097302 | 0 | 0 | 0 | 0 | 0 | 0 | 0 | 0
| Programmable TStat_Com, E - Cool [Building w Propane Heat] | Grocery | Cooling | NC | 0.3 | 0.18391 | 0.086757 | 0 | 0 | 0 | 0 | 0 | 0 | 0
| Programmable TStat_Com, E - Cool [Building w Propane Heat] | Grocery | Cooling | RET | 0.018993 | 0.0092433 | 0 | 0 | 0 | 0 | 0 | 0 | 0 | 0
| Programmable TStat_Com, P - Heat [Building w Propane Heat] | Grocery |  | NC | 0.3 | 0.18376 | 0.086742 | 0 | 0 | 0 | 0 | 0 | 0 | 0
| Programmable TStat_Com, P - Heat [Building w Propane Heat] | Grocery |  | RET | 0.018993 | 0.0093842 | 0 | 0 | 0 | 0 | 0 | 0 | 0 | 0
| Programmable TStat_Com, E - Cool [Building w Oil Heat] | Grocery | Cooling | NC | 0.3 | 0.18391 | 0.086757 | 0 | 0 | 0 | 0 | 0 | 0 | 0
| Programmable TStat_Com, E - Cool [Building w Oil Heat] | Grocery | Cooling | RET | 0.015557 | 0.0075708 | 0 | 0 | 0 | 0 | 0 | 0 | 0 | 0
| Programmable TStat_Com, O - Heat [Building w Oil Heat] | Grocery |  | NC | 0.3 | 0.18376 | 0.086742 | 0 | 0 | 0 | 0 | 0 | 0 | 0
| Programmable TStat_Com, O - Heat [Building w Oil Heat] | Grocery |  | RET | 0.015557 | 0.0076862 | 0 | 0 | 0 | 0 | 0 | 0 | 0 | 0
| Smart TStat_Com, E - Cool [Building w Elec Heat] | Grocery | Cooling | NC | 0.05 | 0.18391 | 0.34703 | 0.41104 | 0.4567 | 0.51759 | 0.59071 | 0.57492 | 0.57304 | 0.56599
| Smart TStat_Com, E - Cool [Building w Elec Heat] | Grocery | Cooling | RET | 0.0047516 | 0.0082949 | 0.016382 | 0.021859 | 0.023405 | 0.023898 | 0.023628 | 0.024183 | 0.024406 | 0.023881
| Smart TStat_Com, E - Heat [Building w Elec Heat] | Grocery | Space Heating | NC | 0.05 | 0.18391 | 0.34703 | 0.41104 | 0.4567 | 0.51759 | 0.59071 | 0.57492 | 0.57304 | 0.56599
| Smart TStat_Com, E - Heat [Building w Elec Heat] | Grocery | Space Heating | RET | 0.0047516 | 0.0082949 | 0.016382 | 0.021859 | 0.023405 | 0.023898 | 0.023628 | 0.024183 | 0.024406 | 0.023881
| Smart TStat_Com, E - Cool [Building w Gas Heat] | Grocery | Cooling | NC | 0.05 | 0.18391 | 0.34703 | 0.41104 | 0.4567 | 0.51759 | 0.59071 | 0.57492 | 0.57304 | 0.56599
| Smart TStat_Com, E - Cool [Building w Gas Heat] | Grocery | Cooling | RET | 0.0068584 | 0.011973 | 0.023645 | 0.031551 | 0.033784 | 0.034494 | 0.034105 | 0.034906 | 0.035229 | 0.03447
| Smart TStat_Com, G - Heat [Building w Gas Heat] | Grocery |  | NC | 0.05 | 0.18573 | 0.35234 | 0.41347 | 0.46348 | 0.51343 | 0.5825 | 0.58149 | 0.58234 | 0.5804
| Smart TStat_Com, G - Heat [Building w Gas Heat] | Grocery |  | RET | 0.0068584 | 0.012286 | 0.023167 | 0.031044 | 0.033344 | 0.03397 | 0.034073 | 0.034203 | 0.034403 | 0.034573
| Smart TStat_Com, E - Cool [Building w Propane Heat] | Grocery | Cooling | NC | 0.05 | 0.18391 | 0.34703 | 0.41104 | 0.4567 | 0.51759 | 0.59071 | 0.57492 | 0.57304 | 0.56599
| Smart TStat_Com, E - Cool [Building w Propane Heat] | Grocery | Cooling | RET | 0.0064463 | 0.011253 | 0.022225 | 0.029655 | 0.031753 | 0.032421 | 0.032056 | 0.032808 | 0.033112 | 0.032398
| Smart TStat_Com, P - Heat [Building w Propane Heat] | Grocery |  | NC | 0.05 | 0.18376 | 0.34697 | 0.40585 | 0.45178 | 0.49593 | 0.55673 | 0.54929 | 0.54254 | 0.53346
| Smart TStat_Com, P - Heat [Building w Propane Heat] | Grocery |  | RET | 0.0064463 | 0.011425 | 0.021443 | 0.02864 | 0.03055 | 0.03084 | 0.030609 | 0.030367 | 0.030126 | 0.029867
| Smart TStat_Com, E - Cool [Building w Oil Heat] | Grocery | Cooling | NC | 0.05 | 0.18391 | 0.34703 | 0.41104 | 0.4567 | 0.51759 | 0.59071 | 0.57492 | 0.57304 | 0.56599
| Smart TStat_Com, E - Cool [Building w Oil Heat] | Grocery | Cooling | RET | 0.0050162 | 0.0087569 | 0.017294 | 0.023076 | 0.024709 | 0.025229 | 0.024944 | 0.02553 | 0.025766 | 0.025211
| Smart TStat_Com, O - Heat [Building w Oil Heat] | Grocery |  | NC | 0.05 | 0.18376 | 0.34697 | 0.40585 | 0.45178 | 0.49593 | 0.55673 | 0.54929 | 0.54254 | 0.53346
| Smart TStat_Com, O - Heat [Building w Oil Heat] | Grocery |  | RET | 0.0050162 | 0.0088904 | 0.016686 | 0.022287 | 0.023772 | 0.023999 | 0.023819 | 0.02363 | 0.023442 | 0.023241
| Boiler Blowdown Controls_Com, G - Heat | Grocery |  | RET | 0.006368 | 0.012803 | 0.017861 | 0.020048 | 0.020807 | 0.021027 | 0.021091 | 0.021171 | 0.021295 | 0.021401
| Boiler Blowdown Controls_Com, O - Heat | Grocery |  | RET | 0.0061918 | 0.012317 | 0.017102 | 0.019134 | 0.019721 | 0.019749 | 0.019601 | 0.019446 | 0.019291 | 0.019125
| Boiler Blowdown Controls_Com, P - Heat | Grocery |  | RET | 0.0066073 | 0.013144 | 0.01825 | 0.020418 | 0.021044 | 0.021074 | 0.020916 | 0.020751 | 0.020585 | 0.020409
| Boiler Modifications_Com, G - Heat | Grocery |  | RET | 0.010864 | 0.021843 | 0.030471 | 0.034202 | 0.035497 | 0.035872 | 0.035982 | 0.036118 | 0.03633 | 0.03651
| Boiler Modifications_Com, O - Heat | Grocery |  | RET | 0.012476 | 0.024819 | 0.034461 | 0.038555 | 0.039737 | 0.039793 | 0.039495 | 0.039183 | 0.038871 | 0.038538
| Boiler Modifications_Com, P - Heat | Grocery |  | RET | 0.014901 | 0.029642 | 0.041157 | 0.046047 | 0.047459 | 0.047526 | 0.047169 | 0.046797 | 0.046424 | 0.046026
| Boilers_Com, G - Heat | Grocery |  | NC | 0.35 | 0.41511 | 0.43402 | 0.42621 | 0.40814 | 0.39615 | 0.39327 | 0.39258 | 0.39316 | 0.39185
| Boilers_Com, G - Heat | Grocery |  | RET | 0.007889 | 0.017039 | 0.022978 | 0.024576 | 0.024633 | 0.024186 | 0.023793 | 0.023423 | 0.023106 | 0.022773
| Boilers_Com, G - Heat | Grocery |  | REPL | 0.35 | 0.42655 | 0.44963 | 0.44504 | 0.43297 | 0.4205 | 0.40909 | 0.39789 | 0.38739 | 0.37643
| Boilers_Com, O - Heat | Grocery |  | NC | 0.35 | 0.54962 | 0.65689 | 0.67545 | 0.65492 | 0.6317 | 0.6205 | 0.6122 | 0.60468 | 0.59456
| Boilers_Com, O - Heat | Grocery |  | RET | 0.013577 | 0.028866 | 0.038312 | 0.040217 | 0.039358 | 0.037633 | 0.036 | 0.034423 | 0.032914 | 0.031451
| Boilers_Com, O - Heat | Grocery |  | REPL | 0.35 | 0.55431 | 0.65551 | 0.66458 | 0.63884 | 0.60037 | 0.56138 | 0.52273 | 0.48462 | 0.44681
| Boilers_Com, P - Heat | Grocery |  | NC | 0.35 | 0.54966 | 0.65696 | 0.67554 | 0.65501 | 0.63179 | 0.62059 | 0.61228 | 0.60476 | 0.59464
| Boilers_Com, P - Heat | Grocery |  | RET | 0.015048 | 0.031971 | 0.042368 | 0.044383 | 0.043337 | 0.041341 | 0.039455 | 0.037639 | 0.035904 | 0.034229
| Boilers_Com, P - Heat | Grocery |  | REPL | 0.35 | 0.55164 | 0.64912 | 0.65413 | 0.62446 | 0.58231 | 0.53972 | 0.49752 | 0.45594 | 0.41472
| Furnace_Com, G - Heat | Grocery |  | NC | 0.35 | 0.45744 | 0.49809 | 0.4958 | 0.47763 | 0.4636 | 0.46022 | 0.45942 | 0.46009 | 0.45856
| Furnace_Com, G - Heat | Grocery |  | RET | 0.008116 | 0.017544 | 0.023704 | 0.025418 | 0.02555 | 0.02516 | 0.024822 | 0.024508 | 0.024246 | 0.023967
| Furnace_Com, G - Heat | Grocery |  | REPL | 0.35 | 0.4697 | 0.51524 | 0.51652 | 0.50506 | 0.49004 | 0.47625 | 0.4627 | 0.44997 | 0.43669
| Furnace_Com, O - Heat | Grocery |  | NC | 0.35 | 0.52962 | 0.62007 | 0.63258 | 0.61179 | 0.58945 | 0.579 | 0.57125 | 0.56424 | 0.55479
| Furnace_Com, O - Heat | Grocery |  | RET | 0.0096258 | 0.02051 | 0.027354 | 0.028907 | 0.028499 | 0.027457 | 0.026464 | 0.025496 | 0.024563 | 0.023649
| Furnace_Com, O - Heat | Grocery |  | REPL | 0.35 | 0.54114 | 0.63516 | 0.64889 | 0.63306 | 0.60569 | 0.57833 | 0.55113 | 0.52429 | 0.49753
| Furnace_Com, P - Heat | Grocery |  | NC | 0.35 | 0.5492 | 0.6561 | 0.67453 | 0.65399 | 0.63079 | 0.61961 | 0.61132 | 0.60381 | 0.5937
| Furnace_Com, P - Heat | Grocery |  | RET | 0.012257 | 0.026101 | 0.034767 | 0.036677 | 0.03609 | 0.034702 | 0.033382 | 0.032099 | 0.030863 | 0.029657
| Furnace_Com, P - Heat | Grocery |  | REPL | 0.35 | 0.55631 | 0.66052 | 0.67311 | 0.65089 | 0.61577 | 0.58006 | 0.54463 | 0.5097 | 0.47499
| Unit Heater_Com, G - Heat | Grocery |  | NC | 0.35 | 0.49403 | 0.55758 | 0.56205 | 0.54452 | 0.52852 | 0.52467 | 0.52376 | 0.52452 | 0.52278
| Unit Heater_Com, G - Heat | Grocery |  | RET | 0.0091336 | 0.019699 | 0.02648 | 0.028198 | 0.028129 | 0.027483 | 0.026903 | 0.026354 | 0.027122 | 0.027858
| Unit Heater_Com, G - Heat | Grocery |  | REPL | 0.35 | 0.50559 | 0.57299 | 0.57948 | 0.56747 | 0.54817 | 0.53022 | 0.51254 | 0.52239 | 0.53187
| Unit Heater_Com, P - Heat | Grocery |  | NC | 0.35 | 0.54966 | 0.65696 | 0.67554 | 0.65501 | 0.63179 | 0.62059 | 0.61228 | 0.60476 | 0.59464
| Unit Heater_Com, P - Heat | Grocery |  | RET | 0.015046 | 0.031854 | 0.041882 | 0.043399 | 0.041872 | 0.039457 | 0.037197 | 0.035053 | 0.03303 | 0.031104
| Unit Heater_Com, P - Heat | Grocery |  | REPL | 0.35 | 0.55165 | 0.64912 | 0.65414 | 0.62447 | 0.58233 | 0.53973 | 0.49754 | 0.45596 | 0.41475
| Destratification Fans_Com, G - Heat | Grocery |  | NC | 0.05 | 0.075663 | 0.10465 | 0.129 | 0.14496 | 0.15536 | 0.16333 | 0.16837 | 0.16902 | 0.16846
| Destratification Fans_Com, G - Heat | Grocery |  | RET | 0 | 0.00049401 | 0.0015188 | 0.0033464 | 0.0059494 | 0.0086319 | 0.01062 | 0.011933 | 0.012579 | 0.012641
| Destratification Fans_Com, G - Heat | Grocery |  | REPL | 0.05 | 0.079706 | 0.1137 | 0.1447 | 0.16899 | 0.18504 | 0.19438 | 0.20793 | 0.20965 | 0.21069
| Destratification Fans_Com, O - Heat | Grocery |  | NC | 0.05 | 0.075811 | 0.10565 | 0.13127 | 0.14777 | 0.15788 | 0.16485 | 0.16832 | 0.1671 | 0.16431
| Destratification Fans_Com, O - Heat | Grocery |  | RET | 0 | 0.00051868 | 0.0015872 | 0.0034855 | 0.0061531 | 0.0088449 | 0.010764 | 0.011962 | 0.012436 | 0.01233
| Destratification Fans_Com, O - Heat | Grocery |  | REPL | 0.05 | 0.07986 | 0.11478 | 0.1472 | 0.17215 | 0.1878 | 0.1958 | 0.20787 | 0.20727 | 0.2055
| Destratification Fans_Com, P - Heat | Grocery |  | NC | 0.05 | 0.07987 | 0.11712 | 0.15256 | 0.17851 | 0.19604 | 0.20832 | 0.21494 | 0.21623 | 0.21261
| Destratification Fans_Com, P - Heat | Grocery |  | RET | 0 | 0.00067118 | 0.0020537 | 0.0045088 | 0.0079554 | 0.011425 | 0.013885 | 0.015479 | 0.016093 | 0.015955
| Destratification Fans_Com, P - Heat | Grocery |  | REPL | 0.05 | 0.084123 | 0.12716 | 0.17079 | 0.2072 | 0.23169 | 0.24497 | 0.26545 | 0.26821 | 0.26591
| Energy Recovery Ventilator_Com, G - Heat | Grocery |  | NC | 0.2 | 0.29912 | 0.36995 | 0.39694 | 0.39715 | 0.39284 | 0.39206 | 0.39137 | 0.39194 | 0.39064
| Energy Recovery Ventilator_Com, G - Heat | Grocery |  | RET | 0.0069229 | 0.016432 | 0.025832 | 0.030268 | 0.031294 | 0.031001 | 0.030224 | 0.030596 | 0.031027 | 0.031427
| Energy Recovery Ventilator_Com, G - Heat | Grocery |  | REPL | 0.2 | 0.30786 | 0.3827 | 0.41111 | 0.41421 | 0.4058 | 0.39254 | 0.39341 | 0.39508 | 0.39642
| Energy Recovery Ventilator_Com, O - Heat | Grocery |  | NC | 0.2 | 0.32868 | 0.43853 | 0.49103 | 0.49842 | 0.49295 | 0.48959 | 0.48312 | 0.47719 | 0.4692
| Energy Recovery Ventilator_Com, O - Heat | Grocery |  | RET | 0.0090468 | 0.021207 | 0.033038 | 0.038314 | 0.039002 | 0.037937 | 0.036257 | 0.036008 | 0.035757 | 0.035485
| Energy Recovery Ventilator_Com, O - Heat | Grocery |  | REPL | 0.2 | 0.33579 | 0.44634 | 0.49468 | 0.49898 | 0.4816 | 0.4561 | 0.44547 | 0.43488 | 0.42417
| Energy Recovery Ventilator_Com, P - Heat | Grocery |  | NC | 0.2 | 0.34115 | 0.46951 | 0.53586 | 0.54899 | 0.54512 | 0.54228 | 0.53567 | 0.52909 | 0.52024
| Energy Recovery Ventilator_Com, P - Heat | Grocery |  | RET | 0.010031 | 0.023494 | 0.036526 | 0.04222 | 0.042806 | 0.041461 | 0.039453 | 0.039047 | 0.038648 | 0.038232
| Energy Recovery Ventilator_Com, P - Heat | Grocery |  | REPL | 0.2 | 0.34733 | 0.47425 | 0.53281 | 0.53897 | 0.51843 | 0.48769 | 0.4733 | 0.45849 | 0.44362
| Forced Air Heating Maintenance_Com, G - Heat | Grocery |  | RET | 0.0044163 | 0.0084541 | 0.0114 | 0.012606 | 0.013016 | 0.013124 | 0.013164 | 0.013214 | 0.013292 | 0.013358
| Forced Air Heating Maintenance_Com, O - Heat | Grocery |  | RET | 0.005325 | 0.010086 | 0.013536 | 0.01492 | 0.015299 | 0.015286 | 0.015171 | 0.015051 | 0.014931 | 0.014803
| Forced Air Heating Maintenance_Com, P - Heat | Grocery |  | RET | 0.0070745 | 0.013399 | 0.017984 | 0.019822 | 0.020325 | 0.020308 | 0.020155 | 0.019996 | 0.019837 | 0.019667
| Infrared Heater_Com, G - Heat | Grocery |  | NC | 0.05 | 0.17279 | 0.37976 | 0.55623 | 0.62662 | 0.64236 | 0.64847 | 0.64749 | 0.64844 | 0.64629
| Infrared Heater_Com, G - Heat | Grocery |  | RET | 0.010032 | 0.026554 | 0.041447 | 0.047336 | 0.048859 | 0.048938 | 0.048875 | 0.048848 | 0.050323 | 0.050572
| Infrared Heater_Com, G - Heat | Grocery |  | REPL | 0.05 | 0.17544 | 0.3811 | 0.5481 | 0.60876 | 0.60406 | 0.5762 | 0.53842 | 0.64531 | 0.75277
| Steam Trap Maintenance_Com, G - Heat | Grocery |  | RET | 0.022298 | 0.036808 | 0.042751 | 0.04407 | 0.044157 | 0.044177 | 0.044312 | 0.04448 | 0.04474 | 0.044962
| Steam Trap Maintenance_Com, O - Heat | Grocery |  | RET | 0.024965 | 0.040775 | 0.047136 | 0.048433 | 0.048191 | 0.047776 | 0.047418 | 0.047043 | 0.046669 | 0.046268
| Windows_Com, E - Cool [Building w Elec Heat] | Grocery | Cooling | NC | 0.25 | 0.26791 | 0.27301 | 0.2703 | 0.25772 | 0.25592 | 0.25556 | 0.24873 | 0.24792 | 0.24487
| Windows_Com, E - Heat [Building w Elec Heat] | Grocery | Space Heating | NC | 0.25 | 0.26791 | 0.27301 | 0.2703 | 0.25772 | 0.25592 | 0.25556 | 0.24873 | 0.24792 | 0.24487
| Windows_Com, E - Cool [Building w Gas Heat] | Grocery | Cooling | NC | 0.25 | 0.2705 | 0.27689 | 0.27466 | 0.2622 | 0.26037 | 0.26001 | 0.25306 | 0.25223 | 0.24913
| Windows_Com, G - Heat [Building w Gas Heat] | Grocery |  | NC | 0.25 | 0.27317 | 0.28113 | 0.27628 | 0.2661 | 0.25828 | 0.2564 | 0.25595 | 0.25632 | 0.25547
| Windows_Com, E - Cool [Building w Oil Heat] | Grocery | Cooling | NC | 0.25 | 0.27853 | 0.28915 | 0.28853 | 0.27629 | 0.27461 | 0.27423 | 0.26689 | 0.26602 | 0.26275
| Windows_Com, O - Heat [Building w Oil Heat] | Grocery |  | NC | 0.25 | 0.27831 | 0.2891 | 0.28488 | 0.27332 | 0.26312 | 0.25845 | 0.255 | 0.25186 | 0.24765
| Windows_Com, E - Cool [Building w Propane Heat] | Grocery | Cooling | NC | 0.25 | 0.27285 | 0.28045 | 0.27866 | 0.26633 | 0.26447 | 0.26411 | 0.25704 | 0.25621 | 0.25305
| Windows_Com, P - Heat [Building w Propane Heat] | Grocery |  | NC | 0.25 | 0.27263 | 0.2804 | 0.27514 | 0.26347 | 0.25341 | 0.24891 | 0.24558 | 0.24257 | 0.23851
| Window Film_Com, E - Cool [Building w Elec Heat] | Grocery | Cooling | RET | 0.0037706 | 0.0097348 | 0.01595 | 0.018205 | 0.01881 | 0.018964 | 0.01875 | 0.01919 | 0.019368 | 0.01895
| Window Film_Com, E - Heat [Building w Elec Heat] | Grocery | Space Heating | RET | 0.0037706 | 0.0097348 | 0.01595 | 0.018205 | 0.01881 | 0.018964 | 0.01875 | 0.01919 | 0.019368 | 0.01895
| Window Film_Com, E - Cool [Building w Gas Heat] | Grocery | Cooling | RET | 0.0039047 | 0.010081 | 0.016518 | 0.018853 | 0.019479 | 0.019639 | 0.019417 | 0.019873 | 0.020057 | 0.019625
| Window Film_Com, G - Heat [Building w Gas Heat] | Grocery |  | RET | 0.0039047 | 0.010344 | 0.016183 | 0.018549 | 0.019226 | 0.01934 | 0.019399 | 0.019473 | 0.019587 | 0.019684
| Window Film_Com, E - Cool [Building w Oil Heat] | Grocery | Cooling | RET | 0.0037329 | 0.0096375 | 0.015791 | 0.018023 | 0.018622 | 0.018774 | 0.018563 | 0.018998 | 0.019174 | 0.018761
| Window Film_Com, O - Heat [Building w Oil Heat] | Grocery |  | RET | 0.0037329 | 0.0097844 | 0.015235 | 0.017406 | 0.017916 | 0.017859 | 0.017725 | 0.017585 | 0.017445 | 0.017295
| Window Film_Com, E - Cool [Building w Propane Heat] | Grocery | Cooling | RET | 0.0038552 | 0.0099532 | 0.016308 | 0.018613 | 0.019232 | 0.019389 | 0.019171 | 0.019621 | 0.019802 | 0.019376
| Window Film_Com, P - Heat [Building w Propane Heat] | Grocery |  | RET | 0.0038552 | 0.010105 | 0.015734 | 0.017976 | 0.018502 | 0.018444 | 0.018306 | 0.018161 | 0.018016 | 0.017862
| Motors and Fans_Com, E - Vent | Grocery | Ventilation | NC | 0.4 | 0.42225 | 0.49705 | 0.52474 | 0.53778 | 0.53402 | 0.53328 | 0.51902 | 0.51733 | 0.51096
| Motors and Fans_Com, E - Vent | Grocery | Ventilation | RET | 0.019833 | 0.027331 | 0.031108 | 0.030667 | 0.029587 | 0.028695 | 0.027444 | 0.027243 | 0.026671 | 0.025316
| Motors and Fans_Com, E - Vent | Grocery | Ventilation | REPL | 0.4 | 0.41676 | 0.51564 | 0.53638 | 0.55653 | 0.53641 | 0.50899 | 0.50054 | 0.48458 | 0.454
| ECM Furnace Motors_Com, E - Vent | Grocery | Ventilation | RET | 0.024243 | 0.038308 | 0.047051 | 0.048551 | 0.048642 | 0.048772 | 0.048222 | 0.049354 | 0.049811 | 0.048737
| VFD on HVAC System_Com, E - Vent | Grocery | Ventilation | RET | 0.024842 | 0.039254 | 0.048213 | 0.04975 | 0.049843 | 0.049976 | 0.049413 | 0.050573 | 0.051041 | 0.049941
| Kitchen DCV_Com, E - Vent [Building w Elec Heat] | Grocery | Ventilation | NC | 0.1 | 0.21201 | 0.35544 | 0.47352 | 0.52307 | 0.55536 | 0.56989 | 0.56065 | 0.55882 | 0.55194
| Kitchen DCV_Com, E - Vent [Building w Elec Heat] | Grocery | Ventilation | RET | 0.0050152 | 0.014967 | 0.030734 | 0.040831 | 0.043923 | 0.043706 | 0.04161 | 0.041394 | 0.04063 | 0.038685
| Kitchen DCV_Com, E - Vent [Building w Elec Heat] | Grocery | Ventilation | REPL | 0.1 | 0.21542 | 0.38049 | 0.49483 | 0.5445 | 0.54996 | 0.5241 | 0.51748 | 0.49731 | 0.46218
| Kitchen DCV_Com, E - Heat [Building w Elec Heat] | Grocery | Space Heating | NC | 0.1 | 0.21201 | 0.35544 | 0.47352 | 0.52307 | 0.55536 | 0.56989 | 0.56065 | 0.55882 | 0.55194
| Kitchen DCV_Com, E - Heat [Building w Elec Heat] | Grocery | Space Heating | RET | 0.0050152 | 0.014967 | 0.030734 | 0.040831 | 0.043923 | 0.043706 | 0.04161 | 0.041394 | 0.04063 | 0.038685
| Kitchen DCV_Com, E - Heat [Building w Elec Heat] | Grocery | Space Heating | REPL | 0.1 | 0.21542 | 0.38049 | 0.49483 | 0.5445 | 0.54996 | 0.5241 | 0.51748 | 0.49731 | 0.46218
| Kitchen DCV_Com, E - Vent [Building w Gas Heat] | Grocery | Ventilation | NC | 0.1 | 0.21201 | 0.35544 | 0.47352 | 0.52308 | 0.55536 | 0.56989 | 0.56065 | 0.55882 | 0.55195
| Kitchen DCV_Com, E - Vent [Building w Gas Heat] | Grocery | Ventilation | RET | 0.0050152 | 0.014967 | 0.030734 | 0.040831 | 0.043923 | 0.043706 | 0.04161 | 0.041394 | 0.04063 | 0.038685
| Kitchen DCV_Com, E - Vent [Building w Gas Heat] | Grocery | Ventilation | REPL | 0.1 | 0.21542 | 0.38049 | 0.49484 | 0.5445 | 0.54996 | 0.52411 | 0.51749 | 0.49732 | 0.46218
| Kitchen DCV_Com, G - Heat [Building w Gas Heat] | Grocery |  | NC | 0.1 | 0.2141 | 0.36088 | 0.47631 | 0.53084 | 0.5509 | 0.56197 | 0.56706 | 0.56789 | 0.566
| Kitchen DCV_Com, G - Heat [Building w Gas Heat] | Grocery |  | RET | 0.0050152 | 0.015357 | 0.030112 | 0.040174 | 0.043352 | 0.043042 | 0.041571 | 0.040561 | 0.039678 | 0.038801
| Kitchen DCV_Com, G - Heat [Building w Gas Heat] | Grocery |  | REPL | 0.1 | 0.22104 | 0.37279 | 0.48688 | 0.53742 | 0.5416 | 0.52362 | 0.50706 | 0.48566 | 0.46357
| Kitchen DCV_Com, E - Vent [Building w Oil Heat] | Grocery | Ventilation | NC | 0.1 | 0.21202 | 0.35547 | 0.47357 | 0.52315 | 0.55545 | 0.56998 | 0.56074 | 0.55891 | 0.55203
| Kitchen DCV_Com, E - Vent [Building w Oil Heat] | Grocery | Ventilation | RET | 0.0050161 | 0.014969 | 0.030739 | 0.040837 | 0.04393 | 0.043712 | 0.041615 | 0.0414 | 0.040635 | 0.038689
| Kitchen DCV_Com, E - Vent [Building w Oil Heat] | Grocery | Ventilation | REPL | 0.1 | 0.21542 | 0.38052 | 0.49489 | 0.54456 | 0.55002 | 0.52416 | 0.51753 | 0.49736 | 0.46221
| Kitchen DCV_Com, O - Heat [Building w Oil Heat] | Grocery |  | NC | 0.1 | 0.21185 | 0.35541 | 0.46759 | 0.51752 | 0.53221 | 0.53719 | 0.53574 | 0.52916 | 0.5203
| Kitchen DCV_Com, O - Heat [Building w Oil Heat] | Grocery |  | RET | 0.0050161 | 0.015197 | 0.029658 | 0.03944 | 0.042264 | 0.041581 | 0.039737 | 0.038319 | 0.03697 | 0.035667
| Kitchen DCV_Com, O - Heat [Building w Oil Heat] | Grocery |  | REPL | 0.1 | 0.21871 | 0.36714 | 0.47795 | 0.52392 | 0.5232 | 0.50051 | 0.47903 | 0.4525 | 0.4261
| Kitchen DCV_Com, E - Vent [Building w Propane Heat] | Grocery | Ventilation | NC | 0.1 | 0.21166 | 0.35431 | 0.47143 | 0.52038 | 0.5523 | 0.56666 | 0.55742 | 0.55561 | 0.54877
| Kitchen DCV_Com, E - Vent [Building w Propane Heat] | Grocery | Ventilation | RET | 0.0049863 | 0.014881 | 0.03056 | 0.040607 | 0.043692 | 0.043488 | 0.041414 | 0.04121 | 0.040459 | 0.038531
| Kitchen DCV_Com, E - Vent [Building w Propane Heat] | Grocery | Ventilation | REPL | 0.1 | 0.21509 | 0.3794 | 0.49294 | 0.54221 | 0.54767 | 0.5221 | 0.5157 | 0.49587 | 0.46111
| Kitchen DCV_Com, P - Heat [Building w Propane Heat] | Grocery |  | NC | 0.1 | 0.21149 | 0.35425 | 0.46547 | 0.51478 | 0.5292 | 0.53407 | 0.53257 | 0.52603 | 0.51722
| Kitchen DCV_Com, P - Heat [Building w Propane Heat] | Grocery |  | RET | 0.0049863 | 0.015107 | 0.029485 | 0.039217 | 0.042036 | 0.041368 | 0.039545 | 0.038144 | 0.036811 | 0.035521
| Kitchen DCV_Com, P - Heat [Building w Propane Heat] | Grocery |  | REPL | 0.1 | 0.21836 | 0.36606 | 0.47608 | 0.52165 | 0.52097 | 0.49854 | 0.47733 | 0.45115 | 0.42509
| Duct Sealing Regulated_Com, E - Vent [Building w Elec Heat] | Grocery | Ventilation | RET | 0.0077487 | 0.01803 | 0.03011 | 0.035937 | 0.038069 | 0.038918 | 0.038532 | 0.039437 | 0.039802 | 0.038944
| Duct Sealing Regulated_Com, E - Heat [Building w Elec Heat] | Grocery | Space Heating | RET | 0.0077487 | 0.01803 | 0.03011 | 0.035937 | 0.038069 | 0.038918 | 0.038532 | 0.039437 | 0.039802 | 0.038944
| Duct Sealing Regulated_Com, E - Cool [Building w Elec Heat] | Grocery | Cooling | RET | 0.0077487 | 0.01803 | 0.03011 | 0.035937 | 0.038069 | 0.038918 | 0.038532 | 0.039437 | 0.039802 | 0.038944
| Duct Sealing Regulated_Com, E - Vent [Building w Gas Heat] | Grocery | Ventilation | RET | 0.0084965 | 0.01977 | 0.033016 | 0.039405 | 0.041743 | 0.042674 | 0.042251 | 0.043243 | 0.043643 | 0.042703
| Duct Sealing Regulated_Com, G - Heat [Building w Gas Heat] | Grocery |  | RET | 0.0084965 | 0.020286 | 0.032347 | 0.038771 | 0.0412 | 0.042025 | 0.042212 | 0.042372 | 0.04262 | 0.042831
| Duct Sealing Regulated_Com, E - Cool [Building w Gas Heat] | Grocery | Cooling | RET | 0.0084965 | 0.01977 | 0.033016 | 0.039405 | 0.041743 | 0.042674 | 0.042251 | 0.043243 | 0.043643 | 0.042703
| Duct Sealing Non Regulated_Com, E - Vent [Building w Oil Heat] | Grocery | Ventilation | RET | 0.0082972 | 0.019306 | 0.032241 | 0.038481 | 0.040764 | 0.041673 | 0.04126 | 0.042229 | 0.042619 | 0.041701
| Duct Sealing Non Regulated_Com, O - Heat [Building w Oil Heat] | Grocery |  | RET | 0.0082972 | 0.019601 | 0.031107 | 0.037164 | 0.039218 | 0.039641 | 0.039398 | 0.039087 | 0.038776 | 0.038443
| Duct Sealing Non Regulated_Com, E - Cool [Building w Oil Heat] | Grocery | Cooling | RET | 0.0082972 | 0.019306 | 0.032241 | 0.038481 | 0.040764 | 0.041673 | 0.04126 | 0.042229 | 0.042619 | 0.041701
| Duct Sealing Non Regulated_Com, E - Vent [Building w Propane Heat] | Grocery | Ventilation | RET | 0.0086103 | 0.020035 | 0.033458 | 0.039933 | 0.042302 | 0.043245 | 0.042817 | 0.043822 | 0.044227 | 0.043274
| Duct Sealing Non Regulated_Com, P - Heat [Building w Propane Heat] | Grocery |  | RET | 0.0086103 | 0.02034 | 0.032281 | 0.038566 | 0.040698 | 0.041137 | 0.040885 | 0.040562 | 0.040239 | 0.039894
| Duct Sealing Non Regulated_Com, E - Cool [Building w Propane Heat] | Grocery | Cooling | RET | 0.0086103 | 0.020035 | 0.033458 | 0.039933 | 0.042302 | 0.043245 | 0.042817 | 0.043822 | 0.044227 | 0.043274
| Power Strip_Com, E - Plug [Tier 1] | Grocery | Plug Loads | NC | 0.25 | 0.18767 | 0.13556 | 0.13118 | 0.1241 | 0.12323 | 0.12306 | 0.11977 | 0.12059 | 0.12031
| Power Strip_Com, E - Plug [Tier 1] | Grocery | Plug Loads | RET | 0.0098003 | 0.0085039 | 0.0078513 | 0.0067431 | 0.0058033 | 0.0048978 | 0.0038987 | 0.0029927 | 0.0020136 | 0.0009851
| Power Strip_Com, E - Plug [Tier 1] | Grocery | Plug Loads | REPL | 0.25 | 0.19104 | 0.14889 | 0.14622 | 0.14691 | 0.1489 | 0.14894 | 0.15268 | 0.1541 | 0.15078
| Power Strip_Com, E - Plug [Tier 2] | Grocery | Plug Loads | NC | 0 | 0.02815 | 0.090372 | 0.26237 | 0.33094 | 0.32863 | 0.32817 | 0.3194 | 0.32157 | 0.32082
| Power Strip_Com, E - Plug [Tier 2] | Grocery | Plug Loads | RET | 0 | 0.00076068 | 0.0015925 | 0.0023589 | 0.0031361 | 0.0039306 | 0.0046636 | 0.0055686 | 0.006423 | 0.0070702
| Power Strip_Com, E - Plug [Tier 2] | Grocery | Plug Loads | REPL | 0 | 0.029177 | 0.10172 | 0.3011 | 0.40128 | 0.40235 | 0.39782 | 0.40716 | 0.41092 | 0.40207
| Computer Power Management_Com, E - Plug | Grocery | Plug Loads | RET | 0.0046766 | 0.016191 | 0.033655 | 0.043072 | 0.046098 | 0.047042 | 0.046511 | 0.047603 | 0.048043 | 0.047008
| Vending Machine Controls_Com, E - Plug [Non-Refrigerated] | Grocery | Plug Loads | RET | 0.0037603 | 0.013019 | 0.027061 | 0.034632 | 0.037066 | 0.037824 | 0.037398 | 0.038276 | 0.03863 | 0.037798
| Vending Machine Controls_Com, E - Plug [Refrigerated] | Grocery | Plug Loads | RET | 0.0050145 | 0.017361 | 0.036086 | 0.046183 | 0.049429 | 0.05044 | 0.049872 | 0.051042 | 0.051514 | 0.050405
| Ovens_Com, E - Cook | Grocery | Cooking | NC | 0.4 | 0.67179 | 0.77455 | 0.78444 | 0.74702 | 0.74179 | 0.74077 | 0.72096 | 0.71861 | 0.70977
| Ovens_Com, E - Cook | Grocery | Cooking | REPL | 0.4 | 0.69684 | 0.87388 | 0.90449 | 0.90579 | 0.90821 | 0.89798 | 0.91906 | 0.92756 | 0.90757
| Ovens_Com, G - Cook | Grocery |  | NC | 0.4 | 0.67842 | 0.7864 | 0.78908 | 0.75811 | 0.73583 | 0.73048 | 0.7292 | 0.73027 | 0.72784
| Ovens_Com, G - Cook | Grocery |  | REPL | 0.4 | 0.71503 | 0.85618 | 0.88994 | 0.89401 | 0.89441 | 0.89714 | 0.90055 | 0.90581 | 0.9103
| Ovens_Com, P - Cook | Grocery |  | NC | 0.4 | 0.67124 | 0.77442 | 0.77453 | 0.73898 | 0.71076 | 0.69816 | 0.68882 | 0.68036 | 0.66897
| Ovens_Com, P - Cook | Grocery |  | REPL | 0.4 | 0.70746 | 0.84314 | 0.87354 | 0.87145 | 0.86393 | 0.85745 | 0.85068 | 0.84391 | 0.83667
| Fryers_Com, E - Cook | Grocery | Cooking | NC | 0.4 | 0.67179 | 0.77455 | 0.78444 | 0.74702 | 0.74179 | 0.74077 | 0.72096 | 0.71861 | 0.70977
| Fryers_Com, E - Cook | Grocery | Cooking | REPL | 0.4 | 0.69684 | 0.87388 | 0.90449 | 0.90579 | 0.90821 | 0.89798 | 0.91906 | 0.92756 | 0.90757
| Fryers_Com, G - Cook | Grocery |  | NC | 0.4 | 0.64607 | 0.73486 | 0.73355 | 0.70362 | 0.68294 | 0.67797 | 0.67679 | 0.67778 | 0.67553
| Fryers_Com, G - Cook | Grocery |  | REPL | 0.4 | 0.68093 | 0.80007 | 0.82732 | 0.82975 | 0.83012 | 0.83266 | 0.83582 | 0.84071 | 0.84487
| Fryers_Com, P - Cook | Grocery |  | NC | 0.4 | 0.67124 | 0.77442 | 0.77453 | 0.73898 | 0.71076 | 0.69816 | 0.68882 | 0.68036 | 0.66897
| Fryers_Com, P - Cook | Grocery |  | REPL | 0.4 | 0.70746 | 0.84314 | 0.87354 | 0.87145 | 0.86393 | 0.85745 | 0.85068 | 0.84391 | 0.83667
| Griddles_Com, E - Cook | Grocery | Cooking | NC | 0.4 | 0.65462 | 0.74715 | 0.75459 | 0.71796 | 0.71294 | 0.71196 | 0.69293 | 0.69067 | 0.68216
| Griddles_Com, E - Cook | Grocery | Cooking | REPL | 0.4 | 0.67903 | 0.84296 | 0.87007 | 0.87056 | 0.87289 | 0.86305 | 0.88332 | 0.89148 | 0.87228
| Griddles_Com, G - Cook | Grocery |  | NC | 0.4 | 0.67841 | 0.78638 | 0.78906 | 0.75809 | 0.73581 | 0.73046 | 0.72919 | 0.73025 | 0.72783
| Griddles_Com, G - Cook | Grocery |  | REPL | 0.4 | 0.71502 | 0.85617 | 0.88992 | 0.89399 | 0.89439 | 0.89712 | 0.90053 | 0.90579 | 0.91028
| Griddles_Com, P - Cook | Grocery |  | NC | 0.4 | 0.67124 | 0.77442 | 0.77453 | 0.73898 | 0.71076 | 0.69816 | 0.68882 | 0.68036 | 0.66897
| Griddles_Com, P - Cook | Grocery |  | REPL | 0.4 | 0.70746 | 0.84314 | 0.87354 | 0.87145 | 0.86393 | 0.85745 | 0.85068 | 0.84391 | 0.83667
| Hot Food Holding Cabinet_Com, E - Cook | Grocery | Cooking | NC | 0.4 | 0.67179 | 0.77455 | 0.78444 | 0.74702 | 0.74179 | 0.74077 | 0.72096 | 0.71861 | 0.70977
| Hot Food Holding Cabinet_Com, E - Cook | Grocery | Cooking | REPL | 0.4 | 0.69684 | 0.87388 | 0.90449 | 0.90579 | 0.90821 | 0.89798 | 0.91906 | 0.92756 | 0.90757
| Steamers_Com, E - Cook | Grocery | Cooking | NC | 0.4 | 0.66948 | 0.77084 | 0.78039 | 0.74307 | 0.73788 | 0.73686 | 0.71716 | 0.71482 | 0.70602
| Steamers_Com, E - Cook | Grocery | Cooking | REPL | 0.4 | 0.69445 | 0.86969 | 0.89982 | 0.90101 | 0.90342 | 0.89324 | 0.91421 | 0.92266 | 0.90278
| Steamers_Com, G - Cook | Grocery |  | NC | 0.4 | 0.67842 | 0.7864 | 0.78908 | 0.75811 | 0.73583 | 0.73048 | 0.7292 | 0.73027 | 0.72784
| Steamers_Com, G - Cook | Grocery |  | REPL | 0.4 | 0.71503 | 0.85618 | 0.88994 | 0.89401 | 0.89441 | 0.89714 | 0.90055 | 0.90581 | 0.9103
| ES Refrigerator and Freezer_Com, E - Refr | Grocery | Refrigeration | NC | 0.2 | 0.39773 | 0.55473 | 0.6173 | 0.61101 | 0.61455 | 0.6137 | 0.59729 | 0.59534 | 0.58802
| ES Refrigerator and Freezer_Com, E - Refr | Grocery | Refrigeration | REPL | 0.2 | 0.41256 | 0.62586 | 0.71177 | 0.74088 | 0.75242 | 0.74394 | 0.76141 | 0.76845 | 0.75189
| Anti Sweat Heat Control_Com, E - Refr | Grocery | Refrigeration | NC | 0.2 | 0.32236 | 0.42285 | 0.47481 | 0.47881 | 0.48795 | 0.49213 | 0.47897 | 0.47741 | 0.47153
| Anti Sweat Heat Control_Com, E - Refr | Grocery | Refrigeration | RET | 0.0085692 | 0.022124 | 0.036249 | 0.041373 | 0.042748 | 0.043098 | 0.042612 | 0.043613 | 0.044016 | 0.043068
| Case Night Covers_Com, E - Refr | Grocery | Refrigeration | RET | 0.0024796 | 0.010596 | 0.019984 | 0.023715 | 0.024706 | 0.024941 | 0.02466 | 0.025239 | 0.025473 | 0.024924
| Loading Dock Pit Seals_Com, E - Refr | Grocery | Refrigeration | NC | 0.05 | 0.10796 | 0.18409 | 0.24867 | 0.27701 | 0.29529 | 0.30353 | 0.29882 | 0.29798 | 0.29431
| Loading Dock Pit Seals_Com, E - Refr | Grocery | Refrigeration | RET | 0.0053485 | 0.013809 | 0.022625 | 0.025823 | 0.026681 | 0.0269 | 0.026597 | 0.027221 | 0.027473 | 0.026881
| ECM Comp Cond Fan Motor_Com, E - Refr | Grocery | Refrigeration | NC | 0.15 | 0.27953 | 0.41546 | 0.50545 | 0.53058 | 0.55022 | 0.55907 | 0.54645 | 0.54467 | 0.53797
| ECM Comp Cond Fan Motor_Com, E - Refr | Grocery | Refrigeration | RET | 0.010032 | 0.025811 | 0.041899 | 0.04713 | 0.047883 | 0.047438 | 0.046086 | 0.051059 | 0.051531 | 0.050421
| ECM Comp Cond Fan Motor_Com, E - Refr | Grocery | Refrigeration | REPL | 0.15 | 0.27933 | 0.43205 | 0.5092 | 0.53001 | 0.52118 | 0.49033 | 0.57005 | 0.64199 | 0.68789
| Evap Fan Motor Replacement_Com, E - Refr | Grocery | Refrigeration | NC | 0.15 | 0.27056 | 0.39043 | 0.46551 | 0.48355 | 0.49911 | 0.50617 | 0.49413 | 0.49252 | 0.48646
| Evap Fan Motor Replacement_Com, E - Refr | Grocery | Refrigeration | RET | 0.0096365 | 0.024648 | 0.039387 | 0.04322 | 0.042666 | 0.041026 | 0.038676 | 0.038117 | 0.037058 | 0.034943
| Evap Fan Motor Replacement_Com, E - Refr | Grocery | Refrigeration | REPL | 0.15 | 0.27077 | 0.40738 | 0.47164 | 0.4871 | 0.47822 | 0.45062 | 0.43706 | 0.41533 | 0.38117
| Evap Fan Speed Controls_Com, E - Refr | Grocery | Refrigeration | NC | 0.15 | 0.2791 | 0.41422 | 0.50344 | 0.52819 | 0.5476 | 0.55636 | 0.54377 | 0.542 | 0.53533
| Evap Fan Speed Controls_Com, E - Refr | Grocery | Refrigeration | RET | 0.0099586 | 0.025711 | 0.042126 | 0.048082 | 0.049679 | 0.050086 | 0.049521 | 0.050684 | 0.051153 | 0.050051
| LowHeat NoHeat Doors_Com, E - Refr | Grocery | Refrigeration | NC | 0.15 | 0.28108 | 0.41987 | 0.51263 | 0.53912 | 0.55954 | 0.56874 | 0.55603 | 0.55421 | 0.54739
| LowHeat NoHeat Doors_Com, E - Refr | Grocery | Refrigeration | RET | 0.0099477 | 0.025683 | 0.04208 | 0.048029 | 0.049625 | 0.050031 | 0.049467 | 0.050629 | 0.051097 | 0.049996
| Refrigerated Vending Machine_Com, E - Refr | Grocery | Refrigeration | NC | 0.15 | 0.27044 | 0.39008 | 0.46497 | 0.48291 | 0.49842 | 0.50546 | 0.49343 | 0.49182 | 0.48576
| Refrigerated Vending Machine_Com, E - Refr | Grocery | Refrigeration | REPL | 0.15 | 0.28052 | 0.44011 | 0.53612 | 0.58555 | 0.61024 | 0.61273 | 0.629 | 0.63482 | 0.62114
| Walk In Refrigeration_Com, E - Refr | Grocery | Refrigeration | NC | 0.15 | 0.2818 | 0.42194 | 0.516 | 0.54315 | 0.56394 | 0.5733 | 0.56055 | 0.55872 | 0.55184
| Refrigeration Tune Up_Com, E - Refr | Grocery | Refrigeration | RET | 0.010031 | 0.025898 | 0.042433 | 0.048431 | 0.05004 | 0.05045 | 0.049882 | 0.051053 | 0.051525 | 0.050415
| ES Ice Machine_Com, E - Refr | Grocery | Refrigeration | NC | 0.35 | 0.47745 | 0.55544 | 0.58431 | 0.57206 | 0.57586 | 0.57614 | 0.56073 | 0.55891 | 0.55203
| ES Ice Machine_Com, E - Refr | Grocery | Refrigeration | REPL | 0.35 | 0.49526 | 0.62667 | 0.67373 | 0.69365 | 0.70506 | 0.69841 | 0.7148 | 0.72141 | 0.70587
| Walk In Cooler Retroft_Com, E - Refr | Grocery | Refrigeration | RET | 0.009988 | 0.025787 | 0.04225 | 0.048223 | 0.049825 | 0.050234 | 0.049667 | 0.050833 | 0.051303 | 0.050198
| HE Built Up Refrig_Com, E - Refr | Grocery | Refrigeration | NC | 0.05 | 0.1202 | 0.22525 | 0.33017 | 0.38766 | 0.42428 | 0.44114 | 0.43633 | 0.43641 | 0.43104
| HE Built Up Refrig_Com, E - Refr | Grocery | Refrigeration | RET | 0.0067083 | 0.015609 | 0.026067 | 0.031112 | 0.032958 | 0.033693 | 0.033359 | 0.034142 | 0.034458 | 0.033715
| Door Gasket Replacement_Com, E - Refr | Grocery | Refrigeration | RET | 0.010032 | 0.028419 | 0.044394 | 0.049155 | 0.05027 | 0.050456 | 0.049888 | 0.051059 | 0.051531 | 0.050421
| EnergyStar Dehumidifier_Com, E - Appl | Grocery | Appliances | NC | 0.4 | 0.6459 | 0.73341 | 0.73967 | 0.70346 | 0.69854 | 0.69758 | 0.67893 | 0.67671 | 0.66838
| EnergyStar Dehumidifier_Com, E - Appl | Grocery | Appliances | REPL | 0.4 | 0.66999 | 0.82746 | 0.85287 | 0.85297 | 0.85526 | 0.84562 | 0.86547 | 0.87347 | 0.85465
| Clothes Washer Elec WH_Com, E - Appl [unit w/ elec dry - Washer] | Grocery | Appliances | NC | 0.4 | 0.60991 | 0.6326 | 0.65592 | 0.62051 | 0.61617 | 0.61532 | 0.60492 | 0.60904 | 0.60762
| Clothes Washer Elec WH_Com, E - Appl [unit w/ elec dry - Washer] | Grocery | Appliances | REPL | 0.4 | 0.63266 | 0.71373 | 0.7563 | 0.7524 | 0.75441 | 0.74591 | 0.76342 | 0.77048 | 0.75388
| Clothes Washer Elec WH_Com, E - Appl [unit w/ elec dry - Dryer] | Grocery | Appliances | NC | 0.4 | 0.60991 | 0.6326 | 0.65592 | 0.62051 | 0.61617 | 0.61532 | 0.60492 | 0.60904 | 0.60762
| Clothes Washer Elec WH_Com, E - Appl [unit w/ elec dry - Dryer] | Grocery | Appliances | REPL | 0.4 | 0.63266 | 0.71373 | 0.7563 | 0.7524 | 0.75441 | 0.74591 | 0.76342 | 0.77048 | 0.75388
| Clothes Washer Elec WH_Com, E - HWat [unit w/ elec dry - Water Heater] | Grocery | Water Heating | NC | 0.4 | 0.60991 | 0.6326 | 0.65592 | 0.62051 | 0.61617 | 0.61532 | 0.60492 | 0.60904 | 0.60762
| Clothes Washer Elec WH_Com, E - HWat [unit w/ elec dry - Water Heater] | Grocery | Water Heating | REPL | 0.4 | 0.63266 | 0.71373 | 0.7563 | 0.7524 | 0.75441 | 0.74591 | 0.76342 | 0.77048 | 0.75388
| Clothes Washer Elec WH_Com, E - Appl [unit w/ gas dry - Washer] | Grocery | Appliances | NC | 0.4 | 0.60991 | 0.6326 | 0.65592 | 0.62051 | 0.61617 | 0.61532 | 0.60492 | 0.60904 | 0.60762
| Clothes Washer Elec WH_Com, E - Appl [unit w/ gas dry - Washer] | Grocery | Appliances | REPL | 0.4 | 0.63266 | 0.71373 | 0.7563 | 0.7524 | 0.75441 | 0.74591 | 0.76342 | 0.77048 | 0.75388
| Clothes Washer Elec WH_Com, G - Oth [unit w/ gas dry - Dryer] | Grocery |  | NC | 0.4 | 0.61594 | 0.64228 | 0.6598 | 0.62973 | 0.61122 | 0.60677 | 0.61183 | 0.61892 | 0.62309
| Clothes Washer Elec WH_Com, G - Oth [unit w/ gas dry - Dryer] | Grocery |  | REPL | 0.4 | 0.64917 | 0.69928 | 0.74413 | 0.74261 | 0.74295 | 0.74522 | 0.74804 | 0.75242 | 0.75615
| Clothes Washer Elec WH_Com, E - HWat [unit w/ gas dry - Water Heater] | Grocery | Water Heating | NC | 0.4 | 0.60991 | 0.6326 | 0.65592 | 0.62051 | 0.61617 | 0.61532 | 0.60492 | 0.60904 | 0.60762
| Clothes Washer Elec WH_Com, E - HWat [unit w/ gas dry - Water Heater] | Grocery | Water Heating | REPL | 0.4 | 0.63266 | 0.71373 | 0.7563 | 0.7524 | 0.75441 | 0.74591 | 0.76342 | 0.77048 | 0.75388
| Clothes Washer Elec WH_Com, E - Appl [unit w/ propane dry - Washer] | Grocery | Appliances | NC | 0.4 | 0.60991 | 0.6326 | 0.65592 | 0.62051 | 0.61617 | 0.61532 | 0.60492 | 0.60904 | 0.60762
| Clothes Washer Elec WH_Com, E - Appl [unit w/ propane dry - Washer] | Grocery | Appliances | REPL | 0.4 | 0.63266 | 0.71373 | 0.7563 | 0.7524 | 0.75441 | 0.74591 | 0.76342 | 0.77048 | 0.75388
| Clothes Washer Elec WH_Com, P - Oth [unit w/ propane dry - Dryer] | Grocery |  | NC | 0.4 | 0.60941 | 0.63249 | 0.64764 | 0.61383 | 0.5904 | 0.57993 | 0.57795 | 0.57662 | 0.57269
| Clothes Washer Elec WH_Com, P - Oth [unit w/ propane dry - Dryer] | Grocery |  | REPL | 0.4 | 0.6423 | 0.68862 | 0.73042 | 0.72387 | 0.71763 | 0.71225 | 0.70662 | 0.701 | 0.69499
| Clothes Washer Elec WH_Com, E - HWat [unit w/ propane dry - Water Heater] | Grocery | Water Heating | NC | 0.4 | 0.60991 | 0.6326 | 0.65592 | 0.62051 | 0.61617 | 0.61532 | 0.60492 | 0.60904 | 0.60762
| Clothes Washer Elec WH_Com, E - HWat [unit w/ propane dry - Water Heater] | Grocery | Water Heating | REPL | 0.4 | 0.63266 | 0.71373 | 0.7563 | 0.7524 | 0.75441 | 0.74591 | 0.76342 | 0.77048 | 0.75388
| Clothes Washer Gas WH_Com, E - Appl [unit w/ elec dry - Washer] | Grocery | Appliances | NC | 0.4 | 0.60991 | 0.6326 | 0.65592 | 0.62051 | 0.61617 | 0.61532 | 0.60492 | 0.60904 | 0.60762
| Clothes Washer Gas WH_Com, E - Appl [unit w/ elec dry - Washer] | Grocery | Appliances | REPL | 0.4 | 0.63266 | 0.71373 | 0.7563 | 0.7524 | 0.75441 | 0.74591 | 0.76342 | 0.77048 | 0.75388
| Clothes Washer Gas WH_Com, E - Appl [unit w/ elec dry - Dryer] | Grocery | Appliances | NC | 0.4 | 0.60991 | 0.6326 | 0.65592 | 0.62051 | 0.61617 | 0.61532 | 0.60492 | 0.60904 | 0.60762
| Clothes Washer Gas WH_Com, E - Appl [unit w/ elec dry - Dryer] | Grocery | Appliances | REPL | 0.4 | 0.63266 | 0.71373 | 0.7563 | 0.7524 | 0.75441 | 0.74591 | 0.76342 | 0.77048 | 0.75388
| Clothes Washer Gas WH_Com, G - HWat [unit w/ elec dry - Water Heater] | Grocery |  | NC | 0.4 | 0.61594 | 0.64228 | 0.6598 | 0.62973 | 0.61122 | 0.60677 | 0.61183 | 0.61892 | 0.62309
| Clothes Washer Gas WH_Com, G - HWat [unit w/ elec dry - Water Heater] | Grocery |  | REPL | 0.4 | 0.64917 | 0.69928 | 0.74413 | 0.74261 | 0.74295 | 0.74522 | 0.74804 | 0.75242 | 0.75615
| Clothes Washer Gas WH_Com, E - Appl [unit w/ gas dry - Washer] | Grocery | Appliances | NC | 0.4 | 0.60991 | 0.6326 | 0.65592 | 0.62051 | 0.61617 | 0.61532 | 0.60492 | 0.60904 | 0.60762
| Clothes Washer Gas WH_Com, E - Appl [unit w/ gas dry - Washer] | Grocery | Appliances | REPL | 0.4 | 0.63266 | 0.71373 | 0.7563 | 0.7524 | 0.75441 | 0.74591 | 0.76342 | 0.77048 | 0.75388
| Clothes Washer Gas WH_Com, G - Oth [unit w/ gas dry - Dryer] | Grocery |  | NC | 0.4 | 0.61594 | 0.64228 | 0.6598 | 0.62973 | 0.61122 | 0.60677 | 0.61183 | 0.61892 | 0.62309
| Clothes Washer Gas WH_Com, G - Oth [unit w/ gas dry - Dryer] | Grocery |  | REPL | 0.4 | 0.64917 | 0.69928 | 0.74413 | 0.74261 | 0.74295 | 0.74522 | 0.74804 | 0.75242 | 0.75615
| Clothes Washer Gas WH_Com, G - HWat [unit w/ gas dry - Water Heater] | Grocery |  | NC | 0.4 | 0.61594 | 0.64228 | 0.6598 | 0.62973 | 0.61122 | 0.60677 | 0.61183 | 0.61892 | 0.62309
| Clothes Washer Gas WH_Com, G - HWat [unit w/ gas dry - Water Heater] | Grocery |  | REPL | 0.4 | 0.64917 | 0.69928 | 0.74413 | 0.74261 | 0.74295 | 0.74522 | 0.74804 | 0.75242 | 0.75615
| Clothes Washer Gas WH_Com, E - Appl [unit w/ propane dry - Washer] | Grocery | Appliances | NC | 0.4 | 0.60991 | 0.6326 | 0.65592 | 0.62051 | 0.61617 | 0.61532 | 0.60492 | 0.60904 | 0.60762
| Clothes Washer Gas WH_Com, E - Appl [unit w/ propane dry - Washer] | Grocery | Appliances | REPL | 0.4 | 0.63266 | 0.71373 | 0.7563 | 0.7524 | 0.75441 | 0.74591 | 0.76342 | 0.77048 | 0.75388
| Clothes Washer Gas WH_Com, P - Oth [unit w/ propane dry - Dryer] | Grocery |  | NC | 0.4 | 0.60941 | 0.63249 | 0.64764 | 0.61383 | 0.5904 | 0.57993 | 0.57795 | 0.57662 | 0.57269
| Clothes Washer Gas WH_Com, P - Oth [unit w/ propane dry - Dryer] | Grocery |  | REPL | 0.4 | 0.6423 | 0.68862 | 0.73042 | 0.72387 | 0.71763 | 0.71225 | 0.70662 | 0.701 | 0.69499
| Clothes Washer Gas WH_Com, G - HWat [unit w/ propane dry - Water Heater] | Grocery |  | NC | 0.4 | 0.61594 | 0.64228 | 0.6598 | 0.62973 | 0.61122 | 0.60677 | 0.61183 | 0.61892 | 0.62309
| Clothes Washer Gas WH_Com, G - HWat [unit w/ propane dry - Water Heater] | Grocery |  | REPL | 0.4 | 0.64917 | 0.69928 | 0.74413 | 0.74261 | 0.74295 | 0.74522 | 0.74804 | 0.75242 | 0.75615
| Clothes Washer Oil WH_Com, E - Appl [unit w/ elec dry - Washer] | Grocery | Appliances | NC | 0.4 | 0.60991 | 0.6326 | 0.65592 | 0.62051 | 0.61617 | 0.61532 | 0.60492 | 0.60904 | 0.60762
| Clothes Washer Oil WH_Com, E - Appl [unit w/ elec dry - Washer] | Grocery | Appliances | REPL | 0.4 | 0.63266 | 0.71373 | 0.7563 | 0.7524 | 0.75441 | 0.74591 | 0.76342 | 0.77048 | 0.75388
| Clothes Washer Oil WH_Com, E - Appl [unit w/ elec dry - Dryer] | Grocery | Appliances | NC | 0.4 | 0.60991 | 0.6326 | 0.65592 | 0.62051 | 0.61617 | 0.61532 | 0.60492 | 0.60904 | 0.60762
| Clothes Washer Oil WH_Com, E - Appl [unit w/ elec dry - Dryer] | Grocery | Appliances | REPL | 0.4 | 0.63266 | 0.71373 | 0.7563 | 0.7524 | 0.75441 | 0.74591 | 0.76342 | 0.77048 | 0.75388
| Clothes Washer Oil WH_Com, O - HWat [unit w/ elec dry - Water Heater] | Grocery |  | NC | 0.4 | 0.60941 | 0.63249 | 0.64764 | 0.61383 | 0.5904 | 0.57993 | 0.57795 | 0.57662 | 0.57269
| Clothes Washer Oil WH_Com, O - HWat [unit w/ elec dry - Water Heater] | Grocery |  | REPL | 0.4 | 0.6423 | 0.68862 | 0.73042 | 0.72387 | 0.71763 | 0.71225 | 0.70662 | 0.701 | 0.69499
| Clothes Washer Oil WH_Com, E - Appl [unit w/ gas dry - Washer] | Grocery | Appliances | NC | 0.4 | 0.60991 | 0.6326 | 0.65592 | 0.62051 | 0.61617 | 0.61532 | 0.60492 | 0.60904 | 0.60762
| Clothes Washer Oil WH_Com, E - Appl [unit w/ gas dry - Washer] | Grocery | Appliances | REPL | 0.4 | 0.63266 | 0.71373 | 0.7563 | 0.7524 | 0.75441 | 0.74591 | 0.76342 | 0.77048 | 0.75388
| Clothes Washer Oil WH_Com, G - Oth [unit w/ gas dry - Dryer] | Grocery |  | NC | 0.4 | 0.61594 | 0.64228 | 0.6598 | 0.62973 | 0.61122 | 0.60677 | 0.61183 | 0.61892 | 0.62309
| Clothes Washer Oil WH_Com, G - Oth [unit w/ gas dry - Dryer] | Grocery |  | REPL | 0.4 | 0.64917 | 0.69928 | 0.74413 | 0.74261 | 0.74295 | 0.74522 | 0.74804 | 0.75242 | 0.75615
| Clothes Washer Oil WH_Com, O - HWat [unit w/ gas dry - Water Heater] | Grocery |  | NC | 0.4 | 0.60941 | 0.63249 | 0.64764 | 0.61383 | 0.5904 | 0.57993 | 0.57795 | 0.57662 | 0.57269
| Clothes Washer Oil WH_Com, O - HWat [unit w/ gas dry - Water Heater] | Grocery |  | REPL | 0.4 | 0.6423 | 0.68862 | 0.73042 | 0.72387 | 0.71763 | 0.71225 | 0.70662 | 0.701 | 0.69499
| Clothes Washer Oil WH_Com, E - Appl [unit w/ propane dry - Washer] | Grocery | Appliances | NC | 0.4 | 0.60991 | 0.6326 | 0.65592 | 0.62051 | 0.61617 | 0.61532 | 0.60492 | 0.60904 | 0.60762
| Clothes Washer Oil WH_Com, E - Appl [unit w/ propane dry - Washer] | Grocery | Appliances | REPL | 0.4 | 0.63266 | 0.71373 | 0.7563 | 0.7524 | 0.75441 | 0.74591 | 0.76342 | 0.77048 | 0.75388
| Clothes Washer Oil WH_Com, P - Oth [unit w/ propane dry - Dryer] | Grocery |  | NC | 0.4 | 0.60941 | 0.63249 | 0.64764 | 0.61383 | 0.5904 | 0.57993 | 0.57795 | 0.57662 | 0.57269
| Clothes Washer Oil WH_Com, P - Oth [unit w/ propane dry - Dryer] | Grocery |  | REPL | 0.4 | 0.6423 | 0.68862 | 0.73042 | 0.72387 | 0.71763 | 0.71225 | 0.70662 | 0.701 | 0.69499
| Clothes Washer Oil WH_Com, O - HWat [unit w/ propane dry - Water Heater] | Grocery |  | NC | 0.4 | 0.60941 | 0.63249 | 0.64764 | 0.61383 | 0.5904 | 0.57993 | 0.57795 | 0.57662 | 0.57269
| Clothes Washer Oil WH_Com, O - HWat [unit w/ propane dry - Water Heater] | Grocery |  | REPL | 0.4 | 0.6423 | 0.68862 | 0.73042 | 0.72387 | 0.71763 | 0.71225 | 0.70662 | 0.701 | 0.69499
| Clothes Washer Propane WH_Com, E - Appl [unit w/ elec dry - Washer] | Grocery | Appliances | NC | 0.4 | 0.60991 | 0.6326 | 0.65592 | 0.62051 | 0.61617 | 0.61532 | 0.60492 | 0.60904 | 0.60762
| Clothes Washer Propane WH_Com, E - Appl [unit w/ elec dry - Washer] | Grocery | Appliances | REPL | 0.4 | 0.63266 | 0.71373 | 0.7563 | 0.7524 | 0.75441 | 0.74591 | 0.76342 | 0.77048 | 0.75388
| Clothes Washer Propane WH_Com, E - Appl [unit w/ elec dry - Dryer] | Grocery | Appliances | NC | 0.4 | 0.60991 | 0.6326 | 0.65592 | 0.62051 | 0.61617 | 0.61532 | 0.60492 | 0.60904 | 0.60762
| Clothes Washer Propane WH_Com, E - Appl [unit w/ elec dry - Dryer] | Grocery | Appliances | REPL | 0.4 | 0.63266 | 0.71373 | 0.7563 | 0.7524 | 0.75441 | 0.74591 | 0.76342 | 0.77048 | 0.75388
| Clothes Washer Propane WH_Com, P - HWat [unit w/ elec dry - Water Heater] | Grocery |  | NC | 0.4 | 0.60941 | 0.63249 | 0.64764 | 0.61383 | 0.5904 | 0.57993 | 0.57795 | 0.57662 | 0.57269
| Clothes Washer Propane WH_Com, P - HWat [unit w/ elec dry - Water Heater] | Grocery |  | REPL | 0.4 | 0.6423 | 0.68862 | 0.73042 | 0.72387 | 0.71763 | 0.71225 | 0.70662 | 0.701 | 0.69499
| Clothes Washer Propane WH_Com, E - Appl [unit w/ gas dry - Washer] | Grocery | Appliances | NC | 0.4 | 0.60991 | 0.6326 | 0.65592 | 0.62051 | 0.61617 | 0.61532 | 0.60492 | 0.60904 | 0.60762
| Clothes Washer Propane WH_Com, E - Appl [unit w/ gas dry - Washer] | Grocery | Appliances | REPL | 0.4 | 0.63266 | 0.71373 | 0.7563 | 0.7524 | 0.75441 | 0.74591 | 0.76342 | 0.77048 | 0.75388
| Clothes Washer Propane WH_Com, G - Oth [unit w/ gas dry - Dryer] | Grocery |  | NC | 0.4 | 0.61594 | 0.64228 | 0.6598 | 0.62973 | 0.61122 | 0.60677 | 0.61183 | 0.61892 | 0.62309
| Clothes Washer Propane WH_Com, G - Oth [unit w/ gas dry - Dryer] | Grocery |  | REPL | 0.4 | 0.64917 | 0.69928 | 0.74413 | 0.74261 | 0.74295 | 0.74522 | 0.74804 | 0.75242 | 0.75615
| Clothes Washer Propane WH_Com, P - HWat [unit w/ gas dry - Water Heater] | Grocery |  | NC | 0.4 | 0.60941 | 0.63249 | 0.64764 | 0.61383 | 0.5904 | 0.57993 | 0.57795 | 0.57662 | 0.57269
| Clothes Washer Propane WH_Com, P - HWat [unit w/ gas dry - Water Heater] | Grocery |  | REPL | 0.4 | 0.6423 | 0.68862 | 0.73042 | 0.72387 | 0.71763 | 0.71225 | 0.70662 | 0.701 | 0.69499
| Clothes Washer Propane WH_Com, E - Appl [unit w/ propane dry - Washer] | Grocery | Appliances | NC | 0.4 | 0.60991 | 0.6326 | 0.65592 | 0.62051 | 0.61617 | 0.61532 | 0.60492 | 0.60904 | 0.60762
| Clothes Washer Propane WH_Com, E - Appl [unit w/ propane dry - Washer] | Grocery | Appliances | REPL | 0.4 | 0.63266 | 0.71373 | 0.7563 | 0.7524 | 0.75441 | 0.74591 | 0.76342 | 0.77048 | 0.75388
| Clothes Washer Propane WH_Com, P - Oth [unit w/ propane dry - Dryer] | Grocery |  | NC | 0.4 | 0.60941 | 0.63249 | 0.64764 | 0.61383 | 0.5904 | 0.57993 | 0.57795 | 0.57662 | 0.57269
| Clothes Washer Propane WH_Com, P - Oth [unit w/ propane dry - Dryer] | Grocery |  | REPL | 0.4 | 0.6423 | 0.68862 | 0.73042 | 0.72387 | 0.71763 | 0.71225 | 0.70662 | 0.701 | 0.69499
| Clothes Washer Propane WH_Com, P - HWat [unit w/ propane dry - Water Heater] | Grocery |  | NC | 0.4 | 0.60941 | 0.63249 | 0.64764 | 0.61383 | 0.5904 | 0.57993 | 0.57795 | 0.57662 | 0.57269
| Clothes Washer Propane WH_Com, P - HWat [unit w/ propane dry - Water Heater] | Grocery |  | REPL | 0.4 | 0.6423 | 0.68862 | 0.73042 | 0.72387 | 0.71763 | 0.71225 | 0.70662 | 0.701 | 0.69499
| Dishwasher_Com, E - Appl [Building w elec WH] | Grocery | Appliances | NC | 0.4 | 0.66263 | 0.75988 | 0.76844 | 0.73144 | 0.72632 | 0.72532 | 0.70593 | 0.70363 | 0.69497
| Dishwasher_Com, E - Appl [Building w elec WH] | Grocery | Appliances | REPL | 0.4 | 0.68734 | 0.85732 | 0.88604 | 0.8869 | 0.88927 | 0.87925 | 0.89989 | 0.90821 | 0.88865
| Dishwasher_Com, E - HWat [Building w elec WH] | Grocery | Water Heating | NC | 0.4 | 0.66263 | 0.75988 | 0.76844 | 0.73144 | 0.72632 | 0.72532 | 0.70593 | 0.70363 | 0.69497
| Dishwasher_Com, E - HWat [Building w elec WH] | Grocery | Water Heating | REPL | 0.4 | 0.68734 | 0.85732 | 0.88604 | 0.8869 | 0.88927 | 0.87925 | 0.89989 | 0.90821 | 0.88865
| Dishwasher_Com, E - Appl [Building w gas WH] | Grocery | Appliances | NC | 0.4 | 0.66671 | 0.7664 | 0.77555 | 0.73835 | 0.73319 | 0.73218 | 0.7126 | 0.71028 | 0.70154
| Dishwasher_Com, E - Appl [Building w gas WH] | Grocery | Appliances | REPL | 0.4 | 0.69157 | 0.86468 | 0.89423 | 0.89529 | 0.89768 | 0.88756 | 0.9084 | 0.9168 | 0.89705
| Dishwasher_Com, G - HWat [Building w gas WH] | Grocery |  | NC | 0.4 | 0.67329 | 0.77812 | 0.78013 | 0.74932 | 0.7273 | 0.72201 | 0.72075 | 0.7218 | 0.7194
| Dishwasher_Com, G - HWat [Building w gas WH] | Grocery |  | REPL | 0.4 | 0.70963 | 0.84717 | 0.87985 | 0.88364 | 0.88404 | 0.88674 | 0.89011 | 0.89531 | 0.89975
| Dishwasher_Com, E - Appl [Building w oil WH] | Grocery | Appliances | NC | 0.4 | 0.65584 | 0.74908 | 0.75669 | 0.72 | 0.71497 | 0.71398 | 0.69489 | 0.69262 | 0.6841
| Dishwasher_Com, E - Appl [Building w oil WH] | Grocery | Appliances | REPL | 0.4 | 0.68029 | 0.84514 | 0.87249 | 0.87303 | 0.87537 | 0.8655 | 0.88582 | 0.89401 | 0.87475
| Dishwasher_Com, O - HWat [Building w oil WH] | Grocery |  | NC | 0.4 | 0.6553 | 0.74895 | 0.74713 | 0.71225 | 0.68506 | 0.67291 | 0.66391 | 0.65576 | 0.64478
| Dishwasher_Com, O - HWat [Building w oil WH] | Grocery |  | REPL | 0.4 | 0.69066 | 0.81541 | 0.84263 | 0.83993 | 0.83269 | 0.82645 | 0.81991 | 0.81339 | 0.80641
| Dishwasher_Com, E - Appl [Building w propane WH] | Grocery | Appliances | NC | 0.4 | 0.65859 | 0.75345 | 0.76144 | 0.72462 | 0.71955 | 0.71856 | 0.69935 | 0.69707 | 0.68849
| Dishwasher_Com, E - Appl [Building w propane WH] | Grocery | Appliances | REPL | 0.4 | 0.68314 | 0.85006 | 0.87796 | 0.87864 | 0.88099 | 0.87106 | 0.89151 | 0.89975 | 0.88037
| Dishwasher_Com, P - HWat [Building w propane WH] | Grocery |  | NC | 0.4 | 0.65805 | 0.75331 | 0.75182 | 0.71682 | 0.68945 | 0.67723 | 0.66817 | 0.65996 | 0.64892
| Dishwasher_Com, P - HWat [Building w propane WH] | Grocery |  | REPL | 0.4 | 0.69356 | 0.82016 | 0.84792 | 0.84532 | 0.83803 | 0.83175 | 0.82518 | 0.81861 | 0.81159
| Faucet Aerator_Com, E - HWat | Grocery | Water Heating | RET | 0.030097 | 0.042779 | 0.04982 | 0.050559 | 0.050322 | 0.050456 | 0.049888 | 0.051059 | 0.051531 | 0.050421
| Faucet Aerator_Com, G - HWat | Grocery |  | RET | 0.028197 | 0.041124 | 0.045729 | 0.046605 | 0.046532 | 0.046552 | 0.046695 | 0.046872 | 0.047146 | 0.04738
| Faucet Aerator_Com, O - HWat | Grocery |  | RET | 0.029977 | 0.043259 | 0.047877 | 0.048635 | 0.048222 | 0.047806 | 0.047448 | 0.047073 | 0.046698 | 0.046298
| Faucet Aerator_Com, P - HWat | Grocery |  | RET | 0.030097 | 0.043431 | 0.048067 | 0.048829 | 0.048414 | 0.047996 | 0.047636 | 0.04726 | 0.046884 | 0.046482
| Pre Rinse Sprayers_Com, E - HWat | Grocery | Water Heating | RET | 0.030097 | 0.042779 | 0.04982 | 0.050559 | 0.050322 | 0.050456 | 0.049888 | 0.051059 | 0.051531 | 0.050421
| Pre Rinse Sprayers_Com, G - HWat | Grocery |  | RET | 0.030095 | 0.043893 | 0.048808 | 0.049743 | 0.049664 | 0.049686 | 0.049838 | 0.050027 | 0.05032 | 0.050569
| Pre Rinse Sprayers_Com, O - HWat | Grocery |  | RET | 0.030097 | 0.043431 | 0.048067 | 0.048829 | 0.048414 | 0.047996 | 0.047636 | 0.04726 | 0.046884 | 0.046482
| Pre Rinse Sprayers_Com, P - HWat | Grocery |  | RET | 0.030097 | 0.043431 | 0.048067 | 0.048829 | 0.048414 | 0.047996 | 0.047636 | 0.04726 | 0.046884 | 0.046482
| Heat Pump Water Heater_Com, E - HWat | Grocery | Water Heating | NC | 0.2 | 0.34103 | 0.42771 | 0.45414 | 0.44233 | 0.44173 | 0.44112 | 0.42932 | 0.42792 | 0.42266
| Heat Pump Water Heater_Com, E - HWat | Grocery | Water Heating | RET | 0.0062655 | 0.016078 | 0.025918 | 0.028836 | 0.028927 | 0.028598 | 0.027728 | 0.027835 | 0.027561 | 0.026463
| Heat Pump Water Heater_Com, E - HWat | Grocery | Water Heating | REPL | 0.2 | 0.34565 | 0.45897 | 0.48233 | 0.47733 | 0.46978 | 0.45308 | 0.45205 | 0.44445 | 0.42335
| FF Storage Water Heater_Com, G - HWat | Grocery |  | NC | 0.3 | 0.33166 | 0.41289 | 0.43986 | 0.50378 | 0.48898 | 0.48542 | 0.48457 | 0.48528 | 0.48367
| FF Storage Water Heater_Com, G - HWat | Grocery |  | RET | 0.0044651 | 0.011793 | 0.0183 | 0.02071 | 0.021152 | 0.020955 | 0.020699 | 0.022029 | 0.022398 | 0.022509
| FF Storage Water Heater_Com, G - HWat | Grocery |  | REPL | 0.3 | 0.34385 | 0.43388 | 0.4682 | 0.5475 | 0.53448 | 0.5228 | 0.55358 | 0.58578 | 0.60492
| FF Storage Water Heater_Com, O - HWat | Grocery |  | NC | 0.3 | 0.3303 | 0.33557 | 0.32592 | 0.30891 | 0.29712 | 0.29185 | 0.28795 | 0.28441 | 0.27965
| FF Storage Water Heater_Com, O - HWat | Grocery |  | RET | 0.0045799 | 0.011967 | 0.018479 | 0.020838 | 0.021127 | 0.020732 | 0.020255 | 0.0213 | 0.021403 | 0.02122
| FF Storage Water Heater_Com, O - HWat | Grocery |  | REPL | 0.3 | 0.3423 | 0.35229 | 0.34639 | 0.33499 | 0.32383 | 0.31319 | 0.32763 | 0.34179 | 0.34975
| FF Storage Water Heater_Com, P - HWat | Grocery |  | NC | 0.3 | 0.40443 | 0.4467 | 0.44613 | 0.42806 | 0.41172 | 0.40442 | 0.39901 | 0.39411 | 0.38751
| FF Storage Water Heater_Com, P - HWat | Grocery |  | RET | 0.0051136 | 0.013357 | 0.020605 | 0.0232 | 0.02348 | 0.022999 | 0.022428 | 0.023559 | 0.023898 | 0.023693
| FF Storage Water Heater_Com, P - HWat | Grocery |  | REPL | 0.3 | 0.41829 | 0.46693 | 0.47077 | 0.45947 | 0.44271 | 0.42669 | 0.44543 | 0.46382 | 0.48159
| FF Instantaneous Water Heater_Com, G - HWat | Grocery |  | NC | 0.3 | 0.33166 | 0.36702 | 0.39588 | 0.41982 | 0.43193 | 0.42879 | 0.42804 | 0.42866 | 0.42724
| FF Instantaneous Water Heater_Com, G - HWat | Grocery |  | RET | 0.0048113 | 0.01145 | 0.018113 | 0.021439 | 0.022438 | 0.022519 | 0.022247 | 0.021965 | 0.02173 | 0.021479
| FF Instantaneous Water Heater_Com, G - HWat | Grocery |  | REPL | 0.3 | 0.34385 | 0.38574 | 0.42113 | 0.4553 | 0.47022 | 0.45899 | 0.44802 | 0.43784 | 0.42716
| FF Instantaneous Water Heater_Com, O - HWat | Grocery |  | NC | 0.3 | 0.32815 | 0.36142 | 0.38858 | 0.40922 | 0.41721 | 0.40982 | 0.40434 | 0.39937 | 0.39268
| FF Instantaneous Water Heater_Com, O - HWat | Grocery |  | RET | 0.0049043 | 0.011547 | 0.018178 | 0.021441 | 0.022277 | 0.022148 | 0.021644 | 0.021113 | 0.020595 | 0.020076
| FF Instantaneous Water Heater_Com, O - HWat | Grocery |  | REPL | 0.3 | 0.3401 | 0.3796 | 0.41289 | 0.44306 | 0.45318 | 0.43744 | 0.42173 | 0.40623 | 0.3907
| FF Instantaneous Water Heater_Com, P - HWat | Grocery |  | NC | 0.3 | 0.32815 | 0.36142 | 0.38858 | 0.40922 | 0.41721 | 0.40982 | 0.40434 | 0.39937 | 0.39268
| FF Instantaneous Water Heater_Com, P - HWat | Grocery |  | RET | 0.0053435 | 0.012577 | 0.019786 | 0.02331 | 0.024185 | 0.024009 | 0.023427 | 0.022818 | 0.022223 | 0.021631
| FF Instantaneous Water Heater_Com, P - HWat | Grocery |  | REPL | 0.3 | 0.33959 | 0.37835 | 0.41062 | 0.43952 | 0.44835 | 0.43154 | 0.41478 | 0.39825 | 0.38171
| Clothes Dryer_Com, E - Appl | Grocery | Appliances | NC | 0.4 | 0.64591 | 0.73341 | 0.73968 | 0.70346 | 0.69854 | 0.69758 | 0.67893 | 0.67671 | 0.66838
| Clothes Dryer_Com, E - Appl | Grocery | Appliances | RET | 0 | 0.0073892 | 0.020633 | 0.028699 | 0.030674 | 0.030543 | 0.029247 | 0.02938 | 0.02911 | 0.02797
| Clothes Dryer_Com, E - Appl | Grocery | Appliances | REPL | 0.4 | 0.6649 | 0.80432 | 0.80408 | 0.77662 | 0.75039 | 0.71394 | 0.71204 | 0.69979 | 0.66629
| Clothes Dryer_Com, G - Oth | Grocery |  | NC | 0.4 | 0.61594 | 0.68816 | 0.70378 | 0.67171 | 0.65197 | 0.64722 | 0.6461 | 0.64704 | 0.64489
| Clothes Dryer_Com, G - Oth | Grocery |  | RET | 0 | 0.0052836 | 0.014118 | 0.019839 | 0.021455 | 0.021521 | 0.021113 | 0.020993 | 0.020919 | 0.02083
| Clothes Dryer_Com, G - Oth | Grocery |  | REPL | 0.4 | 0.64574 | 0.73462 | 0.7621 | 0.74271 | 0.72476 | 0.70864 | 0.70213 | 0.69698 | 0.69114
| Clothes Dryer_Com, P - Oth | Grocery |  | NC | 0.4 | 0.63565 | 0.71808 | 0.71407 | 0.68006 | 0.65409 | 0.6425 | 0.6339 | 0.62611 | 0.61563
| Clothes Dryer_Com, P - Oth | Grocery |  | RET | 0 | 0.006932 | 0.018405 | 0.025665 | 0.027385 | 0.027025 | 0.026042 | 0.025417 | 0.024811 | 0.024209
| Clothes Dryer_Com, P - Oth | Grocery |  | REPL | 0.4 | 0.66525 | 0.76159 | 0.76277 | 0.73563 | 0.70497 | 0.67555 | 0.6553 | 0.63529 | 0.61517
| Pnemautic to DDC_Com, E - TotE [Building w Elec Heat] | Grocery | Total Electric | RET | 0 | 0.0010936 | 0.0035223 | 0.0077335 | 0.013729 | 0.020025 | 0.024391 | 0.027664 | 0.02926 | 0.028629
| Pnemautic to DDC_Com, E - TotE [Building w Gas Heat] | Grocery | Total Electric | RET | 0 | 0.00089345 | 0.0028776 | 0.006318 | 0.011216 | 0.016359 | 0.019927 | 0.0226 | 0.023904 | 0.023389
| Pnemautic to DDC_Com, G - TotF [Building w Gas Heat] | Grocery |  | RET | 0 | 0.00091677 | 0.0028193 | 0.0062164 | 0.011071 | 0.016111 | 0.019908 | 0.022145 | 0.023344 | 0.02346
| Pnemautic to DDC_Com, E - TotE [Building w Oil Heat] | Grocery | Total Electric | RET | 0 | 0.00093145 | 0.003 | 0.0065867 | 0.011694 | 0.017055 | 0.020774 | 0.023561 | 0.024921 | 0.024384
| Pnemautic to DDC_Com, O - TotF [Building w Oil Heat] | Grocery |  | RET | 0 | 0.00094564 | 0.0028945 | 0.0063614 | 0.01125 | 0.016224 | 0.019837 | 0.021808 | 0.022674 | 0.022479
| Pnemautic to DDC_Com, E - TotE [Building w Propane Heat] | Grocery | Total Electric | RET | 0 | 0.00089808 | 0.0028925 | 0.0063508 | 0.011275 | 0.016444 | 0.02003 | 0.022717 | 0.024028 | 0.023511
| Pnemautic to DDC_Com, P - TotF [Building w Propane Heat] | Grocery |  | RET | 0 | 0.00091177 | 0.0027908 | 0.0061335 | 0.010847 | 0.015643 | 0.019126 | 0.021027 | 0.021861 | 0.021674
| Data Center_Com, E - TotE [Building w Elec Heat] | Grocery | Total Electric | NC | 0.07 | 0.11453 | 0.17158 | 0.23117 | 0.27491 | 0.31592 | 0.34434 | 0.35237 | 0.3602 | 0.35576
| Data Center_Com, E - TotE [Building w Elec Heat] | Grocery | Total Electric | RET | 0 | 0.0013259 | 0.0042704 | 0.009376 | 0.016645 | 0.024278 | 0.029572 | 0.033539 | 0.035474 | 0.03471
| Data Center_Com, E - TotE [Building w Gas Heat] | Grocery | Total Electric | NC | 0.07 | 0.11453 | 0.17158 | 0.23117 | 0.27491 | 0.31592 | 0.34434 | 0.35237 | 0.3602 | 0.35576
| Data Center_Com, E - TotE [Building w Gas Heat] | Grocery | Total Electric | RET | 0 | 0.0013259 | 0.0042704 | 0.009376 | 0.016645 | 0.024278 | 0.029572 | 0.033539 | 0.035474 | 0.03471
| Data Center_Com, G - TotF [Building w Gas Heat] | Grocery |  | NC | 0.07 | 0.11566 | 0.1742 | 0.23254 | 0.27899 | 0.31339 | 0.33956 | 0.3564 | 0.36604 | 0.36482
| Data Center_Com, G - TotF [Building w Gas Heat] | Grocery |  | RET | 0 | 0.0013605 | 0.0041839 | 0.0092252 | 0.016429 | 0.023909 | 0.029544 | 0.032863 | 0.034642 | 0.034814
| Data Center_Com, E - TotE [Building w Oil Heat] | Grocery | Total Electric | NC | 0.07 | 0.11453 | 0.17158 | 0.23117 | 0.27491 | 0.31592 | 0.34434 | 0.35237 | 0.3602 | 0.35576
| Data Center_Com, E - TotE [Building w Oil Heat] | Grocery | Total Electric | RET | 0 | 0.0013259 | 0.0042704 | 0.009376 | 0.016645 | 0.024278 | 0.029572 | 0.033539 | 0.035474 | 0.03471
| Data Center_Com, O - TotF [Building w Oil Heat] | Grocery |  | NC | 0.07 | 0.11444 | 0.17155 | 0.22825 | 0.27195 | 0.30271 | 0.32454 | 0.33666 | 0.34102 | 0.33531
| Data Center_Com, O - TotF [Building w Oil Heat] | Grocery |  | RET | 0 | 0.0013461 | 0.0041202 | 0.0090552 | 0.016014 | 0.023094 | 0.028237 | 0.031044 | 0.032275 | 0.031998
| Data Center_Com, E - TotE [Building w Propane Heat] | Grocery | Total Electric | NC | 0.07 | 0.11453 | 0.17158 | 0.23117 | 0.27491 | 0.31592 | 0.34434 | 0.35237 | 0.3602 | 0.35576
| Data Center_Com, E - TotE [Building w Propane Heat] | Grocery | Total Electric | RET | 0 | 0.0013259 | 0.0042704 | 0.009376 | 0.016645 | 0.024278 | 0.029572 | 0.033539 | 0.035474 | 0.03471
| Data Center_Com, P - TotF [Building w Propane Heat] | Grocery |  | NC | 0.07 | 0.11444 | 0.17155 | 0.22825 | 0.27195 | 0.30271 | 0.32454 | 0.33666 | 0.34102 | 0.33531
| Data Center_Com, P - TotF [Building w Propane Heat] | Grocery |  | RET | 0 | 0.0013461 | 0.0041202 | 0.0090552 | 0.016014 | 0.023094 | 0.028237 | 0.031044 | 0.032275 | 0.031998
| RCx_Com, E - TotE [Building w Elec Heat] | Grocery | Total Electric | RET | 0.0093752 | 0.013688 | 0.019118 | 0.023635 | 0.028215 | 0.028291 | 0.027972 | 0.028629 | 0.028894 | 0.028271
| RCx_Com, E - TotE [Building w Gas Heat] | Grocery | Total Electric | RET | 0.0088898 | 0.012979 | 0.018128 | 0.022411 | 0.026755 | 0.026826 | 0.026524 | 0.027147 | 0.027398 | 0.026807
| RCx_Com, G - TotF [Building w Gas Heat] | Grocery |  | RET | 0.0088898 | 0.013318 | 0.017761 | 0.022051 | 0.026407 | 0.026418 | 0.026499 | 0.0266 | 0.026755 | 0.026888
| RCx_Com, E - TotE [Building w Oil Heat] | Grocery | Total Electric | RET | 0.0081526 | 0.011903 | 0.016625 | 0.020553 | 0.024536 | 0.024602 | 0.024325 | 0.024896 | 0.025126 | 0.024584
| RCx_Com, O - TotF [Building w Oil Heat] | Grocery |  | RET | 0.0081526 | 0.012084 | 0.01604 | 0.01985 | 0.023606 | 0.023402 | 0.023227 | 0.023043 | 0.02286 | 0.022664
| RCx_Com, E - TotE [Building w Propane Heat] | Grocery | Total Electric | RET | 0.0081771 | 0.011938 | 0.016675 | 0.020615 | 0.02461 | 0.024676 | 0.024398 | 0.02497 | 0.025201 | 0.024658
| RCx_Com, P - TotF [Building w Propane Heat] | Grocery |  | RET | 0.0081771 | 0.01212 | 0.016088 | 0.019909 | 0.023677 | 0.023473 | 0.023297 | 0.023112 | 0.022929 | 0.022732
| Commissioning_Com, E - TotE [Building w Elec Heat] | Grocery | Total Electric | NC | 0.15 | 0.19435 | 0.2351 | 0.26383 | 0.27308 | 0.28568 | 0.29377 | 0.28597 | 0.28792 | 0.28725
| Commissioning_Com, E - TotE [Building w Gas Heat] | Grocery | Total Electric | NC | 0.15 | 0.18979 | 0.22476 | 0.24817 | 0.25408 | 0.26402 | 0.26918 | 0.26199 | 0.26377 | 0.26315
| Commissioning_Com, G - TotF [Building w Gas Heat] | Grocery |  | NC | 0.15 | 0.19166 | 0.2282 | 0.24964 | 0.25785 | 0.2619 | 0.26544 | 0.26498 | 0.26805 | 0.26986
| Commissioning_Com, E - TotE [Building w Oil Heat] | Grocery | Total Electric | NC | 0.15 | 0.19174 | 0.22914 | 0.25474 | 0.26201 | 0.27302 | 0.27937 | 0.2719 | 0.27375 | 0.27311
| Commissioning_Com, O - TotF [Building w Oil Heat] | Grocery |  | NC | 0.15 | 0.19159 | 0.2291 | 0.25153 | 0.25919 | 0.2616 | 0.2633 | 0.25978 | 0.25918 | 0.25742
| Commissioning_Com, E - TotE [Building w Propane Heat] | Grocery | Total Electric | NC | 0.15 | 0.19018 | 0.22563 | 0.24946 | 0.25563 | 0.26578 | 0.27117 | 0.26392 | 0.26572 | 0.2651
| Commissioning_Com, P - TotF [Building w Propane Heat] | Grocery |  | NC | 0.15 | 0.19002 | 0.22559 | 0.24631 | 0.25288 | 0.25467 | 0.25557 | 0.25215 | 0.25157 | 0.24986
| Integrated Building Design_Com, E - TotE [Building w Elec Heat] | Grocery | Total Electric | NC | 0.07 | 0.10291 | 0.14212 | 0.17866 | 0.19929 | 0.21514 | 0.22002 | 0.21065 | 0.20081 | 0.18383
| Integrated Building Design_Com, E - TotE [Building w Gas Heat] | Grocery | Total Electric | NC | 0.07 | 0.10291 | 0.14212 | 0.17866 | 0.19929 | 0.21514 | 0.22002 | 0.21065 | 0.20081 | 0.18383
| Integrated Building Design_Com, G - TotF [Building w Gas Heat] | Grocery |  | NC | 0.07 | 0.10393 | 0.1443 | 0.17971 | 0.20225 | 0.21341 | 0.21697 | 0.21305 | 0.20407 | 0.18851
| Integrated Building Design_Com, E - TotE [Building w Oil Heat] | Grocery | Total Electric | NC | 0.07 | 0.10291 | 0.14212 | 0.17866 | 0.19929 | 0.21514 | 0.22002 | 0.21065 | 0.20081 | 0.18383
| Integrated Building Design_Com, O - TotF [Building w Oil Heat] | Grocery |  | NC | 0.07 | 0.10283 | 0.1421 | 0.1764 | 0.19714 | 0.20614 | 0.20737 | 0.20125 | 0.19012 | 0.17326
| Integrated Building Design_Com, E - TotE [Building w Propane Heat] | Grocery | Total Electric | NC | 0.07 | 0.10291 | 0.14212 | 0.17866 | 0.19929 | 0.21514 | 0.22002 | 0.21065 | 0.20081 | 0.18383
| Integrated Building Design_Com, P - TotF [Building w Propane Heat] | Grocery |  | NC | 0.07 | 0.10283 | 0.1421 | 0.1764 | 0.19714 | 0.20614 | 0.20737 | 0.20125 | 0.19012 | 0.17326
| Deep Energy Retrofit_Com, E - TotE [Building w Elec Heat] | Grocery | Total Electric | RET | 0.0041128 | 0.0088995 | 0.017553 | 0.026829 | 0.034293 | 0.038922 | 0.040686 | 0.041864 | 0.042251 | 0.041341
| Deep Energy Retrofit_Com, E - TotE [Building w Gas Heat] | Grocery | Total Electric | RET | 0.0037154 | 0.0080394 | 0.015857 | 0.024236 | 0.030979 | 0.03516 | 0.036754 | 0.037819 | 0.038168 | 0.037346
| Deep Energy Retrofit_Com, G - TotF [Building w Gas Heat] | Grocery |  | RET | 0.0037154 | 0.0082493 | 0.015536 | 0.023846 | 0.030576 | 0.034626 | 0.03672 | 0.037057 | 0.037274 | 0.037458
| Deep Energy Retrofit_Com, E - TotE [Building w Oil Heat] | Grocery | Total Electric | RET | 0.003865 | 0.0083632 | 0.016495 | 0.025212 | 0.032226 | 0.036576 | 0.038234 | 0.039342 | 0.039705 | 0.03885
| Deep Energy Retrofit_Com, O - TotF [Building w Oil Heat] | Grocery |  | RET | 0.003865 | 0.0084907 | 0.015915 | 0.024349 | 0.031005 | 0.034793 | 0.036509 | 0.036414 | 0.036125 | 0.035815
| Deep Energy Retrofit_Com, E - TotE [Building w Propane Heat] | Grocery | Total Electric | RET | 0.0037343 | 0.0080804 | 0.015937 | 0.024359 | 0.031137 | 0.035339 | 0.036941 | 0.038011 | 0.038363 | 0.037536
| Deep Energy Retrofit_Com, P - TotF [Building w Propane Heat] | Grocery |  | RET | 0.0037343 | 0.0082036 | 0.015377 | 0.023526 | 0.029956 | 0.033616 | 0.035274 | 0.035183 | 0.034903 | 0.034604
| EMS_Com, E - TotE [Building w Elec Heat] | Grocery | Total Electric | NC | 0.07 | 0.070879 | 0.080856 | 0.10096 | 0.12309 | 0.1443 | 0.15469 | 0.15234 | 0.1548 | 0.15407
| EMS_Com, E - TotE [Building w Elec Heat] | Grocery | Total Electric | RET | 0.0029614 | 0.0042009 | 0.0079706 | 0.013966 | 0.019495 | 0.022439 | 0.02323 | 0.024115 | 0.024338 | 0.023813
| EMS_Com, E - TotE [Building w Gas Heat] | Grocery | Total Electric | NC | 0.07 | 0.070879 | 0.080856 | 0.10096 | 0.12309 | 0.1443 | 0.15469 | 0.15234 | 0.1548 | 0.15407
| EMS_Com, E - TotE [Building w Gas Heat] | Grocery | Total Electric | RET | 0.0021753 | 0.0030858 | 0.0058549 | 0.010259 | 0.01432 | 0.016483 | 0.017064 | 0.017714 | 0.017877 | 0.017492
| EMS_Com, G - TotF [Building w Gas Heat] | Grocery |  | NC | 0.07 | 0.071579 | 0.082093 | 0.10156 | 0.12492 | 0.14314 | 0.15254 | 0.15408 | 0.15731 | 0.158
| EMS_Com, G - TotF [Building w Gas Heat] | Grocery |  | RET | 0.0021753 | 0.0031664 | 0.0057363 | 0.010094 | 0.014134 | 0.016232 | 0.017048 | 0.017357 | 0.017458 | 0.017545
| EMS_Com, E - TotE [Building w Oil Heat] | Grocery | Total Electric | NC | 0.07 | 0.070879 | 0.080856 | 0.10096 | 0.12309 | 0.1443 | 0.15469 | 0.15234 | 0.1548 | 0.15407
| EMS_Com, E - TotE [Building w Oil Heat] | Grocery | Total Electric | RET | 0.0019745 | 0.002801 | 0.0053145 | 0.009312 | 0.012999 | 0.014962 | 0.015489 | 0.016079 | 0.016228 | 0.015878
| EMS_Com, O - TotF [Building w Oil Heat] | Grocery |  | NC | 0.07 | 0.070821 | 0.080842 | 0.099685 | 0.12177 | 0.13826 | 0.14579 | 0.14554 | 0.14656 | 0.14522
| EMS_Com, O - TotF [Building w Oil Heat] | Grocery |  | RET | 0.0019745 | 0.0028437 | 0.0051276 | 0.0089934 | 0.012506 | 0.014232 | 0.01479 | 0.014883 | 0.014764 | 0.014638
| EMS_Com, E - TotE [Building w Propane Heat] | Grocery | Total Electric | NC | 0.07 | 0.070879 | 0.080856 | 0.10096 | 0.12309 | 0.1443 | 0.15469 | 0.15234 | 0.1548 | 0.15407
| EMS_Com, E - TotE [Building w Propane Heat] | Grocery | Total Electric | RET | 0.0019785 | 0.0028066 | 0.0053251 | 0.0093306 | 0.013025 | 0.014992 | 0.01552 | 0.016111 | 0.01626 | 0.01591
| EMS_Com, P - TotF [Building w Propane Heat] | Grocery |  | NC | 0.07 | 0.070821 | 0.080842 | 0.099685 | 0.12177 | 0.13826 | 0.14579 | 0.14554 | 0.14656 | 0.14522
| EMS_Com, P - TotF [Building w Propane Heat] | Grocery |  | RET | 0.0019785 | 0.0028494 | 0.0051378 | 0.0090113 | 0.012531 | 0.014261 | 0.01482 | 0.014912 | 0.014794 | 0.014667
| VFDs on HVAC Pumps_Com, E - Oth | Grocery | Other | RET | 0.0043706 | 0.015132 | 0.031452 | 0.040253 | 0.043082 | 0.043963 | 0.043468 | 0.044488 | 0.044899 | 0.043932
| ECM Circulators_Com, E - Oth | Grocery | Other | RET | 0.007769 | 0.020058 | 0.032864 | 0.03751 | 0.038756 | 0.039073 | 0.038633 | 0.03954 | 0.039905 | 0.039046
| Motors_Com, E - Oth | Grocery | Other | NC | 0.3 | 0.41302 | 0.46028 | 0.46707 | 0.44799 | 0.44486 | 0.44424 | 0.43236 | 0.43095 | 0.42565
| Motors_Com, E - Oth | Grocery | Other | RET | 0.003203 | 0.011054 | 0.022718 | 0.028424 | 0.02954 | 0.029205 | 0.02796 | 0.027782 | 0.027223 | 0.025863
| Motors_Com, E - Oth | Grocery | Other | REPL | 0.3 | 0.42217 | 0.49998 | 0.50276 | 0.49001 | 0.47388 | 0.45129 | 0.44545 | 0.43299 | 0.40744
| Ext Area Ltg_Com, E - ExtL | Grocery | Exterior Lighting | NC | 0.16 | 0.17828 | 0.19882 | 0.21895 | 0.20849 | 0.20703 | 0.20675 | 0.20122 | 0.20056 | 0.1981
| Ext Area Ltg_Com, E - ExtL | Grocery | Exterior Lighting | RET | 0.019391 | 0.035728 | 0.045159 | 0.046017 | 0.045082 | 0.048763 | 0.048213 | 0.049345 | 0.049801 | 0.048729
| Ext Area Ltg_Com, E - ExtL | Grocery | Exterior Lighting | REPL | 0.16 | 0.17449 | 0.20143 | 0.21457 | 0.20261 | 0.22927 | 0.25063 | 0.25651 | 0.25888 | 0.2533
| Street Ltg_Com, E - ExtL | Grocery | Exterior Lighting | NC | 0.25 | 0.26273 | 0.30726 | 0.34277 | 0.33901 | 0.34268 | 0.34378 | 0.33459 | 0.33349 | 0.32939
| Street Ltg_Com, E - ExtL | Grocery | Exterior Lighting | RET | 0.019711 | 0.03328 | 0.043621 | 0.045871 | 0.045723 | 0.049567 | 0.049009 | 0.050159 | 0.050623 | 0.049533
| Street Ltg_Com, E - ExtL | Grocery | Exterior Lighting | REPL | 0.25 | 0.25775 | 0.31262 | 0.33752 | 0.33087 | 0.38061 | 0.41673 | 0.42652 | 0.43046 | 0.42119
| Ext Ltg Ctrls_Com, E - ExtL | Grocery | Exterior Lighting | RET | 0.019547 | 0.03532 | 0.046213 | 0.048612 | 0.049024 | 0.049155 | 0.048601 | 0.049742 | 0.050202 | 0.049121
| Ext Ltg Dsgn_Com, E - ExtL | Grocery | Exterior Lighting | NC | 0.013 | 0.018767 | 0.027112 | 0.038481 | 0.045504 | 0.05327 | 0.054659 | 0.053771 | 0.053595 | 0.052936
| Ext Ltg Dsgn_Com, E - ExtL | Grocery | Exterior Lighting | REPL | 0.013 | 0.019466 | 0.030588 | 0.04437 | 0.055176 | 0.065222 | 0.066259 | 0.068545 | 0.069179 | 0.067688
| Int Ltg Ctrls_Com, E - IntL [No Heat] | Grocery | Interior Lighting | RET | 0.027878 | 0.039188 | 0.045906 | 0.046736 | 0.046612 | 0.046737 | 0.04621 | 0.047295 | 0.047732 | 0.046704
| Int Ltg Ctrls_Com, E - IntL [Electric Heat] | Grocery | Interior Lighting | RET | 0.02668 | 0.037504 | 0.043934 | 0.044728 | 0.04461 | 0.044729 | 0.044225 | 0.045263 | 0.045682 | 0.044698
| Int Ltg Ctrls_Com, E/G - IntL | Grocery | Interior Lighting | RET | 0.026684 | 0.037509 | 0.043939 | 0.044733 | 0.044615 | 0.044735 | 0.04423 | 0.045269 | 0.045687 | 0.044703
| Int Ltg Ctrls_Com, E/O - IntL | Grocery | Interior Lighting | RET | 0.025064 | 0.035231 | 0.041271 | 0.042017 | 0.041906 | 0.042019 | 0.041545 | 0.04252 | 0.042913 | 0.041989
| Int Ltg Ctrls_Com, E/P - IntL | Grocery | Interior Lighting | RET | 0.019673 | 0.027653 | 0.032394 | 0.03298 | 0.032893 | 0.032981 | 0.032609 | 0.033375 | 0.033683 | 0.032958
| Exit Sign RetFit_Com, E - IntL [No Heat] | Grocery | Interior Lighting | RET | 0.029474 | 0.041431 | 0.048534 | 0.049411 | 0.049281 | 0.049413 | 0.048856 | 0.050003 | 0.050465 | 0.049378
| Exit Sign RetFit_Com, E - IntL [Electric Heat] | Grocery | Interior Lighting | RET | 0.029016 | 0.040787 | 0.04778 | 0.048643 | 0.048515 | 0.048645 | 0.048096 | 0.049225 | 0.049681 | 0.04861
| Exit Sign RetFit_Com, E/G - IntL | Grocery | Interior Lighting | RET | 0.028555 | 0.040138 | 0.04702 | 0.04787 | 0.047743 | 0.047871 | 0.047331 | 0.048442 | 0.04889 | 0.047837
| Exit Sign RetFit_Com, E/O - IntL | Grocery | Interior Lighting | RET | 0.027214 | 0.038253 | 0.044812 | 0.045622 | 0.045501 | 0.045623 | 0.045109 | 0.046168 | 0.046594 | 0.045591
| Exit Sign RetFit_Com, E/P - IntL | Grocery | Interior Lighting | RET | 0.021074 | 0.029623 | 0.034701 | 0.035328 | 0.035235 | 0.035329 | 0.034931 | 0.035751 | 0.036082 | 0.035305
| LED HiLo Bay_Com, E - IntL [No Heat] | Grocery | Interior Lighting | NC | 0.3 | 0.50976 | 0.59046 | 0.59877 | 0.57043 | 0.56644 | 0.56566 | 0.55054 | 0.54874 | 0.54199
| LED HiLo Bay_Com, E - IntL [No Heat] | Grocery | Interior Lighting | RET | 0.014324 | 0.027614 | 0.042554 | 0.047679 | 0.05238 | 0.050494 | 0.047998 | 0.053134 | 0.056997 | 0.057205
| LED HiLo Bay_Com, E - IntL [No Heat] | Grocery | Interior Lighting | REPL | 0.3 | 0.50605 | 0.60893 | 0.59646 | 0.55792 | 0.51968 | 0.47454 | 0.44044 | 0.39379 | 0.37539
| LED HiLo Bay_Com, E - IntL [Electric Heat] | Grocery | Interior Lighting | NC | 0.3 | 0.47908 | 0.54169 | 0.54569 | 0.51878 | 0.51515 | 0.51444 | 0.50069 | 0.49906 | 0.49291
| LED HiLo Bay_Com, E - IntL [Electric Heat] | Grocery | Interior Lighting | RET | 0.012937 | 0.024964 | 0.038544 | 0.043311 | 0.047742 | 0.046201 | 0.044089 | 0.048995 | 0.052789 | 0.053128
| LED HiLo Bay_Com, E - IntL [Electric Heat] | Grocery | Interior Lighting | REPL | 0.3 | 0.47765 | 0.56371 | 0.55187 | 0.51918 | 0.48794 | 0.45016 | 0.42358 | 0.38582 | 0.37286
| LED HiLo Bay_Com, E/G - IntL | Grocery | Interior Lighting | NC | 0.3 | 0.49103 | 0.56047 | 0.56606 | 0.53859 | 0.53482 | 0.53408 | 0.5198 | 0.51811 | 0.51173
| LED HiLo Bay_Com, E/G - IntL | Grocery | Interior Lighting | RET | 0.01404 | 0.027073 | 0.041737 | 0.046792 | 0.05144 | 0.049627 | 0.047212 | 0.052305 | 0.056158 | 0.056395
| LED HiLo Bay_Com, E/G - IntL | Grocery | Interior Lighting | REPL | 0.3 | 0.48789 | 0.57908 | 0.56563 | 0.52928 | 0.49392 | 0.45199 | 0.42074 | 0.37768 | 0.3611
| LED HiLo Bay_Com, E/O - IntL | Grocery | Interior Lighting | NC | 0.3 | 0.47038 | 0.5282 | 0.53111 | 0.50463 | 0.5011 | 0.50041 | 0.48703 | 0.48544 | 0.47947
| LED HiLo Bay_Com, E/O - IntL | Grocery | Interior Lighting | RET | 0.013229 | 0.025523 | 0.039391 | 0.044236 | 0.048726 | 0.047116 | 0.044925 | 0.049884 | 0.053697 | 0.05401
| LED HiLo Bay_Com, E/O - IntL | Grocery | Interior Lighting | REPL | 0.3 | 0.46856 | 0.54863 | 0.53543 | 0.50261 | 0.47149 | 0.43407 | 0.4073 | 0.36962 | 0.35624
| LED HiLo Bay_Com, E/P - IntL | Grocery | Interior Lighting | NC | 0.3 | 0.41635 | 0.44769 | 0.44504 | 0.42136 | 0.41841 | 0.41784 | 0.40667 | 0.40534 | 0.40035
| LED HiLo Bay_Com, E/P - IntL | Grocery | Interior Lighting | RET | 0.011181 | 0.021601 | 0.033431 | 0.037703 | 0.041737 | 0.040589 | 0.038923 | 0.043466 | 0.047091 | 0.047562
| LED HiLo Bay_Com, E/P - IntL | Grocery | Interior Lighting | REPL | 0.3 | 0.41738 | 0.47121 | 0.45865 | 0.4338 | 0.41205 | 0.38475 | 0.3677 | 0.34186 | 0.33521
| Repl Scre_Com, E - IntL [No Heat] | Grocery | Interior Lighting | NC | 0.3 | 0.57734 | 0 | 0 | 0 | 0 | 0 | 0 | 0 | 0
| Repl Scre_Com, E - IntL [No Heat] | Grocery | Interior Lighting | RET | 0.089529 | 0.10333 | 0 | 0 | 0 | 0 | 0 | 0 | 0 | 0
| Repl Scre_Com, E - IntL [No Heat] | Grocery | Interior Lighting | REPL | 0.3 | 0.59886 | 0 | 0 | 0 | 0 | 0 | 0 | 0 | 0
| Repl Scre_Com, E - IntL [Electric Heat] | Grocery | Interior Lighting | NC | 0.3 | 0.57722 | 0 | 0 | 0 | 0 | 0 | 0 | 0 | 0
| Repl Scre_Com, E - IntL [Electric Heat] | Grocery | Interior Lighting | RET | 0.083255 | 0.096087 | 0 | 0 | 0 | 0 | 0 | 0 | 0 | 0
| Repl Scre_Com, E - IntL [Electric Heat] | Grocery | Interior Lighting | REPL | 0.3 | 0.59875 | 0 | 0 | 0 | 0 | 0 | 0 | 0 | 0
| Repl Scre_Com, E/G - IntL | Grocery | Interior Lighting | NC | 0.3 | 0.56669 | 0 | 0 | 0 | 0 | 0 | 0 | 0 | 0
| Repl Scre_Com, E/G - IntL | Grocery | Interior Lighting | RET | 0.087786 | 0.10132 | 0 | 0 | 0 | 0 | 0 | 0 | 0 | 0
| Repl Scre_Com, E/G - IntL | Grocery | Interior Lighting | REPL | 0.3 | 0.58782 | 0 | 0 | 0 | 0 | 0 | 0 | 0 | 0
| Repl Scre_Com, E/O - IntL | Grocery | Interior Lighting | NC | 0.3 | 0.5447 | 0 | 0 | 0 | 0 | 0 | 0 | 0 | 0
| Repl Scre_Com, E/O - IntL | Grocery | Interior Lighting | RET | 0.079584 | 0.091851 | 0 | 0 | 0 | 0 | 0 | 0 | 0 | 0
| Repl Scre_Com, E/O - IntL | Grocery | Interior Lighting | REPL | 0.3 | 0.565 | 0 | 0 | 0 | 0 | 0 | 0 | 0 | 0
| Repl Scre_Com, E/P - IntL | Grocery | Interior Lighting | NC | 0.3 | 0.47418 | 0 | 0 | 0 | 0 | 0 | 0 | 0 | 0
| Repl Scre_Com, E/P - IntL | Grocery | Interior Lighting | RET | 0.061918 | 0.071462 | 0 | 0 | 0 | 0 | 0 | 0 | 0 | 0
| Repl Scre_Com, E/P - IntL | Grocery | Interior Lighting | REPL | 0.3 | 0.49186 | 0 | 0 | 0 | 0 | 0 | 0 | 0 | 0
| Lin LED Fixture_Com, E - IntL [No Heat] | Grocery | Interior Lighting | NC | 0.045 | 0.060362 | 0.087124 | 0.10234 | 0.10112 | 0.09982 | 0.099682 | 0.097017 | 0.096701 | 0.09551
| Lin LED Fixture_Com, E - IntL [No Heat] | Grocery | Interior Lighting | RET | 0.0027879 | 0.0029146 | 0.0034106 | 0.003613 | 0.0036699 | 0.0036912 | 0.003639 | 0.0037136 | 0.0038187 | 0.0037364
| Lin LED Fixture_Com, E - IntL [No Heat] | Grocery | Interior Lighting | REPL | 0.045 | 0.062251 | 0.097397 | 0.1165 | 0.12059 | 0.11975 | 0.11795 | 0.12026 | 0.12482 | 0.12213
| Lin LED Fixture_Com, E - IntL [Electric Heat] | Grocery | Interior Lighting | NC | 0.045 | 0.060362 | 0.087124 | 0.10234 | 0.10112 | 0.09982 | 0.099682 | 0.097017 | 0.096701 | 0.09551
| Lin LED Fixture_Com, E - IntL [Electric Heat] | Grocery | Interior Lighting | RET | 0.0024153 | 0.0025258 | 0.0029566 | 0.0031331 | 0.0031837 | 0.0032034 | 0.0031593 | 0.0032254 | 0.0033083 | 0.0032371
| Lin LED Fixture_Com, E - IntL [Electric Heat] | Grocery | Interior Lighting | REPL | 0.045 | 0.062299 | 0.097518 | 0.1167 | 0.12086 | 0.12008 | 0.11834 | 0.12072 | 0.12482 | 0.12213
| Lin LED Fixture_Com, E/G - IntL | Grocery | Interior Lighting | NC | 0.045 | 0.060362 | 0.087124 | 0.10234 | 0.10112 | 0.09982 | 0.099682 | 0.097017 | 0.096701 | 0.09551
| Lin LED Fixture_Com, E/G - IntL | Grocery | Interior Lighting | RET | 0.0026801 | 0.0028021 | 0.0032793 | 0.0034743 | 0.0035294 | 0.0035503 | 0.0035004 | 0.0035726 | 0.003671 | 0.0035919
| Lin LED Fixture_Com, E/G - IntL | Grocery | Interior Lighting | REPL | 0.045 | 0.062265 | 0.097432 | 0.11656 | 0.12067 | 0.11984 | 0.11806 | 0.12039 | 0.12482 | 0.12213
| Lin LED Fixture_Com, E/O - IntL | Grocery | Interior Lighting | NC | 0.045 | 0.060362 | 0.087124 | 0.10234 | 0.10112 | 0.09982 | 0.099682 | 0.097017 | 0.096701 | 0.09551
| Lin LED Fixture_Com, E/O - IntL | Grocery | Interior Lighting | RET | 0.0025508 | 0.0026672 | 0.0031217 | 0.0033078 | 0.0033607 | 0.003381 | 0.003334 | 0.0034032 | 0.003494 | 0.0034187
| Lin LED Fixture_Com, E/O - IntL | Grocery | Interior Lighting | REPL | 0.045 | 0.062281 | 0.097474 | 0.11662 | 0.12076 | 0.11996 | 0.1182 | 0.12055 | 0.12482 | 0.12213
| Lin LED Fixture_Com, E/P - IntL | Grocery | Interior Lighting | NC | 0.045 | 0.060362 | 0.087124 | 0.10234 | 0.10112 | 0.09982 | 0.099682 | 0.097017 | 0.096701 | 0.09551
| Lin LED Fixture_Com, E/P - IntL | Grocery | Interior Lighting | RET | 0.0023062 | 0.0024119 | 0.0028235 | 0.0029924 | 0.003041 | 0.0030602 | 0.0030184 | 0.0030819 | 0.0031588 | 0.0030908
| Lin LED Fixture_Com, E/P - IntL | Grocery | Interior Lighting | REPL | 0.045 | 0.062313 | 0.097553 | 0.11676 | 0.12094 | 0.12018 | 0.11845 | 0.12085 | 0.12482 | 0.12213
| LED Tube Repl_Com, E - IntL [No Heat] | Grocery | Interior Lighting | RET | 0.025473 | 0.026157 | 0.030023 | 0.031123 | 0.030886 | 0.032593 | 0.033606 | 0.034571 | 0.034891 | 0.034139
| LED Tube Repl_Com, E - IntL [No Heat] | Grocery | Interior Lighting | REPL | 0.255 | 0.33604 | 0.51045 | 0.59073 | 0.59033 | 0.61074 | 0.62591 | 0.66318 | 0.69209 | 0.69206
| LED Tube Repl_Com, E - IntL [Electric Heat] | Grocery | Interior Lighting | RET | 0.025289 | 0.025972 | 0.029815 | 0.030914 | 0.030684 | 0.032385 | 0.033395 | 0.034322 | 0.03464 | 0.033893
| LED Tube Repl_Com, E - IntL [Electric Heat] | Grocery | Interior Lighting | REPL | 0.255 | 0.33618 | 0.51079 | 0.5913 | 0.59108 | 0.61166 | 0.62699 | 0.66445 | 0.69355 | 0.69206
| LED Tube Repl_Com, E/G - IntL | Grocery | Interior Lighting | RET | 0.024968 | 0.025649 | 0.029452 | 0.030547 | 0.03033 | 0.032018 | 0.033025 | 0.033886 | 0.034199 | 0.033463
| LED Tube Repl_Com, E/G - IntL | Grocery | Interior Lighting | REPL | 0.255 | 0.33641 | 0.51137 | 0.59228 | 0.5924 | 0.61327 | 0.62887 | 0.66668 | 0.6961 | 0.69206
| LED Tube Repl_Com, E/O - IntL | Grocery | Interior Lighting | RET | 0.023411 | 0.024079 | 0.027687 | 0.028759 | 0.028601 | 0.030228 | 0.031044 | 0.031773 | 0.032067 | 0.031376
| LED Tube Repl_Com, E/O - IntL | Grocery | Interior Lighting | REPL | 0.255 | 0.33756 | 0.51422 | 0.59704 | 0.59878 | 0.62108 | 0.63801 | 0.67748 | 0.7073 | 0.69206
| LED Tube Repl_Com, E/P - IntL | Grocery | Interior Lighting | RET | 0.017281 | 0.017862 | 0.020646 | 0.021572 | 0.021589 | 0.022921 | 0.022916 | 0.023454 | 0.023671 | 0.023161
| LED Tube Repl_Com, E/P - IntL | Grocery | Interior Lighting | REPL | 0.255 | 0.34208 | 0.52543 | 0.6158 | 0.62391 | 0.65179 | 0.67397 | 0.70082 | 0.7073 | 0.69206
| Repl pin CFL wLED_Com, E - IntL [No Heat] | Grocery | Interior Lighting | RET | 0.02223 | 0.031148 | 0.035521 | 0.035217 | 0.034222 | 0.037267 | 0.036847 | 0.037712 | 0.038061 | 0.037241
| Repl pin CFL wLED_Com, E - IntL [No Heat] | Grocery | Interior Lighting | REPL | 0.3 | 0.48903 | 0.58749 | 0.58266 | 0.55852 | 0.60849 | 0.64956 | 0.67857 | 0.68485 | 0.67009
| Repl pin CFL wLED_Com, E - IntL [Electric Heat] | Grocery | Interior Lighting | RET | 0.022522 | 0.031551 | 0.035972 | 0.035652 | 0.034634 | 0.037757 | 0.037332 | 0.038208 | 0.038561 | 0.037731
| Repl pin CFL wLED_Com, E - IntL [Electric Heat] | Grocery | Interior Lighting | REPL | 0.3 | 0.49277 | 0.59361 | 0.5889 | 0.56428 | 0.61457 | 0.65586 | 0.68736 | 0.69371 | 0.67877
| Repl pin CFL wLED_Com, E/G - IntL | Grocery | Interior Lighting | RET | 0.02216 | 0.031051 | 0.035414 | 0.035113 | 0.034124 | 0.03715 | 0.036732 | 0.037594 | 0.037941 | 0.037124
| Repl pin CFL wLED_Com, E/G - IntL | Grocery | Interior Lighting | REPL | 0.3 | 0.48789 | 0.58562 | 0.58073 | 0.55671 | 0.60657 | 0.64756 | 0.67596 | 0.68221 | 0.66751
| Repl pin CFL wLED_Com, E/O - IntL | Grocery | Interior Lighting | RET | 0.02108 | 0.029559 | 0.033747 | 0.033498 | 0.032593 | 0.03534 | 0.034942 | 0.035762 | 0.036093 | 0.035315
| Repl pin CFL wLED_Com, E/O - IntL | Grocery | Interior Lighting | REPL | 0.3 | 0.47281 | 0.56123 | 0.5558 | 0.53351 | 0.582 | 0.62196 | 0.64164 | 0.64757 | 0.63362
| Repl pin CFL wLED_Com, E/P - IntL | Grocery | Interior Lighting | RET | 0.017936 | 0.025202 | 0.028859 | 0.028742 | 0.028061 | 0.03007 | 0.029731 | 0.030429 | 0.03071 | 0.030049
| Repl pin CFL wLED_Com, E/P - IntL | Grocery | Interior Lighting | REPL | 0.3 | 0.42886 | 0.49269 | 0.48606 | 0.4683 | 0.51258 | 0.5355 | 0.54807 | 0.55314 | 0.54122
| Refrig Case LED_Com, E - IntL | Grocery | Interior Lighting | NC | 0.3 | 0.56023 | 0.67464 | 0.69168 | 0.66125 | 0.65662 | 0.65572 | 0.63818 | 0.6361 | 0.62827
| Refrig Case LED_Com, E - IntL | Grocery | Interior Lighting | RET | 0.026641 | 0.037363 | 0.042666 | 0.042362 | 0.041228 | 0.040421 | 0.039078 | 0.039107 | 0.043344 | 0.044632
| Refrig Case LED_Com, E - IntL | Grocery | Interior Lighting | REPL | 0.3 | 0.54303 | 0.67834 | 0.67537 | 0.64337 | 0.6094 | 0.56723 | 0.54443 | 0.59853 | 0.63365
| Refrig Case Ctrls_Com, E - IntL | Grocery | Interior Lighting | RET | 0.019017 | 0.026732 | 0.031315 | 0.031881 | 0.031797 | 0.031882 | 0.031522 | 0.032262 | 0.032561 | 0.031859
| Stair Occ Sensor_Com, E - IntL [No Heat] | Grocery | Interior Lighting | NC | 0.3 | 0.48237 | 0.58377 | 0.61098 | 0.59229 | 0.59024 | 0.58943 | 0.57367 | 0.5718 | 0.56476
| Stair Occ Sensor_Com, E - IntL [No Heat] | Grocery | Interior Lighting | RET | 0.017961 | 0.025193 | 0.030277 | 0.031305 | 0.031532 | 0.031617 | 0.03126 | 0.031994 | 0.03229 | 0.031594
| Stair Occ Sensor_Com, E - IntL [Electric Heat] | Grocery | Interior Lighting | NC | 0.3 | 0.47194 | 0.56398 | 0.58736 | 0.56847 | 0.56611 | 0.56533 | 0.55022 | 0.54842 | 0.54167
| Stair Occ Sensor_Com, E - IntL [Electric Heat] | Grocery | Interior Lighting | RET | 0.017227 | 0.025002 | 0.02965 | 0.030289 | 0.030243 | 0.030324 | 0.029982 | 0.030686 | 0.03097 | 0.030303
| Stair Occ Sensor_Com, E/G - IntL | Grocery | Interior Lighting | NC | 0.3 | 0.47174 | 0.56361 | 0.58691 | 0.56802 | 0.56566 | 0.56488 | 0.54978 | 0.54798 | 0.54124
| Stair Occ Sensor_Com, E/G - IntL | Grocery | Interior Lighting | RET | 0.017213 | 0.024982 | 0.029626 | 0.030265 | 0.030219 | 0.0303 | 0.029958 | 0.030662 | 0.030945 | 0.030278
| Stair Occ Sensor_Com, E/O - IntL | Grocery | Interior Lighting | NC | 0.3 | 0.45815 | 0.53849 | 0.55725 | 0.53822 | 0.53551 | 0.53477 | 0.52047 | 0.51878 | 0.51239
| Stair Occ Sensor_Com, E/O - IntL | Grocery | Interior Lighting | RET | 0.016295 | 0.02365 | 0.028047 | 0.028651 | 0.028608 | 0.028685 | 0.028362 | 0.029027 | 0.029296 | 0.028665
| Stair Occ Sensor_Com, E/P - IntL | Grocery | Interior Lighting | NC | 0.3 | 0.40378 | 0.44519 | 0.45006 | 0.43093 | 0.42792 | 0.42733 | 0.41591 | 0.41455 | 0.40945
| Stair Occ Sensor_Com, E/P - IntL | Grocery | Interior Lighting | RET | 0.013022 | 0.018899 | 0.022412 | 0.022895 | 0.022861 | 0.022922 | 0.022663 | 0.023195 | 0.02341 | 0.022906
| Int Delamping_Com, E - IntL [No Heat] | Grocery | Interior Lighting | RET | 0.020061 | 0.028138 | 0.033816 | 0.034964 | 0.035219 | 0.035313 | 0.034915 | 0.035735 | 0.036065 | 0.035288
| Int Delamping_Com, E - IntL [Electric Heat] | Grocery | Interior Lighting | RET | 0.020063 | 0.028141 | 0.03382 | 0.034968 | 0.035222 | 0.035317 | 0.034919 | 0.035738 | 0.036069 | 0.035292
| Int Delamping_Com, E/G - IntL | Grocery | Interior Lighting | RET | 0.019935 | 0.027961 | 0.033604 | 0.034745 | 0.034998 | 0.035091 | 0.034696 | 0.03551 | 0.035839 | 0.035067
| Int Delamping_Com, E/O - IntL | Grocery | Interior Lighting | RET | 0.019463 | 0.027299 | 0.032809 | 0.033923 | 0.034169 | 0.034261 | 0.033875 | 0.03467 | 0.03499 | 0.034237
| Int Delamping_Com, E/P - IntL | Grocery | Interior Lighting | RET | 0.015132 | 0.021224 | 0.025507 | 0.026373 | 0.026565 | 0.026636 | 0.026336 | 0.026954 | 0.027204 | 0.026618
| Int Ltg Dsgn_Com, E - IntL [No Heat] | Grocery | Interior Lighting | NC | 0.2 | 0.33792 | 0.46072 | 0.52956 | 0.54007 | 0.55302 | 0.55903 | 0.54458 | 0.5428 | 0.53612
| Int Ltg Dsgn_Com, E - IntL [Electric Heat] | Grocery | Interior Lighting | NC | 0.2 | 0.33916 | 0.46383 | 0.53415 | 0.54526 | 0.55856 | 0.56472 | 0.55018 | 0.54839 | 0.54164
| Int Ltg Dsgn_Com, E/G - IntL | Grocery | Interior Lighting | NC | 0.2 | 0.33332 | 0.44928 | 0.51278 | 0.52117 | 0.53288 | 0.53835 | 0.52423 | 0.52252 | 0.51609
| Int Ltg Dsgn_Com, E/O - IntL | Grocery | Interior Lighting | NC | 0.2 | 0.32691 | 0.43367 | 0.49022 | 0.49594 | 0.50608 | 0.51087 | 0.49722 | 0.49559 | 0.48949
| Int Ltg Dsgn_Com, E/P - IntL | Grocery | Interior Lighting | NC | 0.2 | 0.29661 | 0.36526 | 0.39578 | 0.3926 | 0.39734 | 0.39893 | 0.38826 | 0.38699 | 0.38223
| Room Air Conditioner_Com, E - Cool | Hospital | Cooling | NC | 0.35 | 0.53219 | 0.62405 | 0.64521 | 0.62299 | 0.61977 | 0.61892 | 0.60237 | 0.60041 | 0.59302
| Room Air Conditioner_Com, E - Cool | Hospital | Cooling | RET | 0.0012031 | 0.0014025 | 0.0022696 | 0.003326 | 0.0038247 | 0.0038229 | 0.0044226 | 0.0050809 | 0.0055616 | 0.0054418
| Room Air Conditioner_Com, E - Cool | Hospital | Cooling | REPL | 0.35 | 0.55051 | 0.70033 | 0.73698 | 0.74456 | 0.74389 | 0.75027 | 0.76788 | 0.77498 | 0.75829
| Chiller Systems_Com, E - Cool | Hospital | Cooling | NC | 0.2 | 0.40998 | 0.58524 | 0.65854 | 0.65441 | 0.65937 | 0.65846 | 0.64086 | 0.63877 | 0.6309
| Chiller Systems_Com, E - Cool | Hospital | Cooling | RET | 0.010032 | 0.023277 | 0.038616 | 0.045605 | 0.047698 | 0.048102 | 0.04697 | 0.047409 | 0.047187 | 0.045534
| Chiller Systems_Com, E - Cool | Hospital | Cooling | REPL | 0.2 | 0.4108 | 0.61259 | 0.66944 | 0.66059 | 0.63163 | 0.58448 | 0.55722 | 0.52102 | 0.46933
| Chiller Tuneup_Com, E - Cool | Hospital | Cooling | RET | 0.019867 | 0.033877 | 0.045184 | 0.048582 | 0.049611 | 0.049959 | 0.049396 | 0.050556 | 0.051023 | 0.049924
| Computer Room Air Conditioner_Com, E - Cool | Hospital | Cooling | NC | 0.25 | 0.45345 | 0.59214 | 0.63956 | 0.62654 | 0.62727 | 0.6264 | 0.60965 | 0.60767 | 0.60019
| Computer Room Air Conditioner_Com, E - Cool | Hospital | Cooling | REPL | 0.25 | 0.47035 | 0.66807 | 0.73744 | 0.75971 | 0.76799 | 0.75934 | 0.77716 | 0.78435 | 0.76745
| Mini Split Ductless AC_Com, E - Cool | Hospital | Cooling | NC | 0 | 0 | 0 | 0 | 0 | 0 | 0 | 0 | 0 | 0
| Mini Split Ductless AC_Com, E - Cool | Hospital | Cooling | RET | 0 | 0 | 0 | 0 | 0 | 0 | 0 | 0 | 0 | 0
| Mini Split Ductless AC_Com, E - Cool | Hospital | Cooling | REPL | 0 | 0 | 0 | 0 | 0 | 0 | 0 | 0 | 0 | 0
| Eff Unitary AC_Com, E - Cool | Hospital | Cooling | NC | 0.35 | 0.49552 | 0.55981 | 0.57087 | 0.54876 | 0.54492 | 0.54417 | 0.52962 | 0.52789 | 0.52139
| Eff Unitary AC_Com, E - Cool | Hospital | Cooling | RET | 0.025686 | 0.024702 | 0.025568 | 0.024985 | 0.02456 | 0.024331 | 0.02377 | 0.025346 | 0.026388 | 0.025819
| Eff Unitary AC_Com, E - Cool | Hospital | Cooling | REPL | 0.35 | 0.49815 | 0.60239 | 0.61765 | 0.61412 | 0.60548 | 0.58849 | 0.62569 | 0.65508 | 0.66406
| PTAC_Com, E - Cool | Hospital | Cooling | NC | 0.35 | 0.46324 | 0.50679 | 0.51095 | 0.48865 | 0.48523 | 0.48456 | 0.4716 | 0.47007 | 0.46428
| PTAC_Com, E - Cool | Hospital | Cooling | RET | 0.0022318 | 0.0028114 | 0.0048247 | 0.0075259 | 0.009219 | 0.0098135 | 0.0098193 | 0.010223 | 0.010317 | 0.010095
| PTAC_Com, E - Cool | Hospital | Cooling | REPL | 0.35 | 0.47805 | 0.56614 | 0.57891 | 0.57673 | 0.5724 | 0.56005 | 0.60118 | 0.60674 | 0.59367
| Unitary Equipment Economizer_Com, E - Cool | Hospital | Cooling | RET | 0.012398 | 0.022403 | 0.029312 | 0.030834 | 0.031095 | 0.031178 | 0.030826 | 0.03155 | 0.031842 | 0.031156
| AC Tuneup_Com, E - Cool [ASHP] | Hospital | Cooling | RET | 0.0096645 | 0.024952 | 0.040882 | 0.046662 | 0.048212 | 0.048607 | 0.048059 | 0.049187 | 0.049642 | 0.048573
| AC Tuneup_Com, E - Heat [ASHP] | Hospital | Space Heating | RET | 0.0096645 | 0.024952 | 0.040882 | 0.046662 | 0.048212 | 0.048607 | 0.048059 | 0.049187 | 0.049642 | 0.048573
| AC Tuneup_Com, E - Cool [Unitary AC] | Hospital | Cooling | RET | 0.0088796 | 0.022925 | 0.037562 | 0.042872 | 0.044296 | 0.044659 | 0.044156 | 0.045192 | 0.04561 | 0.044628
| DCV_Com, E - Cool [Building w Elec Heat] | Hospital | Cooling | RET | 0.014781 | 0.028962 | 0.042315 | 0.047295 | 0.048932 | 0.04956 | 0.049001 | 0.050151 | 0.050615 | 0.049525
| DCV_Com, E - Heat [Building w Elec Heat] | Hospital | Space Heating | RET | 0.014781 | 0.028962 | 0.042315 | 0.047295 | 0.048932 | 0.04956 | 0.049001 | 0.050151 | 0.050615 | 0.049525
| DCV_Com, E - Vent [Building w Elec Heat] | Hospital | Ventilation | RET | 0.014781 | 0.028962 | 0.042315 | 0.047295 | 0.048932 | 0.04956 | 0.049001 | 0.050151 | 0.050615 | 0.049525
| DCV_Com, E - Cool [Building w Gas Heat] | Hospital | Cooling | RET | 0.014925 | 0.029244 | 0.042726 | 0.047755 | 0.049408 | 0.050042 | 0.049478 | 0.050639 | 0.051108 | 0.050007
| DCV_Com, G - Heat [Building w Gas Heat] | Hospital |  | RET | 0.014925 | 0.030007 | 0.041861 | 0.046987 | 0.048765 | 0.049281 | 0.049432 | 0.049619 | 0.04991 | 0.050157
| DCV_Com, E - Vent [Building w Gas Heat] | Hospital | Ventilation | RET | 0.014925 | 0.029244 | 0.042726 | 0.047755 | 0.049408 | 0.050042 | 0.049478 | 0.050639 | 0.051108 | 0.050007
| DCV_Com, E - Cool [Building w Oil Heat] | Hospital | Cooling | RET | 0.015018 | 0.029426 | 0.042993 | 0.048053 | 0.049716 | 0.050354 | 0.049787 | 0.050955 | 0.051426 | 0.050319
| DCV_Com, O - Heat [Building w Oil Heat] | Hospital |  | RET | 0.015018 | 0.029875 | 0.041481 | 0.046409 | 0.047831 | 0.047899 | 0.04754 | 0.047164 | 0.046789 | 0.046388
| DCV_Com, E - Vent [Building w Oil Heat] | Hospital | Ventilation | RET | 0.015018 | 0.029426 | 0.042993 | 0.048053 | 0.049716 | 0.050354 | 0.049787 | 0.050955 | 0.051426 | 0.050319
| DCV_Com, E - Cool [Building w Propane Heat] | Hospital | Cooling | RET | 0.01475 | 0.028902 | 0.042226 | 0.047196 | 0.04883 | 0.049456 | 0.048899 | 0.050047 | 0.05051 | 0.049421
| DCV_Com, P - Heat [Building w Propane Heat] | Hospital |  | RET | 0.01475 | 0.029342 | 0.040741 | 0.045581 | 0.046978 | 0.047045 | 0.046692 | 0.046323 | 0.045955 | 0.04556
| DCV_Com, E - Vent [Building w Propane Heat] | Hospital | Ventilation | RET | 0.01475 | 0.028902 | 0.042226 | 0.047196 | 0.04883 | 0.049456 | 0.048899 | 0.050047 | 0.05051 | 0.049421
| Controls for Unitary AC_Com, E - Cool | Hospital | Cooling | RET | 0.010775 | 0.021112 | 0.030846 | 0.034476 | 0.035669 | 0.036127 | 0.03572 | 0.036558 | 0.036896 | 0.036102
| Optimized Unitary AC Sys_Com, E - Cool [Building w Elec Heat] | Hospital | Cooling | NC | 0.15 | 0.23577 | 0.30322 | 0.3366 | 0.33761 | 0.34327 | 0.3457 | 0.33645 | 0.33536 | 0.33123
| Optimized Unitary AC Sys_Com, E - Heat [Building w Elec Heat] | Hospital | Space Heating | NC | 0.15 | 0.23577 | 0.30322 | 0.3366 | 0.33761 | 0.34327 | 0.3457 | 0.33645 | 0.33536 | 0.33123
| Optimized Unitary AC Sys_Com, E - Cool [Building w Gas Heat] | Hospital | Cooling | NC | 0.15 | 0.27856 | 0.41269 | 0.50097 | 0.52526 | 0.54441 | 0.55306 | 0.5405 | 0.53874 | 0.5321
| Optimized Unitary AC Sys_Com, G - Heat [Building w Gas Heat] | Hospital |  | NC | 0.15 | 0.28131 | 0.41901 | 0.50393 | 0.53306 | 0.54004 | 0.54537 | 0.54668 | 0.54747 | 0.54566
| Optimized Unitary AC Sys_Com, E - Cool [Building w Oil Heat] | Hospital | Cooling | NC | 0.15 | 0.28164 | 0.42147 | 0.51523 | 0.54223 | 0.56293 | 0.57226 | 0.55952 | 0.55769 | 0.55083
| Optimized Unitary AC Sys_Com, O - Heat [Building w Oil Heat] | Hospital |  | NC | 0.15 | 0.2814 | 0.4214 | 0.50873 | 0.53639 | 0.53938 | 0.53935 | 0.53457 | 0.52801 | 0.51917
| Optimized Unitary AC Sys_Com, E - Cool [Building w Propane Heat] | Hospital | Cooling | NC | 0.15 | 0.26589 | 0.37781 | 0.44587 | 0.46072 | 0.47446 | 0.48073 | 0.469 | 0.46747 | 0.46172
| Optimized Unitary AC Sys_Com, P - Heat [Building w Propane Heat] | Hospital |  | NC | 0.15 | 0.26567 | 0.37774 | 0.44024 | 0.45576 | 0.45461 | 0.45307 | 0.44809 | 0.44259 | 0.43518
| Optimized Chiller Sys_Com, E - Cool | Hospital | Cooling | NC | 0.15 | 0.24033 | 0.31376 | 0.35133 | 0.35383 | 0.36038 | 0.36333 | 0.35362 | 0.35246 | 0.34812
| Cool Roof_Com, E - Cool [Building w Elec Heat] | Hospital | Cooling | NC | 0.1 | 0.12746 | 0.15111 | 0.16663 | 0.1703 | 0.17671 | 0.17954 | 0.17474 | 0.17417 | 0.17202
| Cool Roof_Com, E - Cool [Building w Elec Heat] | Hospital | Cooling | RET | 0 | 0.00089265 | 0.002875 | 0.0063124 | 0.011206 | 0.016345 | 0.019909 | 0.02258 | 0.023883 | 0.023368
| Cool Roof_Com, E - Heat [Building w Elec Heat] | Hospital | Space Heating | NC | 0.1 | 0.12746 | 0.15111 | 0.16663 | 0.1703 | 0.17671 | 0.17954 | 0.17474 | 0.17417 | 0.17202
| Cool Roof_Com, E - Heat [Building w Elec Heat] | Hospital | Space Heating | RET | 0 | 0.00089265 | 0.002875 | 0.0063124 | 0.011206 | 0.016345 | 0.019909 | 0.02258 | 0.023883 | 0.023368
| Cool Roof_Com, E - Cool [Building w Gas Heat] | Hospital | Cooling | NC | 0.1 | 0.12739 | 0.15094 | 0.16638 | 0.17 | 0.17637 | 0.17916 | 0.17437 | 0.1738 | 0.17166
| Cool Roof_Com, E - Cool [Building w Gas Heat] | Hospital | Cooling | RET | 0 | 0.00088804 | 0.0028602 | 0.0062798 | 0.011149 | 0.016261 | 0.019806 | 0.022464 | 0.02376 | 0.023248
| Cool Roof_Com, G - Heat [Building w Gas Heat] | Hospital |  | NC | 0.1 | 0.12864 | 0.15325 | 0.16736 | 0.17252 | 0.17495 | 0.17667 | 0.17637 | 0.17662 | 0.17604
| Cool Roof_Com, G - Heat [Building w Gas Heat] | Hospital |  | RET | 0 | 0.00091123 | 0.0028023 | 0.0061788 | 0.011004 | 0.016013 | 0.019788 | 0.022011 | 0.023203 | 0.023318
| Cool Roof_Com, E - Cool [Building w Oil Heat] | Hospital | Cooling | NC | 0.1 | 0.12628 | 0.14854 | 0.16286 | 0.16584 | 0.1717 | 0.17397 | 0.16931 | 0.16876 | 0.16668
| Cool Roof_Com, E - Cool [Building w Oil Heat] | Hospital | Cooling | RET | 0 | 0.00086978 | 0.0028014 | 0.0061507 | 0.010919 | 0.015926 | 0.019399 | 0.022002 | 0.023271 | 0.02277
| Cool Roof_Com, O - Heat [Building w Oil Heat] | Hospital |  | NC | 0.1 | 0.12617 | 0.14851 | 0.16081 | 0.16406 | 0.16452 | 0.16396 | 0.16177 | 0.15978 | 0.1571
| Cool Roof_Com, O - Heat [Building w Oil Heat] | Hospital |  | RET | 0 | 0.00088304 | 0.0027029 | 0.0059402 | 0.010505 | 0.01515 | 0.018524 | 0.020365 | 0.021173 | 0.020991
| Cool Roof_Com, E - Cool [Building w Propane Heat] | Hospital | Cooling | NC | 0.1 | 0.12707 | 0.15026 | 0.16538 | 0.16881 | 0.17503 | 0.17767 | 0.17292 | 0.17236 | 0.17024
| Cool Roof_Com, E - Cool [Building w Propane Heat] | Hospital | Cooling | RET | 0 | 0.00088294 | 0.0028438 | 0.0062437 | 0.011085 | 0.016167 | 0.019693 | 0.022335 | 0.023623 | 0.023114
| Cool Roof_Com, P - Heat [Building w Propane Heat] | Hospital |  | NC | 0.1 | 0.12697 | 0.15023 | 0.16329 | 0.16699 | 0.16771 | 0.16745 | 0.16521 | 0.16318 | 0.16045
| Cool Roof_Com, P - Heat [Building w Propane Heat] | Hospital |  | RET | 0 | 0.0008964 | 0.0027437 | 0.0060301 | 0.010664 | 0.015379 | 0.018804 | 0.020673 | 0.021493 | 0.021309
| GSHP_Com, E - Cool | Hospital | Cooling | RET | 0.0011836 | 0.0023012 | 0.0036075 | 0.0047403 | 0.0058671 | 0.0070178 | 0.0080379 | 0.0093243 | 0.010487 | 0.01128
| GSHP_Com, E - Cool | Hospital | Cooling | REPL | 0.02 | 0.035406 | 0.06246 | 0.096266 | 0.13645 | 0.1763 | 0.20339 | 0.2232 | 0.22672 | 0.21366
| GSHP_Com, E - Heat | Hospital | Space Heating | RET | 0.0011836 | 0.0023012 | 0.0036075 | 0.0047403 | 0.0058671 | 0.0070178 | 0.0080379 | 0.0093243 | 0.010487 | 0.01128
| GSHP_Com, E - Heat | Hospital | Space Heating | REPL | 0.02 | 0.035406 | 0.06246 | 0.096266 | 0.13645 | 0.1763 | 0.20339 | 0.2232 | 0.22672 | 0.21366
| Unitary HP_Com, E - Cool | Hospital | Cooling | NC | 0.35 | 0.46087 | 0.50303 | 0.50674 | 0.48445 | 0.48106 | 0.4804 | 0.46756 | 0.46603 | 0.4603
| Unitary HP_Com, E - Cool | Hospital | Cooling | RET | 0.0042903 | 0.012205 | 0.021473 | 0.025088 | 0.025858 | 0.025822 | 0.025202 | 0.027294 | 0.027546 | 0.026953
| Unitary HP_Com, E - Cool | Hospital | Cooling | REPL | 0.35 | 0.47 | 0.54592 | 0.54723 | 0.53455 | 0.52018 | 0.49871 | 0.56312 | 0.60154 | 0.58858
| Unitary HP_Com, E - Heat | Hospital | Space Heating | NC | 0.35 | 0.46087 | 0.50303 | 0.50674 | 0.48445 | 0.48106 | 0.4804 | 0.46756 | 0.46603 | 0.4603
| Unitary HP_Com, E - Heat | Hospital | Space Heating | RET | 0.0042903 | 0.012205 | 0.021473 | 0.025088 | 0.025858 | 0.025822 | 0.025202 | 0.027294 | 0.027546 | 0.026953
| Unitary HP_Com, E - Heat | Hospital | Space Heating | REPL | 0.35 | 0.47 | 0.54592 | 0.54723 | 0.53455 | 0.52018 | 0.49871 | 0.56312 | 0.60154 | 0.58858
| PTHP_Com, E - Cool | Hospital | Cooling | NC | 0.35 | 0.5405 | 0.63922 | 0.66304 | 0.64089 | 0.63787 | 0.63699 | 0.61996 | 0.61793 | 0.61033
| PTHP_Com, E - Cool | Hospital | Cooling | RET | 0.0020511 | 0.002161 | 0.002753 | 0.0034408 | 0.0038734 | 0.00403 | 0.0040123 | 0.0041757 | 0.0042143 | 0.0041235
| PTHP_Com, E - Cool | Hospital | Cooling | REPL | 0.35 | 0.55826 | 0.71615 | 0.75655 | 0.76598 | 0.76662 | 0.75481 | 0.78539 | 0.79761 | 0.78042
| PTHP_Com, E - Heat | Hospital | Space Heating | NC | 0.35 | 0.5405 | 0.63922 | 0.66304 | 0.64089 | 0.63787 | 0.63699 | 0.61996 | 0.61793 | 0.61033
| PTHP_Com, E - Heat | Hospital | Space Heating | RET | 0.0020511 | 0.002161 | 0.002753 | 0.0034408 | 0.0038734 | 0.00403 | 0.0040123 | 0.0041757 | 0.0042143 | 0.0041235
| PTHP_Com, E - Heat | Hospital | Space Heating | REPL | 0.35 | 0.55826 | 0.71615 | 0.75655 | 0.76598 | 0.76662 | 0.75481 | 0.78539 | 0.79761 | 0.78042
| Minisplit Ductless HP_Com, E - Cool | Hospital | Cooling | RET | 0.023233 | 0.035937 | 0.042626 | 0.042218 | 0.040524 | 0.038918 | 0.036855 | 0.037092 | 0.036827 | 0.035464
| Minisplit Ductless HP_Com, E - Cool | Hospital | Cooling | REPL | 0.175 | 0.25983 | 0.3119 | 0.30513 | 0.28433 | 0.26064 | 0.2338 | 0.22254 | 0.21602 | 0.20297
| Minisplit Ductless HP_Com, E - Heat | Hospital | Space Heating | RET | 0.023233 | 0.035937 | 0.042626 | 0.042218 | 0.040524 | 0.038918 | 0.036855 | 0.037092 | 0.036827 | 0.035464
| Minisplit Ductless HP_Com, E - Heat | Hospital | Space Heating | REPL | 0.175 | 0.25983 | 0.3119 | 0.30513 | 0.28433 | 0.26064 | 0.2338 | 0.22254 | 0.21602 | 0.20297
| Programmable TStat_Com, E - Cool [Building w Elec Heat] | Hospital | Cooling | NC | 0.3 | 0.18391 | 0.086757 | 0 | 0 | 0 | 0 | 0 | 0 | 0
| Programmable TStat_Com, E - Cool [Building w Elec Heat] | Hospital | Cooling | RET | 0.015144 | 0.0073699 | 0 | 0 | 0 | 0 | 0 | 0 | 0 | 0
| Programmable TStat_Com, E - Heat [Building w Elec Heat] | Hospital | Space Heating | NC | 0.3 | 0.18391 | 0.086757 | 0 | 0 | 0 | 0 | 0 | 0 | 0
| Programmable TStat_Com, E - Heat [Building w Elec Heat] | Hospital | Space Heating | RET | 0.015144 | 0.0073699 | 0 | 0 | 0 | 0 | 0 | 0 | 0 | 0
| Programmable TStat_Com, E - Cool [Building w Gas Heat] | Hospital | Cooling | NC | 0.3 | 0.18391 | 0.086757 | 0 | 0 | 0 | 0 | 0 | 0 | 0
| Programmable TStat_Com, E - Cool [Building w Gas Heat] | Hospital | Cooling | RET | 0.019485 | 0.0094826 | 0 | 0 | 0 | 0 | 0 | 0 | 0 | 0
| Programmable TStat_Com, G - Heat [Building w Gas Heat] | Hospital |  | NC | 0.3 | 0.18573 | 0.088084 | 0 | 0 | 0 | 0 | 0 | 0 | 0
| Programmable TStat_Com, G - Heat [Building w Gas Heat] | Hospital |  | RET | 0.019485 | 0.0097302 | 0 | 0 | 0 | 0 | 0 | 0 | 0 | 0
| Programmable TStat_Com, E - Cool [Building w Propane Heat] | Hospital | Cooling | NC | 0.3 | 0.18391 | 0.086757 | 0 | 0 | 0 | 0 | 0 | 0 | 0
| Programmable TStat_Com, E - Cool [Building w Propane Heat] | Hospital | Cooling | RET | 0.018993 | 0.0092433 | 0 | 0 | 0 | 0 | 0 | 0 | 0 | 0
| Programmable TStat_Com, P - Heat [Building w Propane Heat] | Hospital |  | NC | 0.3 | 0.18376 | 0.086742 | 0 | 0 | 0 | 0 | 0 | 0 | 0
| Programmable TStat_Com, P - Heat [Building w Propane Heat] | Hospital |  | RET | 0.018993 | 0.0093842 | 0 | 0 | 0 | 0 | 0 | 0 | 0 | 0
| Programmable TStat_Com, E - Cool [Building w Oil Heat] | Hospital | Cooling | NC | 0.3 | 0.18391 | 0.086757 | 0 | 0 | 0 | 0 | 0 | 0 | 0
| Programmable TStat_Com, E - Cool [Building w Oil Heat] | Hospital | Cooling | RET | 0.015557 | 0.0075708 | 0 | 0 | 0 | 0 | 0 | 0 | 0 | 0
| Programmable TStat_Com, O - Heat [Building w Oil Heat] | Hospital |  | NC | 0.3 | 0.18376 | 0.086742 | 0 | 0 | 0 | 0 | 0 | 0 | 0
| Programmable TStat_Com, O - Heat [Building w Oil Heat] | Hospital |  | RET | 0.015557 | 0.0076862 | 0 | 0 | 0 | 0 | 0 | 0 | 0 | 0
| Smart TStat_Com, E - Cool [Building w Elec Heat] | Hospital | Cooling | NC | 0.05 | 0.18391 | 0.34703 | 0.41104 | 0.4567 | 0.51759 | 0.59071 | 0.57492 | 0.57304 | 0.56599
| Smart TStat_Com, E - Cool [Building w Elec Heat] | Hospital | Cooling | RET | 0.0047516 | 0.0082949 | 0.016382 | 0.021859 | 0.023405 | 0.023898 | 0.023628 | 0.024183 | 0.024406 | 0.023881
| Smart TStat_Com, E - Heat [Building w Elec Heat] | Hospital | Space Heating | NC | 0.05 | 0.18391 | 0.34703 | 0.41104 | 0.4567 | 0.51759 | 0.59071 | 0.57492 | 0.57304 | 0.56599
| Smart TStat_Com, E - Heat [Building w Elec Heat] | Hospital | Space Heating | RET | 0.0047516 | 0.0082949 | 0.016382 | 0.021859 | 0.023405 | 0.023898 | 0.023628 | 0.024183 | 0.024406 | 0.023881
| Smart TStat_Com, E - Cool [Building w Gas Heat] | Hospital | Cooling | NC | 0.05 | 0.18391 | 0.34703 | 0.41104 | 0.4567 | 0.51759 | 0.59071 | 0.57492 | 0.57304 | 0.56599
| Smart TStat_Com, E - Cool [Building w Gas Heat] | Hospital | Cooling | RET | 0.0068584 | 0.011973 | 0.023645 | 0.031551 | 0.033784 | 0.034494 | 0.034105 | 0.034906 | 0.035229 | 0.03447
| Smart TStat_Com, G - Heat [Building w Gas Heat] | Hospital |  | NC | 0.05 | 0.18573 | 0.35234 | 0.41347 | 0.46348 | 0.51343 | 0.5825 | 0.58149 | 0.58234 | 0.5804
| Smart TStat_Com, G - Heat [Building w Gas Heat] | Hospital |  | RET | 0.0068584 | 0.012286 | 0.023167 | 0.031044 | 0.033344 | 0.03397 | 0.034073 | 0.034203 | 0.034403 | 0.034573
| Smart TStat_Com, E - Cool [Building w Propane Heat] | Hospital | Cooling | NC | 0.05 | 0.18391 | 0.34703 | 0.41104 | 0.4567 | 0.51759 | 0.59071 | 0.57492 | 0.57304 | 0.56599
| Smart TStat_Com, E - Cool [Building w Propane Heat] | Hospital | Cooling | RET | 0.0064463 | 0.011253 | 0.022225 | 0.029655 | 0.031753 | 0.032421 | 0.032056 | 0.032808 | 0.033112 | 0.032398
| Smart TStat_Com, P - Heat [Building w Propane Heat] | Hospital |  | NC | 0.05 | 0.18376 | 0.34697 | 0.40585 | 0.45178 | 0.49593 | 0.55673 | 0.54929 | 0.54254 | 0.53346
| Smart TStat_Com, P - Heat [Building w Propane Heat] | Hospital |  | RET | 0.0064463 | 0.011425 | 0.021443 | 0.02864 | 0.03055 | 0.03084 | 0.030609 | 0.030367 | 0.030126 | 0.029867
| Smart TStat_Com, E - Cool [Building w Oil Heat] | Hospital | Cooling | NC | 0.05 | 0.18391 | 0.34703 | 0.41104 | 0.4567 | 0.51759 | 0.59071 | 0.57492 | 0.57304 | 0.56599
| Smart TStat_Com, E - Cool [Building w Oil Heat] | Hospital | Cooling | RET | 0.0050162 | 0.0087569 | 0.017294 | 0.023076 | 0.024709 | 0.025229 | 0.024944 | 0.02553 | 0.025766 | 0.025211
| Smart TStat_Com, O - Heat [Building w Oil Heat] | Hospital |  | NC | 0.05 | 0.18376 | 0.34697 | 0.40585 | 0.45178 | 0.49593 | 0.55673 | 0.54929 | 0.54254 | 0.53346
| Smart TStat_Com, O - Heat [Building w Oil Heat] | Hospital |  | RET | 0.0050162 | 0.0088904 | 0.016686 | 0.022287 | 0.023772 | 0.023999 | 0.023819 | 0.02363 | 0.023442 | 0.023241
| Boiler Blowdown Controls_Com, G - Heat | Hospital |  | RET | 0.006368 | 0.012803 | 0.017861 | 0.020048 | 0.020807 | 0.021027 | 0.021091 | 0.021171 | 0.021295 | 0.021401
| Boiler Blowdown Controls_Com, O - Heat | Hospital |  | RET | 0.0061918 | 0.012317 | 0.017102 | 0.019134 | 0.019721 | 0.019749 | 0.019601 | 0.019446 | 0.019291 | 0.019125
| Boiler Modifications_Com, G - Heat | Hospital |  | RET | 0.010864 | 0.021843 | 0.030471 | 0.034202 | 0.035497 | 0.035872 | 0.035982 | 0.036118 | 0.03633 | 0.03651
| Boiler Modifications_Com, O - Heat | Hospital |  | RET | 0.012476 | 0.024819 | 0.034461 | 0.038555 | 0.039737 | 0.039793 | 0.039495 | 0.039183 | 0.038871 | 0.038538
| Boilers_Com, G - Heat | Hospital |  | NC | 0.35 | 0.41511 | 0.43402 | 0.42621 | 0.40814 | 0.39615 | 0.39327 | 0.39258 | 0.39316 | 0.39185
| Boilers_Com, G - Heat | Hospital |  | RET | 0.007889 | 0.017039 | 0.022978 | 0.024576 | 0.024633 | 0.024186 | 0.023793 | 0.023423 | 0.023106 | 0.022773
| Boilers_Com, G - Heat | Hospital |  | REPL | 0.35 | 0.42655 | 0.44963 | 0.44504 | 0.43297 | 0.4205 | 0.40909 | 0.39789 | 0.38739 | 0.37643
| Boilers_Com, O - Heat | Hospital |  | NC | 0.35 | 0.54962 | 0.65689 | 0.67545 | 0.65492 | 0.6317 | 0.6205 | 0.6122 | 0.60468 | 0.59456
| Boilers_Com, O - Heat | Hospital |  | RET | 0.013577 | 0.028866 | 0.038312 | 0.040217 | 0.039358 | 0.037633 | 0.036 | 0.034423 | 0.032914 | 0.031451
| Boilers_Com, O - Heat | Hospital |  | REPL | 0.35 | 0.55431 | 0.65551 | 0.66458 | 0.63884 | 0.60037 | 0.56138 | 0.52273 | 0.48462 | 0.44681
| Furnace_Com, G - Heat | Hospital |  | NC | 0.35 | 0.45744 | 0.49809 | 0.4958 | 0.47763 | 0.4636 | 0.46022 | 0.45942 | 0.46009 | 0.45856
| Furnace_Com, G - Heat | Hospital |  | RET | 0.008116 | 0.017544 | 0.023704 | 0.025418 | 0.02555 | 0.02516 | 0.024822 | 0.024508 | 0.024246 | 0.023967
| Furnace_Com, G - Heat | Hospital |  | REPL | 0.35 | 0.4697 | 0.51524 | 0.51652 | 0.50506 | 0.49004 | 0.47625 | 0.4627 | 0.44997 | 0.43669
| Furnace_Com, O - Heat | Hospital |  | NC | 0.35 | 0.52962 | 0.62007 | 0.63258 | 0.61179 | 0.58945 | 0.579 | 0.57125 | 0.56424 | 0.55479
| Furnace_Com, O - Heat | Hospital |  | RET | 0.0096258 | 0.02051 | 0.027354 | 0.028907 | 0.028499 | 0.027457 | 0.026464 | 0.025496 | 0.024563 | 0.023649
| Furnace_Com, O - Heat | Hospital |  | REPL | 0.35 | 0.54114 | 0.63516 | 0.64889 | 0.63306 | 0.60569 | 0.57833 | 0.55113 | 0.52429 | 0.49753
| Furnace_Com, P - Heat | Hospital |  | NC | 0.35 | 0.5492 | 0.6561 | 0.67453 | 0.65399 | 0.63079 | 0.61961 | 0.61132 | 0.60381 | 0.5937
| Furnace_Com, P - Heat | Hospital |  | RET | 0.012257 | 0.026101 | 0.034767 | 0.036677 | 0.03609 | 0.034702 | 0.033382 | 0.032099 | 0.030863 | 0.029657
| Furnace_Com, P - Heat | Hospital |  | REPL | 0.35 | 0.55631 | 0.66052 | 0.67311 | 0.65089 | 0.61577 | 0.58006 | 0.54463 | 0.5097 | 0.47499
| Energy Recovery Ventilator_Com, G - Heat | Hospital |  | NC | 0.2 | 0.29912 | 0.36995 | 0.39694 | 0.39715 | 0.39284 | 0.39206 | 0.39137 | 0.39194 | 0.39064
| Energy Recovery Ventilator_Com, G - Heat | Hospital |  | RET | 0.0069229 | 0.016432 | 0.025832 | 0.030268 | 0.031294 | 0.031001 | 0.030224 | 0.030596 | 0.031027 | 0.031427
| Energy Recovery Ventilator_Com, G - Heat | Hospital |  | REPL | 0.2 | 0.30786 | 0.3827 | 0.41111 | 0.41421 | 0.4058 | 0.39254 | 0.39341 | 0.39508 | 0.39642
| Energy Recovery Ventilator_Com, O - Heat | Hospital |  | NC | 0.2 | 0.32868 | 0.43853 | 0.49103 | 0.49842 | 0.49295 | 0.48959 | 0.48312 | 0.47719 | 0.4692
| Energy Recovery Ventilator_Com, O - Heat | Hospital |  | RET | 0.0090468 | 0.021207 | 0.033038 | 0.038314 | 0.039002 | 0.037937 | 0.036257 | 0.036008 | 0.035757 | 0.035485
| Energy Recovery Ventilator_Com, O - Heat | Hospital |  | REPL | 0.2 | 0.33579 | 0.44634 | 0.49468 | 0.49898 | 0.4816 | 0.4561 | 0.44547 | 0.43488 | 0.42417
| Energy Recovery Ventilator_Com, P - Heat | Hospital |  | NC | 0.2 | 0.34115 | 0.46951 | 0.53586 | 0.54899 | 0.54512 | 0.54228 | 0.53567 | 0.52909 | 0.52024
| Energy Recovery Ventilator_Com, P - Heat | Hospital |  | RET | 0.010031 | 0.023494 | 0.036526 | 0.04222 | 0.042806 | 0.041461 | 0.039453 | 0.039047 | 0.038648 | 0.038232
| Energy Recovery Ventilator_Com, P - Heat | Hospital |  | REPL | 0.2 | 0.34733 | 0.47425 | 0.53281 | 0.53897 | 0.51843 | 0.48769 | 0.4733 | 0.45849 | 0.44362
| Forced Air Heating Maintenance_Com, G - Heat | Hospital |  | RET | 0.0044163 | 0.0084541 | 0.0114 | 0.012606 | 0.013016 | 0.013124 | 0.013164 | 0.013214 | 0.013292 | 0.013358
| Forced Air Heating Maintenance_Com, O - Heat | Hospital |  | RET | 0.005325 | 0.010086 | 0.013536 | 0.01492 | 0.015299 | 0.015286 | 0.015171 | 0.015051 | 0.014931 | 0.014803
| Forced Air Heating Maintenance_Com, P - Heat | Hospital |  | RET | 0.0070745 | 0.013399 | 0.017984 | 0.019822 | 0.020325 | 0.020308 | 0.020155 | 0.019996 | 0.019837 | 0.019667
| Steam Trap Maintenance_Com, G - Heat | Hospital |  | RET | 0.022298 | 0.036808 | 0.042751 | 0.04407 | 0.044157 | 0.044177 | 0.044312 | 0.04448 | 0.04474 | 0.044962
| Steam Trap Maintenance_Com, O - Heat | Hospital |  | RET | 0.024965 | 0.040775 | 0.047136 | 0.048433 | 0.048191 | 0.047776 | 0.047418 | 0.047043 | 0.046669 | 0.046268
| Windows_Com, E - Cool [Building w Elec Heat] | Hospital | Cooling | NC | 0.25 | 0.26791 | 0.27301 | 0.2703 | 0.25772 | 0.25592 | 0.25556 | 0.24873 | 0.24792 | 0.24487
| Windows_Com, E - Heat [Building w Elec Heat] | Hospital | Space Heating | NC | 0.25 | 0.26791 | 0.27301 | 0.2703 | 0.25772 | 0.25592 | 0.25556 | 0.24873 | 0.24792 | 0.24487
| Windows_Com, E - Cool [Building w Gas Heat] | Hospital | Cooling | NC | 0.25 | 0.2705 | 0.27689 | 0.27466 | 0.2622 | 0.26037 | 0.26001 | 0.25306 | 0.25223 | 0.24913
| Windows_Com, G - Heat [Building w Gas Heat] | Hospital |  | NC | 0.25 | 0.27317 | 0.28113 | 0.27628 | 0.2661 | 0.25828 | 0.2564 | 0.25595 | 0.25632 | 0.25547
| Windows_Com, E - Cool [Building w Oil Heat] | Hospital | Cooling | NC | 0.25 | 0.27853 | 0.28915 | 0.28853 | 0.27629 | 0.27461 | 0.27423 | 0.26689 | 0.26602 | 0.26275
| Windows_Com, O - Heat [Building w Oil Heat] | Hospital |  | NC | 0.25 | 0.27831 | 0.2891 | 0.28488 | 0.27332 | 0.26312 | 0.25845 | 0.255 | 0.25186 | 0.24765
| Windows_Com, E - Cool [Building w Propane Heat] | Hospital | Cooling | NC | 0.25 | 0.27285 | 0.28045 | 0.27866 | 0.26633 | 0.26447 | 0.26411 | 0.25704 | 0.25621 | 0.25305
| Windows_Com, P - Heat [Building w Propane Heat] | Hospital |  | NC | 0.25 | 0.27263 | 0.2804 | 0.27514 | 0.26347 | 0.25341 | 0.24891 | 0.24558 | 0.24257 | 0.23851
| Window Film_Com, E - Cool [Building w Elec Heat] | Hospital | Cooling | RET | 0.0037706 | 0.0097348 | 0.01595 | 0.018205 | 0.01881 | 0.018964 | 0.01875 | 0.01919 | 0.019368 | 0.01895
| Window Film_Com, E - Heat [Building w Elec Heat] | Hospital | Space Heating | RET | 0.0037706 | 0.0097348 | 0.01595 | 0.018205 | 0.01881 | 0.018964 | 0.01875 | 0.01919 | 0.019368 | 0.01895
| Window Film_Com, E - Cool [Building w Gas Heat] | Hospital | Cooling | RET | 0.0039047 | 0.010081 | 0.016518 | 0.018853 | 0.019479 | 0.019639 | 0.019417 | 0.019873 | 0.020057 | 0.019625
| Window Film_Com, G - Heat [Building w Gas Heat] | Hospital |  | RET | 0.0039047 | 0.010344 | 0.016183 | 0.018549 | 0.019226 | 0.01934 | 0.019399 | 0.019473 | 0.019587 | 0.019684
| Window Film_Com, E - Cool [Building w Oil Heat] | Hospital | Cooling | RET | 0.0037329 | 0.0096375 | 0.015791 | 0.018023 | 0.018622 | 0.018774 | 0.018563 | 0.018998 | 0.019174 | 0.018761
| Window Film_Com, O - Heat [Building w Oil Heat] | Hospital |  | RET | 0.0037329 | 0.0097844 | 0.015235 | 0.017406 | 0.017916 | 0.017859 | 0.017725 | 0.017585 | 0.017445 | 0.017295
| Window Film_Com, E - Cool [Building w Propane Heat] | Hospital | Cooling | RET | 0.0038552 | 0.0099532 | 0.016308 | 0.018613 | 0.019232 | 0.019389 | 0.019171 | 0.019621 | 0.019802 | 0.019376
| Window Film_Com, P - Heat [Building w Propane Heat] | Hospital |  | RET | 0.0038552 | 0.010105 | 0.015734 | 0.017976 | 0.018502 | 0.018444 | 0.018306 | 0.018161 | 0.018016 | 0.017862
| Motors and Fans_Com, E - Vent | Hospital | Ventilation | NC | 0.4 | 0.42225 | 0.49705 | 0.52474 | 0.53778 | 0.53402 | 0.53328 | 0.51902 | 0.51733 | 0.51096
| Motors and Fans_Com, E - Vent | Hospital | Ventilation | RET | 0.019833 | 0.027331 | 0.031108 | 0.030667 | 0.029587 | 0.028695 | 0.027444 | 0.027243 | 0.026671 | 0.025316
| Motors and Fans_Com, E - Vent | Hospital | Ventilation | REPL | 0.4 | 0.41676 | 0.51564 | 0.53638 | 0.55653 | 0.53641 | 0.50899 | 0.50054 | 0.48458 | 0.454
| ECM Furnace Motors_Com, E - Vent | Hospital | Ventilation | RET | 0.024243 | 0.038308 | 0.047051 | 0.048551 | 0.048642 | 0.048772 | 0.048222 | 0.049354 | 0.049811 | 0.048737
| VFD on HVAC System_Com, E - Vent | Hospital | Ventilation | RET | 0.024842 | 0.039254 | 0.048213 | 0.04975 | 0.049843 | 0.049976 | 0.049413 | 0.050573 | 0.051041 | 0.049941
| Kitchen DCV_Com, E - Vent [Building w Elec Heat] | Hospital | Ventilation | NC | 0.1 | 0.21201 | 0.35544 | 0.47352 | 0.52307 | 0.55536 | 0.56989 | 0.56065 | 0.55882 | 0.55194
| Kitchen DCV_Com, E - Vent [Building w Elec Heat] | Hospital | Ventilation | RET | 0.0050152 | 0.014967 | 0.030734 | 0.040831 | 0.043923 | 0.043706 | 0.04161 | 0.041394 | 0.04063 | 0.038685
| Kitchen DCV_Com, E - Vent [Building w Elec Heat] | Hospital | Ventilation | REPL | 0.1 | 0.21542 | 0.38049 | 0.49483 | 0.5445 | 0.54996 | 0.5241 | 0.51748 | 0.49731 | 0.46218
| Kitchen DCV_Com, E - Heat [Building w Elec Heat] | Hospital | Space Heating | NC | 0.1 | 0.21201 | 0.35544 | 0.47352 | 0.52307 | 0.55536 | 0.56989 | 0.56065 | 0.55882 | 0.55194
| Kitchen DCV_Com, E - Heat [Building w Elec Heat] | Hospital | Space Heating | RET | 0.0050152 | 0.014967 | 0.030734 | 0.040831 | 0.043923 | 0.043706 | 0.04161 | 0.041394 | 0.04063 | 0.038685
| Kitchen DCV_Com, E - Heat [Building w Elec Heat] | Hospital | Space Heating | REPL | 0.1 | 0.21542 | 0.38049 | 0.49483 | 0.5445 | 0.54996 | 0.5241 | 0.51748 | 0.49731 | 0.46218
| Kitchen DCV_Com, E - Vent [Building w Gas Heat] | Hospital | Ventilation | NC | 0.1 | 0.21201 | 0.35544 | 0.47352 | 0.52308 | 0.55536 | 0.56989 | 0.56065 | 0.55882 | 0.55195
| Kitchen DCV_Com, E - Vent [Building w Gas Heat] | Hospital | Ventilation | RET | 0.0050152 | 0.014967 | 0.030734 | 0.040831 | 0.043923 | 0.043706 | 0.04161 | 0.041394 | 0.04063 | 0.038685
| Kitchen DCV_Com, E - Vent [Building w Gas Heat] | Hospital | Ventilation | REPL | 0.1 | 0.21542 | 0.38049 | 0.49484 | 0.5445 | 0.54996 | 0.52411 | 0.51749 | 0.49732 | 0.46218
| Kitchen DCV_Com, G - Heat [Building w Gas Heat] | Hospital |  | NC | 0.1 | 0.2141 | 0.36088 | 0.47631 | 0.53084 | 0.5509 | 0.56197 | 0.56706 | 0.56789 | 0.566
| Kitchen DCV_Com, G - Heat [Building w Gas Heat] | Hospital |  | RET | 0.0050152 | 0.015357 | 0.030112 | 0.040174 | 0.043352 | 0.043042 | 0.041571 | 0.040561 | 0.039678 | 0.038801
| Kitchen DCV_Com, G - Heat [Building w Gas Heat] | Hospital |  | REPL | 0.1 | 0.22104 | 0.37279 | 0.48688 | 0.53742 | 0.5416 | 0.52362 | 0.50706 | 0.48566 | 0.46357
| Kitchen DCV_Com, E - Vent [Building w Oil Heat] | Hospital | Ventilation | NC | 0.1 | 0.21202 | 0.35547 | 0.47357 | 0.52315 | 0.55545 | 0.56998 | 0.56074 | 0.55891 | 0.55203
| Kitchen DCV_Com, E - Vent [Building w Oil Heat] | Hospital | Ventilation | RET | 0.0050161 | 0.014969 | 0.030739 | 0.040837 | 0.04393 | 0.043712 | 0.041615 | 0.0414 | 0.040635 | 0.038689
| Kitchen DCV_Com, E - Vent [Building w Oil Heat] | Hospital | Ventilation | REPL | 0.1 | 0.21542 | 0.38052 | 0.49489 | 0.54456 | 0.55002 | 0.52416 | 0.51753 | 0.49736 | 0.46221
| Kitchen DCV_Com, O - Heat [Building w Oil Heat] | Hospital |  | NC | 0.1 | 0.21185 | 0.35541 | 0.46759 | 0.51752 | 0.53221 | 0.53719 | 0.53574 | 0.52916 | 0.5203
| Kitchen DCV_Com, O - Heat [Building w Oil Heat] | Hospital |  | RET | 0.0050161 | 0.015197 | 0.029658 | 0.03944 | 0.042264 | 0.041581 | 0.039737 | 0.038319 | 0.03697 | 0.035667
| Kitchen DCV_Com, O - Heat [Building w Oil Heat] | Hospital |  | REPL | 0.1 | 0.21871 | 0.36714 | 0.47795 | 0.52392 | 0.5232 | 0.50051 | 0.47903 | 0.4525 | 0.4261
| Kitchen DCV_Com, E - Vent [Building w Propane Heat] | Hospital | Ventilation | NC | 0.1 | 0.21166 | 0.35431 | 0.47143 | 0.52038 | 0.5523 | 0.56666 | 0.55742 | 0.55561 | 0.54877
| Kitchen DCV_Com, E - Vent [Building w Propane Heat] | Hospital | Ventilation | RET | 0.0049863 | 0.014881 | 0.03056 | 0.040607 | 0.043692 | 0.043488 | 0.041414 | 0.04121 | 0.040459 | 0.038531
| Kitchen DCV_Com, E - Vent [Building w Propane Heat] | Hospital | Ventilation | REPL | 0.1 | 0.21509 | 0.3794 | 0.49294 | 0.54221 | 0.54767 | 0.5221 | 0.5157 | 0.49587 | 0.46111
| Kitchen DCV_Com, P - Heat [Building w Propane Heat] | Hospital |  | NC | 0.1 | 0.21149 | 0.35425 | 0.46547 | 0.51478 | 0.5292 | 0.53407 | 0.53257 | 0.52603 | 0.51722
| Kitchen DCV_Com, P - Heat [Building w Propane Heat] | Hospital |  | RET | 0.0049863 | 0.015107 | 0.029485 | 0.039217 | 0.042036 | 0.041368 | 0.039545 | 0.038144 | 0.036811 | 0.035521
| Kitchen DCV_Com, P - Heat [Building w Propane Heat] | Hospital |  | REPL | 0.1 | 0.21836 | 0.36606 | 0.47608 | 0.52165 | 0.52097 | 0.49854 | 0.47733 | 0.45115 | 0.42509
| Duct Sealing Regulated_Com, E - Vent [Building w Elec Heat] | Hospital | Ventilation | RET | 0.0077487 | 0.01803 | 0.03011 | 0.035937 | 0.038069 | 0.038918 | 0.038532 | 0.039437 | 0.039802 | 0.038944
| Duct Sealing Regulated_Com, E - Heat [Building w Elec Heat] | Hospital | Space Heating | RET | 0.0077487 | 0.01803 | 0.03011 | 0.035937 | 0.038069 | 0.038918 | 0.038532 | 0.039437 | 0.039802 | 0.038944
| Duct Sealing Regulated_Com, E - Cool [Building w Elec Heat] | Hospital | Cooling | RET | 0.0077487 | 0.01803 | 0.03011 | 0.035937 | 0.038069 | 0.038918 | 0.038532 | 0.039437 | 0.039802 | 0.038944
| Duct Sealing Regulated_Com, E - Vent [Building w Gas Heat] | Hospital | Ventilation | RET | 0.0084965 | 0.01977 | 0.033016 | 0.039405 | 0.041743 | 0.042674 | 0.042251 | 0.043243 | 0.043643 | 0.042703
| Duct Sealing Regulated_Com, G - Heat [Building w Gas Heat] | Hospital |  | RET | 0.0084965 | 0.020286 | 0.032347 | 0.038771 | 0.0412 | 0.042025 | 0.042212 | 0.042372 | 0.04262 | 0.042831
| Duct Sealing Regulated_Com, E - Cool [Building w Gas Heat] | Hospital | Cooling | RET | 0.0084965 | 0.01977 | 0.033016 | 0.039405 | 0.041743 | 0.042674 | 0.042251 | 0.043243 | 0.043643 | 0.042703
| Duct Sealing Non Regulated_Com, E - Vent [Building w Oil Heat] | Hospital | Ventilation | RET | 0.0082972 | 0.019306 | 0.032241 | 0.038481 | 0.040764 | 0.041673 | 0.04126 | 0.042229 | 0.042619 | 0.041701
| Duct Sealing Non Regulated_Com, O - Heat [Building w Oil Heat] | Hospital |  | RET | 0.0082972 | 0.019601 | 0.031107 | 0.037164 | 0.039218 | 0.039641 | 0.039398 | 0.039087 | 0.038776 | 0.038443
| Duct Sealing Non Regulated_Com, E - Cool [Building w Oil Heat] | Hospital | Cooling | RET | 0.0082972 | 0.019306 | 0.032241 | 0.038481 | 0.040764 | 0.041673 | 0.04126 | 0.042229 | 0.042619 | 0.041701
| Duct Sealing Non Regulated_Com, E - Vent [Building w Propane Heat] | Hospital | Ventilation | RET | 0.0086103 | 0.020035 | 0.033458 | 0.039933 | 0.042302 | 0.043245 | 0.042817 | 0.043822 | 0.044227 | 0.043274
| Duct Sealing Non Regulated_Com, P - Heat [Building w Propane Heat] | Hospital |  | RET | 0.0086103 | 0.02034 | 0.032281 | 0.038566 | 0.040698 | 0.041137 | 0.040885 | 0.040562 | 0.040239 | 0.039894
| Duct Sealing Non Regulated_Com, E - Cool [Building w Propane Heat] | Hospital | Cooling | RET | 0.0086103 | 0.020035 | 0.033458 | 0.039933 | 0.042302 | 0.043245 | 0.042817 | 0.043822 | 0.044227 | 0.043274
| Power Strip_Com, E - Plug [Tier 1] | Hospital | Plug Loads | NC | 0.25 | 0.18767 | 0.13556 | 0.13118 | 0.1241 | 0.12323 | 0.12306 | 0.11977 | 0.12059 | 0.12031
| Power Strip_Com, E - Plug [Tier 1] | Hospital | Plug Loads | RET | 0.0098003 | 0.0085039 | 0.0078513 | 0.0067431 | 0.0058033 | 0.0048978 | 0.0038987 | 0.0029927 | 0.0020136 | 0.0009851
| Power Strip_Com, E - Plug [Tier 1] | Hospital | Plug Loads | REPL | 0.25 | 0.19104 | 0.14889 | 0.14622 | 0.14691 | 0.1489 | 0.14894 | 0.15268 | 0.1541 | 0.15078
| Power Strip_Com, E - Plug [Tier 2] | Hospital | Plug Loads | NC | 0 | 0.02815 | 0.090372 | 0.26237 | 0.33094 | 0.32863 | 0.32817 | 0.3194 | 0.32157 | 0.32082
| Power Strip_Com, E - Plug [Tier 2] | Hospital | Plug Loads | RET | 0 | 0.00076068 | 0.0015925 | 0.0023589 | 0.0031361 | 0.0039306 | 0.0046636 | 0.0055686 | 0.006423 | 0.0070702
| Power Strip_Com, E - Plug [Tier 2] | Hospital | Plug Loads | REPL | 0 | 0.029177 | 0.10172 | 0.3011 | 0.40128 | 0.40235 | 0.39782 | 0.40716 | 0.41092 | 0.40207
| Computer Power Management_Com, E - Plug | Hospital | Plug Loads | RET | 0.0046766 | 0.016191 | 0.033655 | 0.043072 | 0.046098 | 0.047042 | 0.046511 | 0.047603 | 0.048043 | 0.047008
| Vending Machine Controls_Com, E - Plug [Non-Refrigerated] | Hospital | Plug Loads | RET | 0.0037603 | 0.013019 | 0.027061 | 0.034632 | 0.037066 | 0.037824 | 0.037398 | 0.038276 | 0.03863 | 0.037798
| Vending Machine Controls_Com, E - Plug [Refrigerated] | Hospital | Plug Loads | RET | 0.0050145 | 0.017361 | 0.036086 | 0.046183 | 0.049429 | 0.05044 | 0.049872 | 0.051042 | 0.051514 | 0.050405
| Ovens_Com, E - Cook | Hospital | Cooking | NC | 0.4 | 0.67179 | 0.77455 | 0.78444 | 0.74702 | 0.74179 | 0.74077 | 0.72096 | 0.71861 | 0.70977
| Ovens_Com, E - Cook | Hospital | Cooking | REPL | 0.4 | 0.69684 | 0.87388 | 0.90449 | 0.90579 | 0.90821 | 0.89798 | 0.91906 | 0.92756 | 0.90757
| Ovens_Com, G - Cook | Hospital |  | NC | 0.4 | 0.67842 | 0.7864 | 0.78908 | 0.75811 | 0.73583 | 0.73048 | 0.7292 | 0.73027 | 0.72784
| Ovens_Com, G - Cook | Hospital |  | REPL | 0.4 | 0.71503 | 0.85618 | 0.88994 | 0.89401 | 0.89441 | 0.89714 | 0.90055 | 0.90581 | 0.9103
| Ovens_Com, P - Cook | Hospital |  | NC | 0.4 | 0.67124 | 0.77442 | 0.77453 | 0.73898 | 0.71076 | 0.69816 | 0.68882 | 0.68036 | 0.66897
| Ovens_Com, P - Cook | Hospital |  | REPL | 0.4 | 0.70746 | 0.84314 | 0.87354 | 0.87145 | 0.86393 | 0.85745 | 0.85068 | 0.84391 | 0.83667
| Fryers_Com, E - Cook | Hospital | Cooking | NC | 0.4 | 0.67179 | 0.77455 | 0.78444 | 0.74702 | 0.74179 | 0.74077 | 0.72096 | 0.71861 | 0.70977
| Fryers_Com, E - Cook | Hospital | Cooking | REPL | 0.4 | 0.69684 | 0.87388 | 0.90449 | 0.90579 | 0.90821 | 0.89798 | 0.91906 | 0.92756 | 0.90757
| Fryers_Com, G - Cook | Hospital |  | NC | 0.4 | 0.64607 | 0.73486 | 0.73355 | 0.70362 | 0.68294 | 0.67797 | 0.67679 | 0.67778 | 0.67553
| Fryers_Com, G - Cook | Hospital |  | REPL | 0.4 | 0.68093 | 0.80007 | 0.82732 | 0.82975 | 0.83012 | 0.83266 | 0.83582 | 0.84071 | 0.84487
| Fryers_Com, P - Cook | Hospital |  | NC | 0.4 | 0.67124 | 0.77442 | 0.77453 | 0.73898 | 0.71076 | 0.69816 | 0.68882 | 0.68036 | 0.66897
| Fryers_Com, P - Cook | Hospital |  | REPL | 0.4 | 0.70746 | 0.84314 | 0.87354 | 0.87145 | 0.86393 | 0.85745 | 0.85068 | 0.84391 | 0.83667
| Griddles_Com, E - Cook | Hospital | Cooking | NC | 0.4 | 0.65462 | 0.74715 | 0.75459 | 0.71796 | 0.71294 | 0.71196 | 0.69293 | 0.69067 | 0.68216
| Griddles_Com, E - Cook | Hospital | Cooking | REPL | 0.4 | 0.67903 | 0.84296 | 0.87007 | 0.87056 | 0.87289 | 0.86305 | 0.88332 | 0.89148 | 0.87228
| Griddles_Com, G - Cook | Hospital |  | NC | 0.4 | 0.67841 | 0.78638 | 0.78906 | 0.75809 | 0.73581 | 0.73046 | 0.72919 | 0.73025 | 0.72783
| Griddles_Com, G - Cook | Hospital |  | REPL | 0.4 | 0.71502 | 0.85617 | 0.88992 | 0.89399 | 0.89439 | 0.89712 | 0.90053 | 0.90579 | 0.91028
| Griddles_Com, P - Cook | Hospital |  | NC | 0.4 | 0.67124 | 0.77442 | 0.77453 | 0.73898 | 0.71076 | 0.69816 | 0.68882 | 0.68036 | 0.66897
| Griddles_Com, P - Cook | Hospital |  | REPL | 0.4 | 0.70746 | 0.84314 | 0.87354 | 0.87145 | 0.86393 | 0.85745 | 0.85068 | 0.84391 | 0.83667
| Hot Food Holding Cabinet_Com, E - Cook | Hospital | Cooking | NC | 0.4 | 0.67179 | 0.77455 | 0.78444 | 0.74702 | 0.74179 | 0.74077 | 0.72096 | 0.71861 | 0.70977
| Hot Food Holding Cabinet_Com, E - Cook | Hospital | Cooking | REPL | 0.4 | 0.69684 | 0.87388 | 0.90449 | 0.90579 | 0.90821 | 0.89798 | 0.91906 | 0.92756 | 0.90757
| Steamers_Com, E - Cook | Hospital | Cooking | NC | 0.4 | 0.66948 | 0.77084 | 0.78039 | 0.74307 | 0.73788 | 0.73686 | 0.71716 | 0.71482 | 0.70602
| Steamers_Com, E - Cook | Hospital | Cooking | REPL | 0.4 | 0.69445 | 0.86969 | 0.89982 | 0.90101 | 0.90342 | 0.89324 | 0.91421 | 0.92266 | 0.90278
| Steamers_Com, G - Cook | Hospital |  | NC | 0.4 | 0.67842 | 0.7864 | 0.78908 | 0.75811 | 0.73583 | 0.73048 | 0.7292 | 0.73027 | 0.72784
| Steamers_Com, G - Cook | Hospital |  | REPL | 0.4 | 0.71503 | 0.85618 | 0.88994 | 0.89401 | 0.89441 | 0.89714 | 0.90055 | 0.90581 | 0.9103
| ES Refrigerator and Freezer_Com, E - Refr | Hospital | Refrigeration | NC | 0.2 | 0.39773 | 0.55473 | 0.6173 | 0.61101 | 0.61455 | 0.6137 | 0.59729 | 0.59534 | 0.58802
| ES Refrigerator and Freezer_Com, E - Refr | Hospital | Refrigeration | REPL | 0.2 | 0.41256 | 0.62586 | 0.71177 | 0.74088 | 0.75242 | 0.74394 | 0.76141 | 0.76845 | 0.75189
| Anti Sweat Heat Control_Com, E - Refr | Hospital | Refrigeration | NC | 0.2 | 0.32236 | 0.42285 | 0.47481 | 0.47881 | 0.48795 | 0.49213 | 0.47897 | 0.47741 | 0.47153
| Anti Sweat Heat Control_Com, E - Refr | Hospital | Refrigeration | RET | 0.0085692 | 0.022124 | 0.036249 | 0.041373 | 0.042748 | 0.043098 | 0.042612 | 0.043613 | 0.044016 | 0.043068
| Case Night Covers_Com, E - Refr | Hospital | Refrigeration | RET | 0.0024796 | 0.010596 | 0.019984 | 0.023715 | 0.024706 | 0.024941 | 0.02466 | 0.025239 | 0.025473 | 0.024924
| Loading Dock Pit Seals_Com, E - Refr | Hospital | Refrigeration | NC | 0.05 | 0.10796 | 0.18409 | 0.24867 | 0.27701 | 0.29529 | 0.30353 | 0.29882 | 0.29798 | 0.29431
| Loading Dock Pit Seals_Com, E - Refr | Hospital | Refrigeration | RET | 0.0053485 | 0.013809 | 0.022625 | 0.025823 | 0.026681 | 0.0269 | 0.026597 | 0.027221 | 0.027473 | 0.026881
| ECM Comp Cond Fan Motor_Com, E - Refr | Hospital | Refrigeration | NC | 0.15 | 0.27953 | 0.41546 | 0.50545 | 0.53058 | 0.55022 | 0.55907 | 0.54645 | 0.54467 | 0.53797
| ECM Comp Cond Fan Motor_Com, E - Refr | Hospital | Refrigeration | RET | 0.010032 | 0.025811 | 0.041899 | 0.04713 | 0.047883 | 0.047438 | 0.046086 | 0.051059 | 0.051531 | 0.050421
| ECM Comp Cond Fan Motor_Com, E - Refr | Hospital | Refrigeration | REPL | 0.15 | 0.27933 | 0.43205 | 0.5092 | 0.53001 | 0.52118 | 0.49033 | 0.57005 | 0.64199 | 0.68789
| Evap Fan Motor Replacement_Com, E - Refr | Hospital | Refrigeration | NC | 0.15 | 0.27056 | 0.39043 | 0.46551 | 0.48355 | 0.49911 | 0.50617 | 0.49413 | 0.49252 | 0.48646
| Evap Fan Motor Replacement_Com, E - Refr | Hospital | Refrigeration | RET | 0.0096365 | 0.024648 | 0.039387 | 0.04322 | 0.042666 | 0.041026 | 0.038676 | 0.038117 | 0.037058 | 0.034943
| Evap Fan Motor Replacement_Com, E - Refr | Hospital | Refrigeration | REPL | 0.15 | 0.27077 | 0.40738 | 0.47164 | 0.4871 | 0.47822 | 0.45062 | 0.43706 | 0.41533 | 0.38117
| Evap Fan Speed Controls_Com, E - Refr | Hospital | Refrigeration | NC | 0.15 | 0.2791 | 0.41422 | 0.50344 | 0.52819 | 0.5476 | 0.55636 | 0.54377 | 0.542 | 0.53533
| Evap Fan Speed Controls_Com, E - Refr | Hospital | Refrigeration | RET | 0.0099586 | 0.025711 | 0.042126 | 0.048082 | 0.049679 | 0.050086 | 0.049521 | 0.050684 | 0.051153 | 0.050051
| LowHeat NoHeat Doors_Com, E - Refr | Hospital | Refrigeration | NC | 0.15 | 0.28108 | 0.41987 | 0.51263 | 0.53912 | 0.55954 | 0.56874 | 0.55603 | 0.55421 | 0.54739
| LowHeat NoHeat Doors_Com, E - Refr | Hospital | Refrigeration | RET | 0.0099477 | 0.025683 | 0.04208 | 0.048029 | 0.049625 | 0.050031 | 0.049467 | 0.050629 | 0.051097 | 0.049996
| Refrigerated Vending Machine_Com, E - Refr | Hospital | Refrigeration | NC | 0.15 | 0.27044 | 0.39008 | 0.46497 | 0.48291 | 0.49842 | 0.50546 | 0.49343 | 0.49182 | 0.48576
| Refrigerated Vending Machine_Com, E - Refr | Hospital | Refrigeration | REPL | 0.15 | 0.28052 | 0.44011 | 0.53612 | 0.58555 | 0.61024 | 0.61273 | 0.629 | 0.63482 | 0.62114
| Walk In Refrigeration_Com, E - Refr | Hospital | Refrigeration | NC | 0.15 | 0.2818 | 0.42194 | 0.516 | 0.54315 | 0.56394 | 0.5733 | 0.56055 | 0.55872 | 0.55184
| Refrigeration Tune Up_Com, E - Refr | Hospital | Refrigeration | RET | 0.010031 | 0.025898 | 0.042433 | 0.048431 | 0.05004 | 0.05045 | 0.049882 | 0.051053 | 0.051525 | 0.050415
| ES Ice Machine_Com, E - Refr | Hospital | Refrigeration | NC | 0.35 | 0.47745 | 0.55544 | 0.58431 | 0.57206 | 0.57586 | 0.57614 | 0.56073 | 0.55891 | 0.55203
| ES Ice Machine_Com, E - Refr | Hospital | Refrigeration | REPL | 0.35 | 0.49526 | 0.62667 | 0.67373 | 0.69365 | 0.70506 | 0.69841 | 0.7148 | 0.72141 | 0.70587
| Walk In Cooler Retroft_Com, E - Refr | Hospital | Refrigeration | RET | 0.009988 | 0.025787 | 0.04225 | 0.048223 | 0.049825 | 0.050234 | 0.049667 | 0.050833 | 0.051303 | 0.050198
| HE Built Up Refrig_Com, E - Refr | Hospital | Refrigeration | NC | 0.05 | 0.1202 | 0.22525 | 0.33017 | 0.38766 | 0.42428 | 0.44114 | 0.43633 | 0.43641 | 0.43104
| HE Built Up Refrig_Com, E - Refr | Hospital | Refrigeration | RET | 0.0067083 | 0.015609 | 0.026067 | 0.031112 | 0.032958 | 0.033693 | 0.033359 | 0.034142 | 0.034458 | 0.033715
| Door Gasket Replacement_Com, E - Refr | Hospital | Refrigeration | RET | 0.010032 | 0.028419 | 0.044394 | 0.049155 | 0.05027 | 0.050456 | 0.049888 | 0.051059 | 0.051531 | 0.050421
| EnergyStar Dehumidifier_Com, E - Appl | Hospital | Appliances | NC | 0.4 | 0.6459 | 0.73341 | 0.73967 | 0.70346 | 0.69854 | 0.69758 | 0.67893 | 0.67671 | 0.66838
| EnergyStar Dehumidifier_Com, E - Appl | Hospital | Appliances | REPL | 0.4 | 0.66999 | 0.82746 | 0.85287 | 0.85297 | 0.85526 | 0.84562 | 0.86547 | 0.87347 | 0.85465
| Clothes Washer Elec WH_Com, E - Appl [unit w/ elec dry - Washer] | Hospital | Appliances | NC | 0.4 | 0.60991 | 0.6326 | 0.65592 | 0.62051 | 0.61617 | 0.61532 | 0.60492 | 0.60904 | 0.60762
| Clothes Washer Elec WH_Com, E - Appl [unit w/ elec dry - Washer] | Hospital | Appliances | REPL | 0.4 | 0.63266 | 0.71373 | 0.7563 | 0.7524 | 0.75441 | 0.74591 | 0.76342 | 0.77048 | 0.75388
| Clothes Washer Elec WH_Com, E - Appl [unit w/ elec dry - Dryer] | Hospital | Appliances | NC | 0.4 | 0.60991 | 0.6326 | 0.65592 | 0.62051 | 0.61617 | 0.61532 | 0.60492 | 0.60904 | 0.60762
| Clothes Washer Elec WH_Com, E - Appl [unit w/ elec dry - Dryer] | Hospital | Appliances | REPL | 0.4 | 0.63266 | 0.71373 | 0.7563 | 0.7524 | 0.75441 | 0.74591 | 0.76342 | 0.77048 | 0.75388
| Clothes Washer Elec WH_Com, E - HWat [unit w/ elec dry - Water Heater] | Hospital | Water Heating | NC | 0.4 | 0.60991 | 0.6326 | 0.65592 | 0.62051 | 0.61617 | 0.61532 | 0.60492 | 0.60904 | 0.60762
| Clothes Washer Elec WH_Com, E - HWat [unit w/ elec dry - Water Heater] | Hospital | Water Heating | REPL | 0.4 | 0.63266 | 0.71373 | 0.7563 | 0.7524 | 0.75441 | 0.74591 | 0.76342 | 0.77048 | 0.75388
| Clothes Washer Elec WH_Com, E - Appl [unit w/ gas dry - Washer] | Hospital | Appliances | NC | 0.4 | 0.60991 | 0.6326 | 0.65592 | 0.62051 | 0.61617 | 0.61532 | 0.60492 | 0.60904 | 0.60762
| Clothes Washer Elec WH_Com, E - Appl [unit w/ gas dry - Washer] | Hospital | Appliances | REPL | 0.4 | 0.63266 | 0.71373 | 0.7563 | 0.7524 | 0.75441 | 0.74591 | 0.76342 | 0.77048 | 0.75388
| Clothes Washer Elec WH_Com, G - Oth [unit w/ gas dry - Dryer] | Hospital |  | NC | 0.4 | 0.61594 | 0.64228 | 0.6598 | 0.62973 | 0.61122 | 0.60677 | 0.61183 | 0.61892 | 0.62309
| Clothes Washer Elec WH_Com, G - Oth [unit w/ gas dry - Dryer] | Hospital |  | REPL | 0.4 | 0.64917 | 0.69928 | 0.74413 | 0.74261 | 0.74295 | 0.74522 | 0.74804 | 0.75242 | 0.75615
| Clothes Washer Elec WH_Com, E - HWat [unit w/ gas dry - Water Heater] | Hospital | Water Heating | NC | 0.4 | 0.60991 | 0.6326 | 0.65592 | 0.62051 | 0.61617 | 0.61532 | 0.60492 | 0.60904 | 0.60762
| Clothes Washer Elec WH_Com, E - HWat [unit w/ gas dry - Water Heater] | Hospital | Water Heating | REPL | 0.4 | 0.63266 | 0.71373 | 0.7563 | 0.7524 | 0.75441 | 0.74591 | 0.76342 | 0.77048 | 0.75388
| Clothes Washer Elec WH_Com, E - Appl [unit w/ propane dry - Washer] | Hospital | Appliances | NC | 0.4 | 0.60991 | 0.6326 | 0.65592 | 0.62051 | 0.61617 | 0.61532 | 0.60492 | 0.60904 | 0.60762
| Clothes Washer Elec WH_Com, E - Appl [unit w/ propane dry - Washer] | Hospital | Appliances | REPL | 0.4 | 0.63266 | 0.71373 | 0.7563 | 0.7524 | 0.75441 | 0.74591 | 0.76342 | 0.77048 | 0.75388
| Clothes Washer Elec WH_Com, E - HWat [unit w/ propane dry - Water Heater] | Hospital | Water Heating | NC | 0.4 | 0.60991 | 0.6326 | 0.65592 | 0.62051 | 0.61617 | 0.61532 | 0.60492 | 0.60904 | 0.60762
| Clothes Washer Elec WH_Com, E - HWat [unit w/ propane dry - Water Heater] | Hospital | Water Heating | REPL | 0.4 | 0.63266 | 0.71373 | 0.7563 | 0.7524 | 0.75441 | 0.74591 | 0.76342 | 0.77048 | 0.75388
| Clothes Washer Gas WH_Com, E - Appl [unit w/ elec dry - Washer] | Hospital | Appliances | NC | 0.4 | 0.60991 | 0.6326 | 0.65592 | 0.62051 | 0.61617 | 0.61532 | 0.60492 | 0.60904 | 0.60762
| Clothes Washer Gas WH_Com, E - Appl [unit w/ elec dry - Washer] | Hospital | Appliances | REPL | 0.4 | 0.63266 | 0.71373 | 0.7563 | 0.7524 | 0.75441 | 0.74591 | 0.76342 | 0.77048 | 0.75388
| Clothes Washer Gas WH_Com, E - Appl [unit w/ elec dry - Dryer] | Hospital | Appliances | NC | 0.4 | 0.60991 | 0.6326 | 0.65592 | 0.62051 | 0.61617 | 0.61532 | 0.60492 | 0.60904 | 0.60762
| Clothes Washer Gas WH_Com, E - Appl [unit w/ elec dry - Dryer] | Hospital | Appliances | REPL | 0.4 | 0.63266 | 0.71373 | 0.7563 | 0.7524 | 0.75441 | 0.74591 | 0.76342 | 0.77048 | 0.75388
| Clothes Washer Gas WH_Com, G - HWat [unit w/ elec dry - Water Heater] | Hospital |  | NC | 0.4 | 0.61594 | 0.64228 | 0.6598 | 0.62973 | 0.61122 | 0.60677 | 0.61183 | 0.61892 | 0.62309
| Clothes Washer Gas WH_Com, G - HWat [unit w/ elec dry - Water Heater] | Hospital |  | REPL | 0.4 | 0.64917 | 0.69928 | 0.74413 | 0.74261 | 0.74295 | 0.74522 | 0.74804 | 0.75242 | 0.75615
| Clothes Washer Gas WH_Com, E - Appl [unit w/ gas dry - Washer] | Hospital | Appliances | NC | 0.4 | 0.60991 | 0.6326 | 0.65592 | 0.62051 | 0.61617 | 0.61532 | 0.60492 | 0.60904 | 0.60762
| Clothes Washer Gas WH_Com, E - Appl [unit w/ gas dry - Washer] | Hospital | Appliances | REPL | 0.4 | 0.63266 | 0.71373 | 0.7563 | 0.7524 | 0.75441 | 0.74591 | 0.76342 | 0.77048 | 0.75388
| Clothes Washer Gas WH_Com, G - Oth [unit w/ gas dry - Dryer] | Hospital |  | NC | 0.4 | 0.61594 | 0.64228 | 0.6598 | 0.62973 | 0.61122 | 0.60677 | 0.61183 | 0.61892 | 0.62309
| Clothes Washer Gas WH_Com, G - Oth [unit w/ gas dry - Dryer] | Hospital |  | REPL | 0.4 | 0.64917 | 0.69928 | 0.74413 | 0.74261 | 0.74295 | 0.74522 | 0.74804 | 0.75242 | 0.75615
| Clothes Washer Gas WH_Com, G - HWat [unit w/ gas dry - Water Heater] | Hospital |  | NC | 0.4 | 0.61594 | 0.64228 | 0.6598 | 0.62973 | 0.61122 | 0.60677 | 0.61183 | 0.61892 | 0.62309
| Clothes Washer Gas WH_Com, G - HWat [unit w/ gas dry - Water Heater] | Hospital |  | REPL | 0.4 | 0.64917 | 0.69928 | 0.74413 | 0.74261 | 0.74295 | 0.74522 | 0.74804 | 0.75242 | 0.75615
| Clothes Washer Gas WH_Com, E - Appl [unit w/ propane dry - Washer] | Hospital | Appliances | NC | 0.4 | 0.60991 | 0.6326 | 0.65592 | 0.62051 | 0.61617 | 0.61532 | 0.60492 | 0.60904 | 0.60762
| Clothes Washer Gas WH_Com, E - Appl [unit w/ propane dry - Washer] | Hospital | Appliances | REPL | 0.4 | 0.63266 | 0.71373 | 0.7563 | 0.7524 | 0.75441 | 0.74591 | 0.76342 | 0.77048 | 0.75388
| Clothes Washer Gas WH_Com, G - HWat [unit w/ propane dry - Water Heater] | Hospital |  | NC | 0.4 | 0.61594 | 0.64228 | 0.6598 | 0.62973 | 0.61122 | 0.60677 | 0.61183 | 0.61892 | 0.62309
| Clothes Washer Gas WH_Com, G - HWat [unit w/ propane dry - Water Heater] | Hospital |  | REPL | 0.4 | 0.64917 | 0.69928 | 0.74413 | 0.74261 | 0.74295 | 0.74522 | 0.74804 | 0.75242 | 0.75615
| Clothes Washer Oil WH_Com, E - Appl [unit w/ elec dry - Washer] | Hospital | Appliances | NC | 0.4 | 0.60991 | 0.6326 | 0.65592 | 0.62051 | 0.61617 | 0.61532 | 0.60492 | 0.60904 | 0.60762
| Clothes Washer Oil WH_Com, E - Appl [unit w/ elec dry - Washer] | Hospital | Appliances | REPL | 0.4 | 0.63266 | 0.71373 | 0.7563 | 0.7524 | 0.75441 | 0.74591 | 0.76342 | 0.77048 | 0.75388
| Clothes Washer Oil WH_Com, E - Appl [unit w/ elec dry - Dryer] | Hospital | Appliances | NC | 0.4 | 0.60991 | 0.6326 | 0.65592 | 0.62051 | 0.61617 | 0.61532 | 0.60492 | 0.60904 | 0.60762
| Clothes Washer Oil WH_Com, E - Appl [unit w/ elec dry - Dryer] | Hospital | Appliances | REPL | 0.4 | 0.63266 | 0.71373 | 0.7563 | 0.7524 | 0.75441 | 0.74591 | 0.76342 | 0.77048 | 0.75388
| Clothes Washer Oil WH_Com, O - HWat [unit w/ elec dry - Water Heater] | Hospital |  | NC | 0.4 | 0.60941 | 0.63249 | 0.64764 | 0.61383 | 0.5904 | 0.57993 | 0.57795 | 0.57662 | 0.57269
| Clothes Washer Oil WH_Com, O - HWat [unit w/ elec dry - Water Heater] | Hospital |  | REPL | 0.4 | 0.6423 | 0.68862 | 0.73042 | 0.72387 | 0.71763 | 0.71225 | 0.70662 | 0.701 | 0.69499
| Clothes Washer Oil WH_Com, E - Appl [unit w/ gas dry - Washer] | Hospital | Appliances | NC | 0.4 | 0.60991 | 0.6326 | 0.65592 | 0.62051 | 0.61617 | 0.61532 | 0.60492 | 0.60904 | 0.60762
| Clothes Washer Oil WH_Com, E - Appl [unit w/ gas dry - Washer] | Hospital | Appliances | REPL | 0.4 | 0.63266 | 0.71373 | 0.7563 | 0.7524 | 0.75441 | 0.74591 | 0.76342 | 0.77048 | 0.75388
| Clothes Washer Oil WH_Com, G - Oth [unit w/ gas dry - Dryer] | Hospital |  | NC | 0.4 | 0.61594 | 0.64228 | 0.6598 | 0.62973 | 0.61122 | 0.60677 | 0.61183 | 0.61892 | 0.62309
| Clothes Washer Oil WH_Com, G - Oth [unit w/ gas dry - Dryer] | Hospital |  | REPL | 0.4 | 0.64917 | 0.69928 | 0.74413 | 0.74261 | 0.74295 | 0.74522 | 0.74804 | 0.75242 | 0.75615
| Clothes Washer Oil WH_Com, O - HWat [unit w/ gas dry - Water Heater] | Hospital |  | NC | 0.4 | 0.60941 | 0.63249 | 0.64764 | 0.61383 | 0.5904 | 0.57993 | 0.57795 | 0.57662 | 0.57269
| Clothes Washer Oil WH_Com, O - HWat [unit w/ gas dry - Water Heater] | Hospital |  | REPL | 0.4 | 0.6423 | 0.68862 | 0.73042 | 0.72387 | 0.71763 | 0.71225 | 0.70662 | 0.701 | 0.69499
| Clothes Washer Oil WH_Com, E - Appl [unit w/ propane dry - Washer] | Hospital | Appliances | NC | 0.4 | 0.60991 | 0.6326 | 0.65592 | 0.62051 | 0.61617 | 0.61532 | 0.60492 | 0.60904 | 0.60762
| Clothes Washer Oil WH_Com, E - Appl [unit w/ propane dry - Washer] | Hospital | Appliances | REPL | 0.4 | 0.63266 | 0.71373 | 0.7563 | 0.7524 | 0.75441 | 0.74591 | 0.76342 | 0.77048 | 0.75388
| Clothes Washer Oil WH_Com, O - HWat [unit w/ propane dry - Water Heater] | Hospital |  | NC | 0.4 | 0.60941 | 0.63249 | 0.64764 | 0.61383 | 0.5904 | 0.57993 | 0.57795 | 0.57662 | 0.57269
| Clothes Washer Oil WH_Com, O - HWat [unit w/ propane dry - Water Heater] | Hospital |  | REPL | 0.4 | 0.6423 | 0.68862 | 0.73042 | 0.72387 | 0.71763 | 0.71225 | 0.70662 | 0.701 | 0.69499
| Clothes Washer Propane WH_Com, E - Appl [unit w/ elec dry - Washer] | Hospital | Appliances | NC | 0.4 | 0.60991 | 0.6326 | 0.65592 | 0.62051 | 0.61617 | 0.61532 | 0.60492 | 0.60904 | 0.60762
| Clothes Washer Propane WH_Com, E - Appl [unit w/ elec dry - Washer] | Hospital | Appliances | REPL | 0.4 | 0.63266 | 0.71373 | 0.7563 | 0.7524 | 0.75441 | 0.74591 | 0.76342 | 0.77048 | 0.75388
| Clothes Washer Propane WH_Com, E - Appl [unit w/ elec dry - Dryer] | Hospital | Appliances | NC | 0.4 | 0.60991 | 0.6326 | 0.65592 | 0.62051 | 0.61617 | 0.61532 | 0.60492 | 0.60904 | 0.60762
| Clothes Washer Propane WH_Com, E - Appl [unit w/ elec dry - Dryer] | Hospital | Appliances | REPL | 0.4 | 0.63266 | 0.71373 | 0.7563 | 0.7524 | 0.75441 | 0.74591 | 0.76342 | 0.77048 | 0.75388
| Clothes Washer Propane WH_Com, P - HWat [unit w/ elec dry - Water Heater] | Hospital |  | NC | 0.4 | 0.60941 | 0.63249 | 0.64764 | 0.61383 | 0.5904 | 0.57993 | 0.57795 | 0.57662 | 0.57269
| Clothes Washer Propane WH_Com, P - HWat [unit w/ elec dry - Water Heater] | Hospital |  | REPL | 0.4 | 0.6423 | 0.68862 | 0.73042 | 0.72387 | 0.71763 | 0.71225 | 0.70662 | 0.701 | 0.69499
| Clothes Washer Propane WH_Com, E - Appl [unit w/ gas dry - Washer] | Hospital | Appliances | NC | 0.4 | 0.60991 | 0.6326 | 0.65592 | 0.62051 | 0.61617 | 0.61532 | 0.60492 | 0.60904 | 0.60762
| Clothes Washer Propane WH_Com, E - Appl [unit w/ gas dry - Washer] | Hospital | Appliances | REPL | 0.4 | 0.63266 | 0.71373 | 0.7563 | 0.7524 | 0.75441 | 0.74591 | 0.76342 | 0.77048 | 0.75388
| Clothes Washer Propane WH_Com, G - Oth [unit w/ gas dry - Dryer] | Hospital |  | NC | 0.4 | 0.61594 | 0.64228 | 0.6598 | 0.62973 | 0.61122 | 0.60677 | 0.61183 | 0.61892 | 0.62309
| Clothes Washer Propane WH_Com, G - Oth [unit w/ gas dry - Dryer] | Hospital |  | REPL | 0.4 | 0.64917 | 0.69928 | 0.74413 | 0.74261 | 0.74295 | 0.74522 | 0.74804 | 0.75242 | 0.75615
| Clothes Washer Propane WH_Com, P - HWat [unit w/ gas dry - Water Heater] | Hospital |  | NC | 0.4 | 0.60941 | 0.63249 | 0.64764 | 0.61383 | 0.5904 | 0.57993 | 0.57795 | 0.57662 | 0.57269
| Clothes Washer Propane WH_Com, P - HWat [unit w/ gas dry - Water Heater] | Hospital |  | REPL | 0.4 | 0.6423 | 0.68862 | 0.73042 | 0.72387 | 0.71763 | 0.71225 | 0.70662 | 0.701 | 0.69499
| Clothes Washer Propane WH_Com, E - Appl [unit w/ propane dry - Washer] | Hospital | Appliances | NC | 0.4 | 0.60991 | 0.6326 | 0.65592 | 0.62051 | 0.61617 | 0.61532 | 0.60492 | 0.60904 | 0.60762
| Clothes Washer Propane WH_Com, E - Appl [unit w/ propane dry - Washer] | Hospital | Appliances | REPL | 0.4 | 0.63266 | 0.71373 | 0.7563 | 0.7524 | 0.75441 | 0.74591 | 0.76342 | 0.77048 | 0.75388
| Clothes Washer Propane WH_Com, P - HWat [unit w/ propane dry - Water Heater] | Hospital |  | NC | 0.4 | 0.60941 | 0.63249 | 0.64764 | 0.61383 | 0.5904 | 0.57993 | 0.57795 | 0.57662 | 0.57269
| Clothes Washer Propane WH_Com, P - HWat [unit w/ propane dry - Water Heater] | Hospital |  | REPL | 0.4 | 0.6423 | 0.68862 | 0.73042 | 0.72387 | 0.71763 | 0.71225 | 0.70662 | 0.701 | 0.69499
| Ozone Laundry_Com, E - HWat | Hospital | Water Heating | RET | 0 | 0.0031866 | 0.011965 | 0.026534 | 0.039933 | 0.047029 | 0.049021 | 0.050992 | 0.051463 | 0.050355
| Ozone Laundry_Com, G - HWat | Hospital |  | RET | 0 | 0.0022585 | 0.0080973 | 0.018033 | 0.027224 | 0.03199 | 0.033829 | 0.034512 | 0.034714 | 0.034886
| Ozone Laundry_Com, O - HWat | Hospital |  | RET | 0 | 0.0028259 | 0.010084 | 0.022384 | 0.033559 | 0.039077 | 0.040888 | 0.041228 | 0.0409 | 0.040549
| Ozone Laundry_Com, P - HWat | Hospital |  | RET | 0 | 0.0032364 | 0.011549 | 0.025636 | 0.038433 | 0.044753 | 0.046827 | 0.047216 | 0.04684 | 0.046438
| Dishwasher_Com, E - Appl [Building w elec WH] | Hospital | Appliances | NC | 0.4 | 0.66263 | 0.75988 | 0.76844 | 0.73144 | 0.72632 | 0.72532 | 0.70593 | 0.70363 | 0.69497
| Dishwasher_Com, E - Appl [Building w elec WH] | Hospital | Appliances | REPL | 0.4 | 0.68734 | 0.85732 | 0.88604 | 0.8869 | 0.88927 | 0.87925 | 0.89989 | 0.90821 | 0.88865
| Dishwasher_Com, E - HWat [Building w elec WH] | Hospital | Water Heating | NC | 0.4 | 0.66263 | 0.75988 | 0.76844 | 0.73144 | 0.72632 | 0.72532 | 0.70593 | 0.70363 | 0.69497
| Dishwasher_Com, E - HWat [Building w elec WH] | Hospital | Water Heating | REPL | 0.4 | 0.68734 | 0.85732 | 0.88604 | 0.8869 | 0.88927 | 0.87925 | 0.89989 | 0.90821 | 0.88865
| Dishwasher_Com, E - Appl [Building w gas WH] | Hospital | Appliances | NC | 0.4 | 0.66671 | 0.7664 | 0.77555 | 0.73835 | 0.73319 | 0.73218 | 0.7126 | 0.71028 | 0.70154
| Dishwasher_Com, E - Appl [Building w gas WH] | Hospital | Appliances | REPL | 0.4 | 0.69157 | 0.86468 | 0.89423 | 0.89529 | 0.89768 | 0.88756 | 0.9084 | 0.9168 | 0.89705
| Dishwasher_Com, G - HWat [Building w gas WH] | Hospital |  | NC | 0.4 | 0.67329 | 0.77812 | 0.78013 | 0.74932 | 0.7273 | 0.72201 | 0.72075 | 0.7218 | 0.7194
| Dishwasher_Com, G - HWat [Building w gas WH] | Hospital |  | REPL | 0.4 | 0.70963 | 0.84717 | 0.87985 | 0.88364 | 0.88404 | 0.88674 | 0.89011 | 0.89531 | 0.89975
| Dishwasher_Com, E - Appl [Building w oil WH] | Hospital | Appliances | NC | 0.4 | 0.65584 | 0.74908 | 0.75669 | 0.72 | 0.71497 | 0.71398 | 0.69489 | 0.69262 | 0.6841
| Dishwasher_Com, E - Appl [Building w oil WH] | Hospital | Appliances | REPL | 0.4 | 0.68029 | 0.84514 | 0.87249 | 0.87303 | 0.87537 | 0.8655 | 0.88582 | 0.89401 | 0.87475
| Dishwasher_Com, O - HWat [Building w oil WH] | Hospital |  | NC | 0.4 | 0.6553 | 0.74895 | 0.74713 | 0.71225 | 0.68506 | 0.67291 | 0.66391 | 0.65576 | 0.64478
| Dishwasher_Com, O - HWat [Building w oil WH] | Hospital |  | REPL | 0.4 | 0.69066 | 0.81541 | 0.84263 | 0.83993 | 0.83269 | 0.82645 | 0.81991 | 0.81339 | 0.80641
| Dishwasher_Com, E - Appl [Building w propane WH] | Hospital | Appliances | NC | 0.4 | 0.65859 | 0.75345 | 0.76144 | 0.72462 | 0.71955 | 0.71856 | 0.69935 | 0.69707 | 0.68849
| Dishwasher_Com, E - Appl [Building w propane WH] | Hospital | Appliances | REPL | 0.4 | 0.68314 | 0.85006 | 0.87796 | 0.87864 | 0.88099 | 0.87106 | 0.89151 | 0.89975 | 0.88037
| Dishwasher_Com, P - HWat [Building w propane WH] | Hospital |  | NC | 0.4 | 0.65805 | 0.75331 | 0.75182 | 0.71682 | 0.68945 | 0.67723 | 0.66817 | 0.65996 | 0.64892
| Dishwasher_Com, P - HWat [Building w propane WH] | Hospital |  | REPL | 0.4 | 0.69356 | 0.82016 | 0.84792 | 0.84532 | 0.83803 | 0.83175 | 0.82518 | 0.81861 | 0.81159
| Faucet Aerator_Com, E - HWat | Hospital | Water Heating | RET | 0.030097 | 0.042779 | 0.04982 | 0.050559 | 0.050322 | 0.050456 | 0.049888 | 0.051059 | 0.051531 | 0.050421
| Faucet Aerator_Com, G - HWat | Hospital |  | RET | 0.028197 | 0.041124 | 0.045729 | 0.046605 | 0.046532 | 0.046552 | 0.046695 | 0.046872 | 0.047146 | 0.04738
| Faucet Aerator_Com, O - HWat | Hospital |  | RET | 0.029977 | 0.043259 | 0.047877 | 0.048635 | 0.048222 | 0.047806 | 0.047448 | 0.047073 | 0.046698 | 0.046298
| Faucet Aerator_Com, P - HWat | Hospital |  | RET | 0.030097 | 0.043431 | 0.048067 | 0.048829 | 0.048414 | 0.047996 | 0.047636 | 0.04726 | 0.046884 | 0.046482
| Heat Pump Water Heater_Com, E - HWat | Hospital | Water Heating | NC | 0.2 | 0.34103 | 0.42771 | 0.45414 | 0.44233 | 0.44173 | 0.44112 | 0.42932 | 0.42792 | 0.42266
| Heat Pump Water Heater_Com, E - HWat | Hospital | Water Heating | RET | 0.0062655 | 0.016078 | 0.025918 | 0.028836 | 0.028927 | 0.028598 | 0.027728 | 0.027835 | 0.027561 | 0.026463
| Heat Pump Water Heater_Com, E - HWat | Hospital | Water Heating | REPL | 0.2 | 0.34565 | 0.45897 | 0.48233 | 0.47733 | 0.46978 | 0.45308 | 0.45205 | 0.44445 | 0.42335
| FF Storage Water Heater_Com, G - HWat | Hospital |  | NC | 0.3 | 0.33166 | 0.41289 | 0.43986 | 0.50378 | 0.48898 | 0.48542 | 0.48457 | 0.48528 | 0.48367
| FF Storage Water Heater_Com, G - HWat | Hospital |  | RET | 0.0044651 | 0.011793 | 0.0183 | 0.02071 | 0.021152 | 0.020955 | 0.020699 | 0.022029 | 0.022398 | 0.022509
| FF Storage Water Heater_Com, G - HWat | Hospital |  | REPL | 0.3 | 0.34385 | 0.43388 | 0.4682 | 0.5475 | 0.53448 | 0.5228 | 0.55358 | 0.58578 | 0.60492
| FF Storage Water Heater_Com, O - HWat | Hospital |  | NC | 0.3 | 0.3303 | 0.33557 | 0.32592 | 0.30891 | 0.29712 | 0.29185 | 0.28795 | 0.28441 | 0.27965
| FF Storage Water Heater_Com, O - HWat | Hospital |  | RET | 0.0045799 | 0.011967 | 0.018479 | 0.020838 | 0.021127 | 0.020732 | 0.020255 | 0.0213 | 0.021403 | 0.02122
| FF Storage Water Heater_Com, O - HWat | Hospital |  | REPL | 0.3 | 0.3423 | 0.35229 | 0.34639 | 0.33499 | 0.32383 | 0.31319 | 0.32763 | 0.34179 | 0.34975
| FF Storage Water Heater_Com, P - HWat | Hospital |  | NC | 0.3 | 0.40443 | 0.4467 | 0.44613 | 0.42806 | 0.41172 | 0.40442 | 0.39901 | 0.39411 | 0.38751
| FF Storage Water Heater_Com, P - HWat | Hospital |  | RET | 0.0051136 | 0.013357 | 0.020605 | 0.0232 | 0.02348 | 0.022999 | 0.022428 | 0.023559 | 0.023898 | 0.023693
| FF Storage Water Heater_Com, P - HWat | Hospital |  | REPL | 0.3 | 0.41829 | 0.46693 | 0.47077 | 0.45947 | 0.44271 | 0.42669 | 0.44543 | 0.46382 | 0.48159
| FF Instantaneous Water Heater_Com, G - HWat | Hospital |  | NC | 0.3 | 0.33166 | 0.36702 | 0.39588 | 0.41982 | 0.43193 | 0.42879 | 0.42804 | 0.42866 | 0.42724
| FF Instantaneous Water Heater_Com, G - HWat | Hospital |  | RET | 0.0048113 | 0.01145 | 0.018113 | 0.021439 | 0.022438 | 0.022519 | 0.022247 | 0.021965 | 0.02173 | 0.021479
| FF Instantaneous Water Heater_Com, G - HWat | Hospital |  | REPL | 0.3 | 0.34385 | 0.38574 | 0.42113 | 0.4553 | 0.47022 | 0.45899 | 0.44802 | 0.43784 | 0.42716
| FF Instantaneous Water Heater_Com, O - HWat | Hospital |  | NC | 0.3 | 0.32815 | 0.36142 | 0.38858 | 0.40922 | 0.41721 | 0.40982 | 0.40434 | 0.39937 | 0.39268
| FF Instantaneous Water Heater_Com, O - HWat | Hospital |  | RET | 0.0049043 | 0.011547 | 0.018178 | 0.021441 | 0.022277 | 0.022148 | 0.021644 | 0.021113 | 0.020595 | 0.020076
| FF Instantaneous Water Heater_Com, O - HWat | Hospital |  | REPL | 0.3 | 0.3401 | 0.3796 | 0.41289 | 0.44306 | 0.45318 | 0.43744 | 0.42173 | 0.40623 | 0.3907
| FF Instantaneous Water Heater_Com, P - HWat | Hospital |  | NC | 0.3 | 0.32815 | 0.36142 | 0.38858 | 0.40922 | 0.41721 | 0.40982 | 0.40434 | 0.39937 | 0.39268
| FF Instantaneous Water Heater_Com, P - HWat | Hospital |  | RET | 0.0053435 | 0.012577 | 0.019786 | 0.02331 | 0.024185 | 0.024009 | 0.023427 | 0.022818 | 0.022223 | 0.021631
| FF Instantaneous Water Heater_Com, P - HWat | Hospital |  | REPL | 0.3 | 0.33959 | 0.37835 | 0.41062 | 0.43952 | 0.44835 | 0.43154 | 0.41478 | 0.39825 | 0.38171
| Clothes Dryer_Com, E - Appl | Hospital | Appliances | NC | 0.4 | 0.64591 | 0.73341 | 0.73968 | 0.70346 | 0.69854 | 0.69758 | 0.67893 | 0.67671 | 0.66838
| Clothes Dryer_Com, E - Appl | Hospital | Appliances | RET | 0 | 0.0073892 | 0.020633 | 0.028699 | 0.030674 | 0.030543 | 0.029247 | 0.02938 | 0.02911 | 0.02797
| Clothes Dryer_Com, E - Appl | Hospital | Appliances | REPL | 0.4 | 0.6649 | 0.80432 | 0.80408 | 0.77662 | 0.75039 | 0.71394 | 0.71204 | 0.69979 | 0.66629
| Clothes Dryer_Com, G - Oth | Hospital |  | NC | 0.4 | 0.61594 | 0.68816 | 0.70378 | 0.67171 | 0.65197 | 0.64722 | 0.6461 | 0.64704 | 0.64489
| Clothes Dryer_Com, G - Oth | Hospital |  | RET | 0 | 0.0052836 | 0.014118 | 0.019839 | 0.021455 | 0.021521 | 0.021113 | 0.020993 | 0.020919 | 0.02083
| Clothes Dryer_Com, G - Oth | Hospital |  | REPL | 0.4 | 0.64574 | 0.73462 | 0.7621 | 0.74271 | 0.72476 | 0.70864 | 0.70213 | 0.69698 | 0.69114
| Pnemautic to DDC_Com, E - TotE [Building w Elec Heat] | Hospital | Total Electric | RET | 0 | 0.0010936 | 0.0035223 | 0.0077335 | 0.013729 | 0.020025 | 0.024391 | 0.027664 | 0.02926 | 0.028629
| Pnemautic to DDC_Com, E - TotE [Building w Gas Heat] | Hospital | Total Electric | RET | 0 | 0.00089345 | 0.0028776 | 0.006318 | 0.011216 | 0.016359 | 0.019927 | 0.0226 | 0.023904 | 0.023389
| Pnemautic to DDC_Com, G - TotF [Building w Gas Heat] | Hospital |  | RET | 0 | 0.00091677 | 0.0028193 | 0.0062164 | 0.011071 | 0.016111 | 0.019908 | 0.022145 | 0.023344 | 0.02346
| Pnemautic to DDC_Com, E - TotE [Building w Oil Heat] | Hospital | Total Electric | RET | 0 | 0.00093145 | 0.003 | 0.0065867 | 0.011694 | 0.017055 | 0.020774 | 0.023561 | 0.024921 | 0.024384
| Pnemautic to DDC_Com, O - TotF [Building w Oil Heat] | Hospital |  | RET | 0 | 0.00094564 | 0.0028945 | 0.0063614 | 0.01125 | 0.016224 | 0.019837 | 0.021808 | 0.022674 | 0.022479
| Pnemautic to DDC_Com, E - TotE [Building w Propane Heat] | Hospital | Total Electric | RET | 0 | 0.00089808 | 0.0028925 | 0.0063508 | 0.011275 | 0.016444 | 0.02003 | 0.022717 | 0.024028 | 0.023511
| Pnemautic to DDC_Com, P - TotF [Building w Propane Heat] | Hospital |  | RET | 0 | 0.00091177 | 0.0027908 | 0.0061335 | 0.010847 | 0.015643 | 0.019126 | 0.021027 | 0.021861 | 0.021674
| Data Center_Com, E - TotE [Building w Elec Heat] | Hospital | Total Electric | NC | 0.07 | 0.11453 | 0.17158 | 0.23117 | 0.27491 | 0.31592 | 0.34434 | 0.35237 | 0.3602 | 0.35576
| Data Center_Com, E - TotE [Building w Elec Heat] | Hospital | Total Electric | RET | 0 | 0.0013259 | 0.0042704 | 0.009376 | 0.016645 | 0.024278 | 0.029572 | 0.033539 | 0.035474 | 0.03471
| Data Center_Com, E - TotE [Building w Gas Heat] | Hospital | Total Electric | NC | 0.07 | 0.11453 | 0.17158 | 0.23117 | 0.27491 | 0.31592 | 0.34434 | 0.35237 | 0.3602 | 0.35576
| Data Center_Com, E - TotE [Building w Gas Heat] | Hospital | Total Electric | RET | 0 | 0.0013259 | 0.0042704 | 0.009376 | 0.016645 | 0.024278 | 0.029572 | 0.033539 | 0.035474 | 0.03471
| Data Center_Com, G - TotF [Building w Gas Heat] | Hospital |  | NC | 0.07 | 0.11566 | 0.1742 | 0.23254 | 0.27899 | 0.31339 | 0.33956 | 0.3564 | 0.36604 | 0.36482
| Data Center_Com, G - TotF [Building w Gas Heat] | Hospital |  | RET | 0 | 0.0013605 | 0.0041839 | 0.0092252 | 0.016429 | 0.023909 | 0.029544 | 0.032863 | 0.034642 | 0.034814
| Data Center_Com, E - TotE [Building w Oil Heat] | Hospital | Total Electric | NC | 0.07 | 0.11453 | 0.17158 | 0.23117 | 0.27491 | 0.31592 | 0.34434 | 0.35237 | 0.3602 | 0.35576
| Data Center_Com, E - TotE [Building w Oil Heat] | Hospital | Total Electric | RET | 0 | 0.0013259 | 0.0042704 | 0.009376 | 0.016645 | 0.024278 | 0.029572 | 0.033539 | 0.035474 | 0.03471
| Data Center_Com, O - TotF [Building w Oil Heat] | Hospital |  | NC | 0.07 | 0.11444 | 0.17155 | 0.22825 | 0.27195 | 0.30271 | 0.32454 | 0.33666 | 0.34102 | 0.33531
| Data Center_Com, O - TotF [Building w Oil Heat] | Hospital |  | RET | 0 | 0.0013461 | 0.0041202 | 0.0090552 | 0.016014 | 0.023094 | 0.028237 | 0.031044 | 0.032275 | 0.031998
| Data Center_Com, E - TotE [Building w Propane Heat] | Hospital | Total Electric | NC | 0.07 | 0.11453 | 0.17158 | 0.23117 | 0.27491 | 0.31592 | 0.34434 | 0.35237 | 0.3602 | 0.35576
| Data Center_Com, E - TotE [Building w Propane Heat] | Hospital | Total Electric | RET | 0 | 0.0013259 | 0.0042704 | 0.009376 | 0.016645 | 0.024278 | 0.029572 | 0.033539 | 0.035474 | 0.03471
| Data Center_Com, P - TotF [Building w Propane Heat] | Hospital |  | NC | 0.07 | 0.11444 | 0.17155 | 0.22825 | 0.27195 | 0.30271 | 0.32454 | 0.33666 | 0.34102 | 0.33531
| Data Center_Com, P - TotF [Building w Propane Heat] | Hospital |  | RET | 0 | 0.0013461 | 0.0041202 | 0.0090552 | 0.016014 | 0.023094 | 0.028237 | 0.031044 | 0.032275 | 0.031998
| RCx_Com, E - TotE [Building w Elec Heat] | Hospital | Total Electric | RET | 0.0093752 | 0.013688 | 0.019118 | 0.023635 | 0.028215 | 0.028291 | 0.027972 | 0.028629 | 0.028894 | 0.028271
| RCx_Com, E - TotE [Building w Gas Heat] | Hospital | Total Electric | RET | 0.0088898 | 0.012979 | 0.018128 | 0.022411 | 0.026755 | 0.026826 | 0.026524 | 0.027147 | 0.027398 | 0.026807
| RCx_Com, G - TotF [Building w Gas Heat] | Hospital |  | RET | 0.0088898 | 0.013318 | 0.017761 | 0.022051 | 0.026407 | 0.026418 | 0.026499 | 0.0266 | 0.026755 | 0.026888
| RCx_Com, E - TotE [Building w Oil Heat] | Hospital | Total Electric | RET | 0.0081526 | 0.011903 | 0.016625 | 0.020553 | 0.024536 | 0.024602 | 0.024325 | 0.024896 | 0.025126 | 0.024584
| RCx_Com, O - TotF [Building w Oil Heat] | Hospital |  | RET | 0.0081526 | 0.012084 | 0.01604 | 0.01985 | 0.023606 | 0.023402 | 0.023227 | 0.023043 | 0.02286 | 0.022664
| RCx_Com, E - TotE [Building w Propane Heat] | Hospital | Total Electric | RET | 0.0081771 | 0.011938 | 0.016675 | 0.020615 | 0.02461 | 0.024676 | 0.024398 | 0.02497 | 0.025201 | 0.024658
| RCx_Com, P - TotF [Building w Propane Heat] | Hospital |  | RET | 0.0081771 | 0.01212 | 0.016088 | 0.019909 | 0.023677 | 0.023473 | 0.023297 | 0.023112 | 0.022929 | 0.022732
| Commissioning_Com, E - TotE [Building w Elec Heat] | Hospital | Total Electric | NC | 0.15 | 0.19435 | 0.2351 | 0.26383 | 0.27308 | 0.28568 | 0.29377 | 0.28597 | 0.28792 | 0.28725
| Commissioning_Com, E - TotE [Building w Gas Heat] | Hospital | Total Electric | NC | 0.15 | 0.18979 | 0.22476 | 0.24817 | 0.25408 | 0.26402 | 0.26918 | 0.26199 | 0.26377 | 0.26315
| Commissioning_Com, G - TotF [Building w Gas Heat] | Hospital |  | NC | 0.15 | 0.19166 | 0.2282 | 0.24964 | 0.25785 | 0.2619 | 0.26544 | 0.26498 | 0.26805 | 0.26986
| Commissioning_Com, E - TotE [Building w Oil Heat] | Hospital | Total Electric | NC | 0.15 | 0.19174 | 0.22914 | 0.25474 | 0.26201 | 0.27302 | 0.27937 | 0.2719 | 0.27375 | 0.27311
| Commissioning_Com, O - TotF [Building w Oil Heat] | Hospital |  | NC | 0.15 | 0.19159 | 0.2291 | 0.25153 | 0.25919 | 0.2616 | 0.2633 | 0.25978 | 0.25918 | 0.25742
| Commissioning_Com, E - TotE [Building w Propane Heat] | Hospital | Total Electric | NC | 0.15 | 0.19018 | 0.22563 | 0.24946 | 0.25563 | 0.26578 | 0.27117 | 0.26392 | 0.26572 | 0.2651
| Commissioning_Com, P - TotF [Building w Propane Heat] | Hospital |  | NC | 0.15 | 0.19002 | 0.22559 | 0.24631 | 0.25288 | 0.25467 | 0.25557 | 0.25215 | 0.25157 | 0.24986
| Integrated Building Design_Com, E - TotE [Building w Elec Heat] | Hospital | Total Electric | NC | 0.07 | 0.10291 | 0.14212 | 0.17866 | 0.19929 | 0.21514 | 0.22002 | 0.21065 | 0.20081 | 0.18383
| Integrated Building Design_Com, E - TotE [Building w Gas Heat] | Hospital | Total Electric | NC | 0.07 | 0.10291 | 0.14212 | 0.17866 | 0.19929 | 0.21514 | 0.22002 | 0.21065 | 0.20081 | 0.18383
| Integrated Building Design_Com, G - TotF [Building w Gas Heat] | Hospital |  | NC | 0.07 | 0.10393 | 0.1443 | 0.17971 | 0.20225 | 0.21341 | 0.21697 | 0.21305 | 0.20407 | 0.18851
| Integrated Building Design_Com, E - TotE [Building w Oil Heat] | Hospital | Total Electric | NC | 0.07 | 0.10291 | 0.14212 | 0.17866 | 0.19929 | 0.21514 | 0.22002 | 0.21065 | 0.20081 | 0.18383
| Integrated Building Design_Com, O - TotF [Building w Oil Heat] | Hospital |  | NC | 0.07 | 0.10283 | 0.1421 | 0.1764 | 0.19714 | 0.20614 | 0.20737 | 0.20125 | 0.19012 | 0.17326
| Integrated Building Design_Com, E - TotE [Building w Propane Heat] | Hospital | Total Electric | NC | 0.07 | 0.10291 | 0.14212 | 0.17866 | 0.19929 | 0.21514 | 0.22002 | 0.21065 | 0.20081 | 0.18383
| Integrated Building Design_Com, P - TotF [Building w Propane Heat] | Hospital |  | NC | 0.07 | 0.10283 | 0.1421 | 0.1764 | 0.19714 | 0.20614 | 0.20737 | 0.20125 | 0.19012 | 0.17326
| Deep Energy Retrofit_Com, E - TotE [Building w Elec Heat] | Hospital | Total Electric | RET | 0.0041128 | 0.0088995 | 0.017553 | 0.026829 | 0.034293 | 0.038922 | 0.040686 | 0.041864 | 0.042251 | 0.041341
| Deep Energy Retrofit_Com, E - TotE [Building w Gas Heat] | Hospital | Total Electric | RET | 0.0037154 | 0.0080394 | 0.015857 | 0.024236 | 0.030979 | 0.03516 | 0.036754 | 0.037819 | 0.038168 | 0.037346
| Deep Energy Retrofit_Com, G - TotF [Building w Gas Heat] | Hospital |  | RET | 0.0037154 | 0.0082493 | 0.015536 | 0.023846 | 0.030576 | 0.034626 | 0.03672 | 0.037057 | 0.037274 | 0.037458
| Deep Energy Retrofit_Com, E - TotE [Building w Oil Heat] | Hospital | Total Electric | RET | 0.003865 | 0.0083632 | 0.016495 | 0.025212 | 0.032226 | 0.036576 | 0.038234 | 0.039342 | 0.039705 | 0.03885
| Deep Energy Retrofit_Com, O - TotF [Building w Oil Heat] | Hospital |  | RET | 0.003865 | 0.0084907 | 0.015915 | 0.024349 | 0.031005 | 0.034793 | 0.036509 | 0.036414 | 0.036125 | 0.035815
| Deep Energy Retrofit_Com, E - TotE [Building w Propane Heat] | Hospital | Total Electric | RET | 0.0037343 | 0.0080804 | 0.015937 | 0.024359 | 0.031137 | 0.035339 | 0.036941 | 0.038011 | 0.038363 | 0.037536
| Deep Energy Retrofit_Com, P - TotF [Building w Propane Heat] | Hospital |  | RET | 0.0037343 | 0.0082036 | 0.015377 | 0.023526 | 0.029956 | 0.033616 | 0.035274 | 0.035183 | 0.034903 | 0.034604
| EMS_Com, E - TotE [Building w Elec Heat] | Hospital | Total Electric | NC | 0.07 | 0.070879 | 0.080856 | 0.10096 | 0.12309 | 0.1443 | 0.15469 | 0.15234 | 0.1548 | 0.15407
| EMS_Com, E - TotE [Building w Elec Heat] | Hospital | Total Electric | RET | 0.0029614 | 0.0042009 | 0.0079706 | 0.013966 | 0.019495 | 0.022439 | 0.02323 | 0.024115 | 0.024338 | 0.023813
| EMS_Com, E - TotE [Building w Gas Heat] | Hospital | Total Electric | NC | 0.07 | 0.070879 | 0.080856 | 0.10096 | 0.12309 | 0.1443 | 0.15469 | 0.15234 | 0.1548 | 0.15407
| EMS_Com, E - TotE [Building w Gas Heat] | Hospital | Total Electric | RET | 0.0021753 | 0.0030858 | 0.0058549 | 0.010259 | 0.01432 | 0.016483 | 0.017064 | 0.017714 | 0.017877 | 0.017492
| EMS_Com, G - TotF [Building w Gas Heat] | Hospital |  | NC | 0.07 | 0.071579 | 0.082093 | 0.10156 | 0.12492 | 0.14314 | 0.15254 | 0.15408 | 0.15731 | 0.158
| EMS_Com, G - TotF [Building w Gas Heat] | Hospital |  | RET | 0.0021753 | 0.0031664 | 0.0057363 | 0.010094 | 0.014134 | 0.016232 | 0.017048 | 0.017357 | 0.017458 | 0.017545
| EMS_Com, E - TotE [Building w Oil Heat] | Hospital | Total Electric | NC | 0.07 | 0.070879 | 0.080856 | 0.10096 | 0.12309 | 0.1443 | 0.15469 | 0.15234 | 0.1548 | 0.15407
| EMS_Com, E - TotE [Building w Oil Heat] | Hospital | Total Electric | RET | 0.0019745 | 0.002801 | 0.0053145 | 0.009312 | 0.012999 | 0.014962 | 0.015489 | 0.016079 | 0.016228 | 0.015878
| EMS_Com, O - TotF [Building w Oil Heat] | Hospital |  | NC | 0.07 | 0.070821 | 0.080842 | 0.099685 | 0.12177 | 0.13826 | 0.14579 | 0.14554 | 0.14656 | 0.14522
| EMS_Com, O - TotF [Building w Oil Heat] | Hospital |  | RET | 0.0019745 | 0.0028437 | 0.0051276 | 0.0089934 | 0.012506 | 0.014232 | 0.01479 | 0.014883 | 0.014764 | 0.014638
| EMS_Com, E - TotE [Building w Propane Heat] | Hospital | Total Electric | NC | 0.07 | 0.070879 | 0.080856 | 0.10096 | 0.12309 | 0.1443 | 0.15469 | 0.15234 | 0.1548 | 0.15407
| EMS_Com, E - TotE [Building w Propane Heat] | Hospital | Total Electric | RET | 0.0019785 | 0.0028066 | 0.0053251 | 0.0093306 | 0.013025 | 0.014992 | 0.01552 | 0.016111 | 0.01626 | 0.01591
| EMS_Com, P - TotF [Building w Propane Heat] | Hospital |  | NC | 0.07 | 0.070821 | 0.080842 | 0.099685 | 0.12177 | 0.13826 | 0.14579 | 0.14554 | 0.14656 | 0.14522
| EMS_Com, P - TotF [Building w Propane Heat] | Hospital |  | RET | 0.0019785 | 0.0028494 | 0.0051378 | 0.0090113 | 0.012531 | 0.014261 | 0.01482 | 0.014912 | 0.014794 | 0.014667
| VFDs on HVAC Pumps_Com, E - Oth | Hospital | Other | RET | 0.0043706 | 0.015132 | 0.031452 | 0.040253 | 0.043082 | 0.043963 | 0.043468 | 0.044488 | 0.044899 | 0.043932
| ECM Circulators_Com, E - Oth | Hospital | Other | RET | 0.007769 | 0.020058 | 0.032864 | 0.03751 | 0.038756 | 0.039073 | 0.038633 | 0.03954 | 0.039905 | 0.039046
| Motors_Com, E - Oth | Hospital | Other | NC | 0.3 | 0.41302 | 0.46028 | 0.46707 | 0.44799 | 0.44486 | 0.44424 | 0.43236 | 0.43095 | 0.42565
| Motors_Com, E - Oth | Hospital | Other | RET | 0.003203 | 0.011054 | 0.022718 | 0.028424 | 0.02954 | 0.029205 | 0.02796 | 0.027782 | 0.027223 | 0.025863
| Motors_Com, E - Oth | Hospital | Other | REPL | 0.3 | 0.42217 | 0.49998 | 0.50276 | 0.49001 | 0.47388 | 0.45129 | 0.44545 | 0.43299 | 0.40744
| Ext Area Ltg_Com, E - ExtL | Hospital | Exterior Lighting | NC | 0.16 | 0.17828 | 0.19882 | 0.21895 | 0.20849 | 0.20703 | 0.20675 | 0.20122 | 0.20056 | 0.1981
| Ext Area Ltg_Com, E - ExtL | Hospital | Exterior Lighting | RET | 0.019391 | 0.035728 | 0.045159 | 0.046017 | 0.045082 | 0.048763 | 0.048213 | 0.049345 | 0.049801 | 0.048729
| Ext Area Ltg_Com, E - ExtL | Hospital | Exterior Lighting | REPL | 0.16 | 0.17449 | 0.20143 | 0.21457 | 0.20261 | 0.22927 | 0.25063 | 0.25651 | 0.25888 | 0.2533
| Street Ltg_Com, E - ExtL | Hospital | Exterior Lighting | NC | 0.25 | 0.26273 | 0.30726 | 0.34277 | 0.33901 | 0.34268 | 0.34378 | 0.33459 | 0.33349 | 0.32939
| Street Ltg_Com, E - ExtL | Hospital | Exterior Lighting | RET | 0.019711 | 0.03328 | 0.043621 | 0.045871 | 0.045723 | 0.049567 | 0.049009 | 0.050159 | 0.050623 | 0.049533
| Street Ltg_Com, E - ExtL | Hospital | Exterior Lighting | REPL | 0.25 | 0.25775 | 0.31262 | 0.33752 | 0.33087 | 0.38061 | 0.41673 | 0.42652 | 0.43046 | 0.42119
| Ext Ltg Ctrls_Com, E - ExtL | Hospital | Exterior Lighting | RET | 0.019547 | 0.03532 | 0.046213 | 0.048612 | 0.049024 | 0.049155 | 0.048601 | 0.049742 | 0.050202 | 0.049121
| Ext Ltg Dsgn_Com, E - ExtL | Hospital | Exterior Lighting | NC | 0.013 | 0.018767 | 0.027112 | 0.038481 | 0.045504 | 0.05327 | 0.054659 | 0.053771 | 0.053595 | 0.052936
| Ext Ltg Dsgn_Com, E - ExtL | Hospital | Exterior Lighting | REPL | 0.013 | 0.019466 | 0.030588 | 0.04437 | 0.055176 | 0.065222 | 0.066259 | 0.068545 | 0.069179 | 0.067688
| Int Ltg Ctrls_Com, E - IntL [No Heat] | Hospital | Interior Lighting | RET | 0.027878 | 0.039188 | 0.045906 | 0.046736 | 0.046612 | 0.046737 | 0.04621 | 0.047295 | 0.047732 | 0.046704
| Int Ltg Ctrls_Com, E - IntL [Electric Heat] | Hospital | Interior Lighting | RET | 0.02668 | 0.037504 | 0.043934 | 0.044728 | 0.04461 | 0.044729 | 0.044225 | 0.045263 | 0.045682 | 0.044698
| Int Ltg Ctrls_Com, E/G - IntL | Hospital | Interior Lighting | RET | 0.026684 | 0.037509 | 0.043939 | 0.044733 | 0.044615 | 0.044735 | 0.04423 | 0.045269 | 0.045687 | 0.044703
| Int Ltg Ctrls_Com, E/O - IntL | Hospital | Interior Lighting | RET | 0.025064 | 0.035231 | 0.041271 | 0.042017 | 0.041906 | 0.042019 | 0.041545 | 0.04252 | 0.042913 | 0.041989
| Int Ltg Ctrls_Com, E/P - IntL | Hospital | Interior Lighting | RET | 0.019673 | 0.027653 | 0.032394 | 0.03298 | 0.032893 | 0.032981 | 0.032609 | 0.033375 | 0.033683 | 0.032958
| Exit Sign RetFit_Com, E - IntL [No Heat] | Hospital | Interior Lighting | RET | 0.029474 | 0.041431 | 0.048534 | 0.049411 | 0.049281 | 0.049413 | 0.048856 | 0.050003 | 0.050465 | 0.049378
| Exit Sign RetFit_Com, E - IntL [Electric Heat] | Hospital | Interior Lighting | RET | 0.029016 | 0.040787 | 0.04778 | 0.048643 | 0.048515 | 0.048645 | 0.048096 | 0.049225 | 0.049681 | 0.04861
| Exit Sign RetFit_Com, E/G - IntL | Hospital | Interior Lighting | RET | 0.028555 | 0.040138 | 0.04702 | 0.04787 | 0.047743 | 0.047871 | 0.047331 | 0.048442 | 0.04889 | 0.047837
| Exit Sign RetFit_Com, E/O - IntL | Hospital | Interior Lighting | RET | 0.027214 | 0.038253 | 0.044812 | 0.045622 | 0.045501 | 0.045623 | 0.045109 | 0.046168 | 0.046594 | 0.045591
| Exit Sign RetFit_Com, E/P - IntL | Hospital | Interior Lighting | RET | 0.021074 | 0.029623 | 0.034701 | 0.035328 | 0.035235 | 0.035329 | 0.034931 | 0.035751 | 0.036082 | 0.035305
| Repl Scre_Com, E - IntL [No Heat] | Hospital | Interior Lighting | NC | 0.3 | 0.57734 | 0 | 0 | 0 | 0 | 0 | 0 | 0 | 0
| Repl Scre_Com, E - IntL [No Heat] | Hospital | Interior Lighting | RET | 0.089529 | 0.10333 | 0 | 0 | 0 | 0 | 0 | 0 | 0 | 0
| Repl Scre_Com, E - IntL [No Heat] | Hospital | Interior Lighting | REPL | 0.3 | 0.59886 | 0 | 0 | 0 | 0 | 0 | 0 | 0 | 0
| Repl Scre_Com, E - IntL [Electric Heat] | Hospital | Interior Lighting | NC | 0.3 | 0.57722 | 0 | 0 | 0 | 0 | 0 | 0 | 0 | 0
| Repl Scre_Com, E - IntL [Electric Heat] | Hospital | Interior Lighting | RET | 0.083255 | 0.096087 | 0 | 0 | 0 | 0 | 0 | 0 | 0 | 0
| Repl Scre_Com, E - IntL [Electric Heat] | Hospital | Interior Lighting | REPL | 0.3 | 0.59875 | 0 | 0 | 0 | 0 | 0 | 0 | 0 | 0
| Repl Scre_Com, E/G - IntL | Hospital | Interior Lighting | NC | 0.3 | 0.56669 | 0 | 0 | 0 | 0 | 0 | 0 | 0 | 0
| Repl Scre_Com, E/G - IntL | Hospital | Interior Lighting | RET | 0.087786 | 0.10132 | 0 | 0 | 0 | 0 | 0 | 0 | 0 | 0
| Repl Scre_Com, E/G - IntL | Hospital | Interior Lighting | REPL | 0.3 | 0.58782 | 0 | 0 | 0 | 0 | 0 | 0 | 0 | 0
| Repl Scre_Com, E/O - IntL | Hospital | Interior Lighting | NC | 0.3 | 0.5447 | 0 | 0 | 0 | 0 | 0 | 0 | 0 | 0
| Repl Scre_Com, E/O - IntL | Hospital | Interior Lighting | RET | 0.079584 | 0.091851 | 0 | 0 | 0 | 0 | 0 | 0 | 0 | 0
| Repl Scre_Com, E/O - IntL | Hospital | Interior Lighting | REPL | 0.3 | 0.565 | 0 | 0 | 0 | 0 | 0 | 0 | 0 | 0
| Repl Scre_Com, E/P - IntL | Hospital | Interior Lighting | NC | 0.3 | 0.47418 | 0 | 0 | 0 | 0 | 0 | 0 | 0 | 0
| Repl Scre_Com, E/P - IntL | Hospital | Interior Lighting | RET | 0.061918 | 0.071462 | 0 | 0 | 0 | 0 | 0 | 0 | 0 | 0
| Repl Scre_Com, E/P - IntL | Hospital | Interior Lighting | REPL | 0.3 | 0.49186 | 0 | 0 | 0 | 0 | 0 | 0 | 0 | 0
| Lin LED Fixture_Com, E - IntL [No Heat] | Hospital | Interior Lighting | NC | 0.045 | 0.060362 | 0.087124 | 0.10234 | 0.10112 | 0.09982 | 0.099682 | 0.097017 | 0.096701 | 0.09551
| Lin LED Fixture_Com, E - IntL [No Heat] | Hospital | Interior Lighting | RET | 0.0027879 | 0.0029146 | 0.0034106 | 0.003613 | 0.0036699 | 0.0036912 | 0.003639 | 0.0037136 | 0.0038187 | 0.0037364
| Lin LED Fixture_Com, E - IntL [No Heat] | Hospital | Interior Lighting | REPL | 0.045 | 0.062251 | 0.097397 | 0.1165 | 0.12059 | 0.11975 | 0.11795 | 0.12026 | 0.12482 | 0.12213
| Lin LED Fixture_Com, E - IntL [Electric Heat] | Hospital | Interior Lighting | NC | 0.045 | 0.060362 | 0.087124 | 0.10234 | 0.10112 | 0.09982 | 0.099682 | 0.097017 | 0.096701 | 0.09551
| Lin LED Fixture_Com, E - IntL [Electric Heat] | Hospital | Interior Lighting | RET | 0.0024153 | 0.0025258 | 0.0029566 | 0.0031331 | 0.0031837 | 0.0032034 | 0.0031593 | 0.0032254 | 0.0033083 | 0.0032371
| Lin LED Fixture_Com, E - IntL [Electric Heat] | Hospital | Interior Lighting | REPL | 0.045 | 0.062299 | 0.097518 | 0.1167 | 0.12086 | 0.12008 | 0.11834 | 0.12072 | 0.12482 | 0.12213
| Lin LED Fixture_Com, E/G - IntL | Hospital | Interior Lighting | NC | 0.045 | 0.060362 | 0.087124 | 0.10234 | 0.10112 | 0.09982 | 0.099682 | 0.097017 | 0.096701 | 0.09551
| Lin LED Fixture_Com, E/G - IntL | Hospital | Interior Lighting | RET | 0.0026801 | 0.0028021 | 0.0032793 | 0.0034743 | 0.0035294 | 0.0035503 | 0.0035004 | 0.0035726 | 0.003671 | 0.0035919
| Lin LED Fixture_Com, E/G - IntL | Hospital | Interior Lighting | REPL | 0.045 | 0.062265 | 0.097432 | 0.11656 | 0.12067 | 0.11984 | 0.11806 | 0.12039 | 0.12482 | 0.12213
| Lin LED Fixture_Com, E/O - IntL | Hospital | Interior Lighting | NC | 0.045 | 0.060362 | 0.087124 | 0.10234 | 0.10112 | 0.09982 | 0.099682 | 0.097017 | 0.096701 | 0.09551
| Lin LED Fixture_Com, E/O - IntL | Hospital | Interior Lighting | RET | 0.0025508 | 0.0026672 | 0.0031217 | 0.0033078 | 0.0033607 | 0.003381 | 0.003334 | 0.0034032 | 0.003494 | 0.0034187
| Lin LED Fixture_Com, E/O - IntL | Hospital | Interior Lighting | REPL | 0.045 | 0.062281 | 0.097474 | 0.11662 | 0.12076 | 0.11996 | 0.1182 | 0.12055 | 0.12482 | 0.12213
| Lin LED Fixture_Com, E/P - IntL | Hospital | Interior Lighting | NC | 0.045 | 0.060362 | 0.087124 | 0.10234 | 0.10112 | 0.09982 | 0.099682 | 0.097017 | 0.096701 | 0.09551
| Lin LED Fixture_Com, E/P - IntL | Hospital | Interior Lighting | RET | 0.0023062 | 0.0024119 | 0.0028235 | 0.0029924 | 0.003041 | 0.0030602 | 0.0030184 | 0.0030819 | 0.0031588 | 0.0030908
| Lin LED Fixture_Com, E/P - IntL | Hospital | Interior Lighting | REPL | 0.045 | 0.062313 | 0.097553 | 0.11676 | 0.12094 | 0.12018 | 0.11845 | 0.12085 | 0.12482 | 0.12213
| LED Tube Repl_Com, E - IntL [No Heat] | Hospital | Interior Lighting | RET | 0.025473 | 0.026157 | 0.030023 | 0.031123 | 0.030886 | 0.032593 | 0.033606 | 0.034571 | 0.034891 | 0.034139
| LED Tube Repl_Com, E - IntL [No Heat] | Hospital | Interior Lighting | REPL | 0.255 | 0.33604 | 0.51045 | 0.59073 | 0.59033 | 0.61074 | 0.62591 | 0.66318 | 0.69209 | 0.69206
| LED Tube Repl_Com, E - IntL [Electric Heat] | Hospital | Interior Lighting | RET | 0.025289 | 0.025972 | 0.029815 | 0.030914 | 0.030684 | 0.032385 | 0.033395 | 0.034322 | 0.03464 | 0.033893
| LED Tube Repl_Com, E - IntL [Electric Heat] | Hospital | Interior Lighting | REPL | 0.255 | 0.33618 | 0.51079 | 0.5913 | 0.59108 | 0.61166 | 0.62699 | 0.66445 | 0.69355 | 0.69206
| LED Tube Repl_Com, E/G - IntL | Hospital | Interior Lighting | RET | 0.024968 | 0.025649 | 0.029452 | 0.030547 | 0.03033 | 0.032018 | 0.033025 | 0.033886 | 0.034199 | 0.033463
| LED Tube Repl_Com, E/G - IntL | Hospital | Interior Lighting | REPL | 0.255 | 0.33641 | 0.51137 | 0.59228 | 0.5924 | 0.61327 | 0.62887 | 0.66668 | 0.6961 | 0.69206
| LED Tube Repl_Com, E/O - IntL | Hospital | Interior Lighting | RET | 0.023411 | 0.024079 | 0.027687 | 0.028759 | 0.028601 | 0.030228 | 0.031044 | 0.031773 | 0.032067 | 0.031376
| LED Tube Repl_Com, E/O - IntL | Hospital | Interior Lighting | REPL | 0.255 | 0.33756 | 0.51422 | 0.59704 | 0.59878 | 0.62108 | 0.63801 | 0.67748 | 0.7073 | 0.69206
| LED Tube Repl_Com, E/P - IntL | Hospital | Interior Lighting | RET | 0.017281 | 0.017862 | 0.020646 | 0.021572 | 0.021589 | 0.022921 | 0.022916 | 0.023454 | 0.023671 | 0.023161
| LED Tube Repl_Com, E/P - IntL | Hospital | Interior Lighting | REPL | 0.255 | 0.34208 | 0.52543 | 0.6158 | 0.62391 | 0.65179 | 0.67397 | 0.70082 | 0.7073 | 0.69206
| Repl pin CFL wLED_Com, E - IntL [No Heat] | Hospital | Interior Lighting | RET | 0.02223 | 0.031148 | 0.035521 | 0.035217 | 0.034222 | 0.037267 | 0.036847 | 0.037712 | 0.038061 | 0.037241
| Repl pin CFL wLED_Com, E - IntL [No Heat] | Hospital | Interior Lighting | REPL | 0.3 | 0.48903 | 0.58749 | 0.58266 | 0.55852 | 0.60849 | 0.64956 | 0.67857 | 0.68485 | 0.67009
| Repl pin CFL wLED_Com, E - IntL [Electric Heat] | Hospital | Interior Lighting | RET | 0.022522 | 0.031551 | 0.035972 | 0.035652 | 0.034634 | 0.037757 | 0.037332 | 0.038208 | 0.038561 | 0.037731
| Repl pin CFL wLED_Com, E - IntL [Electric Heat] | Hospital | Interior Lighting | REPL | 0.3 | 0.49277 | 0.59361 | 0.5889 | 0.56428 | 0.61457 | 0.65586 | 0.68736 | 0.69371 | 0.67877
| Repl pin CFL wLED_Com, E/G - IntL | Hospital | Interior Lighting | RET | 0.02216 | 0.031051 | 0.035414 | 0.035113 | 0.034124 | 0.03715 | 0.036732 | 0.037594 | 0.037941 | 0.037124
| Repl pin CFL wLED_Com, E/G - IntL | Hospital | Interior Lighting | REPL | 0.3 | 0.48789 | 0.58562 | 0.58073 | 0.55671 | 0.60657 | 0.64756 | 0.67596 | 0.68221 | 0.66751
| Repl pin CFL wLED_Com, E/O - IntL | Hospital | Interior Lighting | RET | 0.02108 | 0.029559 | 0.033747 | 0.033498 | 0.032593 | 0.03534 | 0.034942 | 0.035762 | 0.036093 | 0.035315
| Repl pin CFL wLED_Com, E/O - IntL | Hospital | Interior Lighting | REPL | 0.3 | 0.47281 | 0.56123 | 0.5558 | 0.53351 | 0.582 | 0.62196 | 0.64164 | 0.64757 | 0.63362
| Repl pin CFL wLED_Com, E/P - IntL | Hospital | Interior Lighting | RET | 0.017936 | 0.025202 | 0.028859 | 0.028742 | 0.028061 | 0.03007 | 0.029731 | 0.030429 | 0.03071 | 0.030049
| Repl pin CFL wLED_Com, E/P - IntL | Hospital | Interior Lighting | REPL | 0.3 | 0.42886 | 0.49269 | 0.48606 | 0.4683 | 0.51258 | 0.5355 | 0.54807 | 0.55314 | 0.54122
| Refrig Case LED_Com, E - IntL | Hospital | Interior Lighting | NC | 0.3 | 0.56023 | 0.67464 | 0.69168 | 0.66125 | 0.65662 | 0.65572 | 0.63818 | 0.6361 | 0.62827
| Refrig Case LED_Com, E - IntL | Hospital | Interior Lighting | RET | 0.026641 | 0.037363 | 0.042666 | 0.042362 | 0.041228 | 0.040421 | 0.039078 | 0.039107 | 0.043344 | 0.044632
| Refrig Case LED_Com, E - IntL | Hospital | Interior Lighting | REPL | 0.3 | 0.54303 | 0.67834 | 0.67537 | 0.64337 | 0.6094 | 0.56723 | 0.54443 | 0.59853 | 0.63365
| Refrig Case Ctrls_Com, E - IntL | Hospital | Interior Lighting | RET | 0.019017 | 0.026732 | 0.031315 | 0.031881 | 0.031797 | 0.031882 | 0.031522 | 0.032262 | 0.032561 | 0.031859
| Stair Occ Sensor_Com, E - IntL [No Heat] | Hospital | Interior Lighting | NC | 0.3 | 0.48237 | 0.58377 | 0.61098 | 0.59229 | 0.59024 | 0.58943 | 0.57367 | 0.5718 | 0.56476
| Stair Occ Sensor_Com, E - IntL [No Heat] | Hospital | Interior Lighting | RET | 0.017961 | 0.025193 | 0.030277 | 0.031305 | 0.031532 | 0.031617 | 0.03126 | 0.031994 | 0.03229 | 0.031594
| Stair Occ Sensor_Com, E - IntL [Electric Heat] | Hospital | Interior Lighting | NC | 0.3 | 0.47194 | 0.56398 | 0.58736 | 0.56847 | 0.56611 | 0.56533 | 0.55022 | 0.54842 | 0.54167
| Stair Occ Sensor_Com, E - IntL [Electric Heat] | Hospital | Interior Lighting | RET | 0.017227 | 0.025002 | 0.02965 | 0.030289 | 0.030243 | 0.030324 | 0.029982 | 0.030686 | 0.03097 | 0.030303
| Stair Occ Sensor_Com, E/G - IntL | Hospital | Interior Lighting | NC | 0.3 | 0.47174 | 0.56361 | 0.58691 | 0.56802 | 0.56566 | 0.56488 | 0.54978 | 0.54798 | 0.54124
| Stair Occ Sensor_Com, E/G - IntL | Hospital | Interior Lighting | RET | 0.017213 | 0.024982 | 0.029626 | 0.030265 | 0.030219 | 0.0303 | 0.029958 | 0.030662 | 0.030945 | 0.030278
| Stair Occ Sensor_Com, E/O - IntL | Hospital | Interior Lighting | NC | 0.3 | 0.45815 | 0.53849 | 0.55725 | 0.53822 | 0.53551 | 0.53477 | 0.52047 | 0.51878 | 0.51239
| Stair Occ Sensor_Com, E/O - IntL | Hospital | Interior Lighting | RET | 0.016295 | 0.02365 | 0.028047 | 0.028651 | 0.028608 | 0.028685 | 0.028362 | 0.029027 | 0.029296 | 0.028665
| Stair Occ Sensor_Com, E/P - IntL | Hospital | Interior Lighting | NC | 0.3 | 0.40378 | 0.44519 | 0.45006 | 0.43093 | 0.42792 | 0.42733 | 0.41591 | 0.41455 | 0.40945
| Stair Occ Sensor_Com, E/P - IntL | Hospital | Interior Lighting | RET | 0.013022 | 0.018899 | 0.022412 | 0.022895 | 0.022861 | 0.022922 | 0.022663 | 0.023195 | 0.02341 | 0.022906
| Int Delamping_Com, E - IntL [No Heat] | Hospital | Interior Lighting | RET | 0.020061 | 0.028138 | 0.033816 | 0.034964 | 0.035219 | 0.035313 | 0.034915 | 0.035735 | 0.036065 | 0.035288
| Int Delamping_Com, E - IntL [Electric Heat] | Hospital | Interior Lighting | RET | 0.020063 | 0.028141 | 0.03382 | 0.034968 | 0.035222 | 0.035317 | 0.034919 | 0.035738 | 0.036069 | 0.035292
| Int Delamping_Com, E/G - IntL | Hospital | Interior Lighting | RET | 0.019935 | 0.027961 | 0.033604 | 0.034745 | 0.034998 | 0.035091 | 0.034696 | 0.03551 | 0.035839 | 0.035067
| Int Delamping_Com, E/O - IntL | Hospital | Interior Lighting | RET | 0.019463 | 0.027299 | 0.032809 | 0.033923 | 0.034169 | 0.034261 | 0.033875 | 0.03467 | 0.03499 | 0.034237
| Int Delamping_Com, E/P - IntL | Hospital | Interior Lighting | RET | 0.015132 | 0.021224 | 0.025507 | 0.026373 | 0.026565 | 0.026636 | 0.026336 | 0.026954 | 0.027204 | 0.026618
| Int Ltg Dsgn_Com, E - IntL [No Heat] | Hospital | Interior Lighting | NC | 0.2 | 0.33792 | 0.46072 | 0.52956 | 0.54007 | 0.55302 | 0.55903 | 0.54458 | 0.5428 | 0.53612
| Int Ltg Dsgn_Com, E - IntL [Electric Heat] | Hospital | Interior Lighting | NC | 0.2 | 0.33916 | 0.46383 | 0.53415 | 0.54526 | 0.55856 | 0.56472 | 0.55018 | 0.54839 | 0.54164
| Int Ltg Dsgn_Com, E/G - IntL | Hospital | Interior Lighting | NC | 0.2 | 0.33332 | 0.44928 | 0.51278 | 0.52117 | 0.53288 | 0.53835 | 0.52423 | 0.52252 | 0.51609
| Int Ltg Dsgn_Com, E/O - IntL | Hospital | Interior Lighting | NC | 0.2 | 0.32691 | 0.43367 | 0.49022 | 0.49594 | 0.50608 | 0.51087 | 0.49722 | 0.49559 | 0.48949
| Int Ltg Dsgn_Com, E/P - IntL | Hospital | Interior Lighting | NC | 0.2 | 0.29661 | 0.36526 | 0.39578 | 0.3926 | 0.39734 | 0.39893 | 0.38826 | 0.38699 | 0.38223
| Room Air Conditioner_Com, E - Cool | Food Service | Cooling | NC | 0.35 | 0.53219 | 0.62405 | 0.64521 | 0.62299 | 0.61977 | 0.61892 | 0.60237 | 0.60041 | 0.59302
| Room Air Conditioner_Com, E - Cool | Food Service | Cooling | RET | 0.0012031 | 0.0014025 | 0.0022696 | 0.003326 | 0.0038247 | 0.0038229 | 0.0044226 | 0.0050809 | 0.0055616 | 0.0054418
| Room Air Conditioner_Com, E - Cool | Food Service | Cooling | REPL | 0.35 | 0.55051 | 0.70033 | 0.73698 | 0.74456 | 0.74389 | 0.75027 | 0.76788 | 0.77498 | 0.75829
| Chiller Systems_Com, E - Cool | Food Service | Cooling | NC | 0.2 | 0.40998 | 0.58524 | 0.65854 | 0.65441 | 0.65937 | 0.65846 | 0.64086 | 0.63877 | 0.6309
| Chiller Systems_Com, E - Cool | Food Service | Cooling | RET | 0.010032 | 0.023277 | 0.038616 | 0.045605 | 0.047698 | 0.048102 | 0.04697 | 0.047409 | 0.047187 | 0.045534
| Chiller Systems_Com, E - Cool | Food Service | Cooling | REPL | 0.2 | 0.4108 | 0.61259 | 0.66944 | 0.66059 | 0.63163 | 0.58448 | 0.55722 | 0.52102 | 0.46933
| Chiller Tuneup_Com, E - Cool | Food Service | Cooling | RET | 0.019867 | 0.033877 | 0.045184 | 0.048582 | 0.049611 | 0.049959 | 0.049396 | 0.050556 | 0.051023 | 0.049924
| Mini Split Ductless AC_Com, E - Cool | Food Service | Cooling | NC | 0 | 0 | 0 | 0 | 0 | 0 | 0 | 0 | 0 | 0
| Mini Split Ductless AC_Com, E - Cool | Food Service | Cooling | RET | 0 | 0 | 0 | 0 | 0 | 0 | 0 | 0 | 0 | 0
| Mini Split Ductless AC_Com, E - Cool | Food Service | Cooling | REPL | 0 | 0 | 0 | 0 | 0 | 0 | 0 | 0 | 0 | 0
| Eff Unitary AC_Com, E - Cool | Food Service | Cooling | NC | 0.35 | 0.49552 | 0.55981 | 0.57087 | 0.54876 | 0.54492 | 0.54417 | 0.52962 | 0.52789 | 0.52139
| Eff Unitary AC_Com, E - Cool | Food Service | Cooling | RET | 0.025686 | 0.024702 | 0.025568 | 0.024985 | 0.02456 | 0.024331 | 0.02377 | 0.025346 | 0.026388 | 0.025819
| Eff Unitary AC_Com, E - Cool | Food Service | Cooling | REPL | 0.35 | 0.49815 | 0.60239 | 0.61765 | 0.61412 | 0.60548 | 0.58849 | 0.62569 | 0.65508 | 0.66406
| PTAC_Com, E - Cool | Food Service | Cooling | NC | 0.35 | 0.46324 | 0.50679 | 0.51095 | 0.48865 | 0.48523 | 0.48456 | 0.4716 | 0.47007 | 0.46428
| PTAC_Com, E - Cool | Food Service | Cooling | RET | 0.0022318 | 0.0028114 | 0.0048247 | 0.0075259 | 0.009219 | 0.0098135 | 0.0098193 | 0.010223 | 0.010317 | 0.010095
| PTAC_Com, E - Cool | Food Service | Cooling | REPL | 0.35 | 0.47805 | 0.56614 | 0.57891 | 0.57673 | 0.5724 | 0.56005 | 0.60118 | 0.60674 | 0.59367
| Unitary Equipment Economizer_Com, E - Cool | Food Service | Cooling | RET | 0.012398 | 0.022403 | 0.029312 | 0.030834 | 0.031095 | 0.031178 | 0.030826 | 0.03155 | 0.031842 | 0.031156
| AC Tuneup_Com, E - Cool [ASHP] | Food Service | Cooling | RET | 0.0096645 | 0.024952 | 0.040882 | 0.046662 | 0.048212 | 0.048607 | 0.048059 | 0.049187 | 0.049642 | 0.048573
| AC Tuneup_Com, E - Heat [ASHP] | Food Service | Space Heating | RET | 0.0096645 | 0.024952 | 0.040882 | 0.046662 | 0.048212 | 0.048607 | 0.048059 | 0.049187 | 0.049642 | 0.048573
| AC Tuneup_Com, E - Cool [Unitary AC] | Food Service | Cooling | RET | 0.0088796 | 0.022925 | 0.037562 | 0.042872 | 0.044296 | 0.044659 | 0.044156 | 0.045192 | 0.04561 | 0.044628
| DCV_Com, E - Cool [Building w Elec Heat] | Food Service | Cooling | RET | 0.014781 | 0.028962 | 0.042315 | 0.047295 | 0.048932 | 0.04956 | 0.049001 | 0.050151 | 0.050615 | 0.049525
| DCV_Com, E - Cool [Building w Gas Heat] | Food Service | Cooling | RET | 0.014925 | 0.029244 | 0.042726 | 0.047755 | 0.049408 | 0.050042 | 0.049478 | 0.050639 | 0.051108 | 0.050007
| DCV_Com, E - Cool [Building w Oil Heat] | Food Service | Cooling | RET | 0.015018 | 0.029426 | 0.042993 | 0.048053 | 0.049716 | 0.050354 | 0.049787 | 0.050955 | 0.051426 | 0.050319
| DCV_Com, E - Cool [Building w Propane Heat] | Food Service | Cooling | RET | 0.01475 | 0.028902 | 0.042226 | 0.047196 | 0.04883 | 0.049456 | 0.048899 | 0.050047 | 0.05051 | 0.049421
| Controls for Unitary AC_Com, E - Cool | Food Service | Cooling | RET | 0.010775 | 0.021112 | 0.030846 | 0.034476 | 0.035669 | 0.036127 | 0.03572 | 0.036558 | 0.036896 | 0.036102
| Optimized Unitary AC Sys_Com, E - Cool [Building w Elec Heat] | Food Service | Cooling | NC | 0.15 | 0.23577 | 0.30322 | 0.3366 | 0.33761 | 0.34327 | 0.3457 | 0.33645 | 0.33536 | 0.33123
| Optimized Unitary AC Sys_Com, E - Heat [Building w Elec Heat] | Food Service | Space Heating | NC | 0.15 | 0.23577 | 0.30322 | 0.3366 | 0.33761 | 0.34327 | 0.3457 | 0.33645 | 0.33536 | 0.33123
| Optimized Unitary AC Sys_Com, E - Cool [Building w Gas Heat] | Food Service | Cooling | NC | 0.15 | 0.27856 | 0.41269 | 0.50097 | 0.52526 | 0.54441 | 0.55306 | 0.5405 | 0.53874 | 0.5321
| Optimized Unitary AC Sys_Com, G - Heat [Building w Gas Heat] | Food Service |  | NC | 0.15 | 0.28131 | 0.41901 | 0.50393 | 0.53306 | 0.54004 | 0.54537 | 0.54668 | 0.54747 | 0.54566
| Optimized Unitary AC Sys_Com, E - Cool [Building w Oil Heat] | Food Service | Cooling | NC | 0.15 | 0.28164 | 0.42147 | 0.51523 | 0.54223 | 0.56293 | 0.57226 | 0.55952 | 0.55769 | 0.55083
| Optimized Unitary AC Sys_Com, O - Heat [Building w Oil Heat] | Food Service |  | NC | 0.15 | 0.2814 | 0.4214 | 0.50873 | 0.53639 | 0.53938 | 0.53935 | 0.53457 | 0.52801 | 0.51917
| Optimized Unitary AC Sys_Com, E - Cool [Building w Propane Heat] | Food Service | Cooling | NC | 0.15 | 0.26589 | 0.37781 | 0.44587 | 0.46072 | 0.47446 | 0.48073 | 0.469 | 0.46747 | 0.46172
| Optimized Unitary AC Sys_Com, P - Heat [Building w Propane Heat] | Food Service |  | NC | 0.15 | 0.26567 | 0.37774 | 0.44024 | 0.45576 | 0.45461 | 0.45307 | 0.44809 | 0.44259 | 0.43518
| Optimized Chiller Sys_Com, E - Cool | Food Service | Cooling | NC | 0.15 | 0.24033 | 0.31376 | 0.35133 | 0.35383 | 0.36038 | 0.36333 | 0.35362 | 0.35246 | 0.34812
| Cool Roof_Com, E - Cool [Building w Elec Heat] | Food Service | Cooling | NC | 0.1 | 0.12746 | 0.15111 | 0.16663 | 0.1703 | 0.17671 | 0.17954 | 0.17474 | 0.17417 | 0.17202
| Cool Roof_Com, E - Cool [Building w Elec Heat] | Food Service | Cooling | RET | 0 | 0.00089265 | 0.002875 | 0.0063124 | 0.011206 | 0.016345 | 0.019909 | 0.02258 | 0.023883 | 0.023368
| Cool Roof_Com, E - Heat [Building w Elec Heat] | Food Service | Space Heating | NC | 0.1 | 0.12746 | 0.15111 | 0.16663 | 0.1703 | 0.17671 | 0.17954 | 0.17474 | 0.17417 | 0.17202
| Cool Roof_Com, E - Heat [Building w Elec Heat] | Food Service | Space Heating | RET | 0 | 0.00089265 | 0.002875 | 0.0063124 | 0.011206 | 0.016345 | 0.019909 | 0.02258 | 0.023883 | 0.023368
| Cool Roof_Com, E - Cool [Building w Gas Heat] | Food Service | Cooling | NC | 0.1 | 0.12739 | 0.15094 | 0.16638 | 0.17 | 0.17637 | 0.17916 | 0.17437 | 0.1738 | 0.17166
| Cool Roof_Com, E - Cool [Building w Gas Heat] | Food Service | Cooling | RET | 0 | 0.00088804 | 0.0028602 | 0.0062798 | 0.011149 | 0.016261 | 0.019806 | 0.022464 | 0.02376 | 0.023248
| Cool Roof_Com, G - Heat [Building w Gas Heat] | Food Service |  | NC | 0.1 | 0.12864 | 0.15325 | 0.16736 | 0.17252 | 0.17495 | 0.17667 | 0.17637 | 0.17662 | 0.17604
| Cool Roof_Com, G - Heat [Building w Gas Heat] | Food Service |  | RET | 0 | 0.00091123 | 0.0028023 | 0.0061788 | 0.011004 | 0.016013 | 0.019788 | 0.022011 | 0.023203 | 0.023318
| Cool Roof_Com, E - Cool [Building w Oil Heat] | Food Service | Cooling | NC | 0.1 | 0.12628 | 0.14854 | 0.16286 | 0.16584 | 0.1717 | 0.17397 | 0.16931 | 0.16876 | 0.16668
| Cool Roof_Com, E - Cool [Building w Oil Heat] | Food Service | Cooling | RET | 0 | 0.00086978 | 0.0028014 | 0.0061507 | 0.010919 | 0.015926 | 0.019399 | 0.022002 | 0.023271 | 0.02277
| Cool Roof_Com, O - Heat [Building w Oil Heat] | Food Service |  | NC | 0.1 | 0.12617 | 0.14851 | 0.16081 | 0.16406 | 0.16452 | 0.16396 | 0.16177 | 0.15978 | 0.1571
| Cool Roof_Com, O - Heat [Building w Oil Heat] | Food Service |  | RET | 0 | 0.00088304 | 0.0027029 | 0.0059402 | 0.010505 | 0.01515 | 0.018524 | 0.020365 | 0.021173 | 0.020991
| Cool Roof_Com, E - Cool [Building w Propane Heat] | Food Service | Cooling | NC | 0.1 | 0.12707 | 0.15026 | 0.16538 | 0.16881 | 0.17503 | 0.17767 | 0.17292 | 0.17236 | 0.17024
| Cool Roof_Com, E - Cool [Building w Propane Heat] | Food Service | Cooling | RET | 0 | 0.00088294 | 0.0028438 | 0.0062437 | 0.011085 | 0.016167 | 0.019693 | 0.022335 | 0.023623 | 0.023114
| Cool Roof_Com, P - Heat [Building w Propane Heat] | Food Service |  | NC | 0.1 | 0.12697 | 0.15023 | 0.16329 | 0.16699 | 0.16771 | 0.16745 | 0.16521 | 0.16318 | 0.16045
| Cool Roof_Com, P - Heat [Building w Propane Heat] | Food Service |  | RET | 0 | 0.0008964 | 0.0027437 | 0.0060301 | 0.010664 | 0.015379 | 0.018804 | 0.020673 | 0.021493 | 0.021309
| GSHP_Com, E - Cool | Food Service | Cooling | RET | 0.0011836 | 0.0023012 | 0.0036075 | 0.0047403 | 0.0058671 | 0.0070178 | 0.0080379 | 0.0093243 | 0.010487 | 0.01128
| GSHP_Com, E - Cool | Food Service | Cooling | REPL | 0.02 | 0.035406 | 0.06246 | 0.096266 | 0.13645 | 0.1763 | 0.20339 | 0.2232 | 0.22672 | 0.21366
| GSHP_Com, E - Heat | Food Service | Space Heating | RET | 0.0011836 | 0.0023012 | 0.0036075 | 0.0047403 | 0.0058671 | 0.0070178 | 0.0080379 | 0.0093243 | 0.010487 | 0.01128
| GSHP_Com, E - Heat | Food Service | Space Heating | REPL | 0.02 | 0.035406 | 0.06246 | 0.096266 | 0.13645 | 0.1763 | 0.20339 | 0.2232 | 0.22672 | 0.21366
| Unitary HP_Com, E - Cool | Food Service | Cooling | NC | 0.35 | 0.46087 | 0.50303 | 0.50674 | 0.48445 | 0.48106 | 0.4804 | 0.46756 | 0.46603 | 0.4603
| Unitary HP_Com, E - Cool | Food Service | Cooling | RET | 0.0042903 | 0.012205 | 0.021473 | 0.025088 | 0.025858 | 0.025822 | 0.025202 | 0.027294 | 0.027546 | 0.026953
| Unitary HP_Com, E - Cool | Food Service | Cooling | REPL | 0.35 | 0.47 | 0.54592 | 0.54723 | 0.53455 | 0.52018 | 0.49871 | 0.56312 | 0.60154 | 0.58858
| Unitary HP_Com, E - Heat | Food Service | Space Heating | NC | 0.35 | 0.46087 | 0.50303 | 0.50674 | 0.48445 | 0.48106 | 0.4804 | 0.46756 | 0.46603 | 0.4603
| Unitary HP_Com, E - Heat | Food Service | Space Heating | RET | 0.0042903 | 0.012205 | 0.021473 | 0.025088 | 0.025858 | 0.025822 | 0.025202 | 0.027294 | 0.027546 | 0.026953
| Unitary HP_Com, E - Heat | Food Service | Space Heating | REPL | 0.35 | 0.47 | 0.54592 | 0.54723 | 0.53455 | 0.52018 | 0.49871 | 0.56312 | 0.60154 | 0.58858
| PTHP_Com, E - Cool | Food Service | Cooling | NC | 0.35 | 0.5405 | 0.63922 | 0.66304 | 0.64089 | 0.63787 | 0.63699 | 0.61996 | 0.61793 | 0.61033
| PTHP_Com, E - Cool | Food Service | Cooling | RET | 0.0020511 | 0.002161 | 0.002753 | 0.0034408 | 0.0038734 | 0.00403 | 0.0040123 | 0.0041757 | 0.0042143 | 0.0041235
| PTHP_Com, E - Cool | Food Service | Cooling | REPL | 0.35 | 0.55826 | 0.71615 | 0.75655 | 0.76598 | 0.76662 | 0.75481 | 0.78539 | 0.79761 | 0.78042
| PTHP_Com, E - Heat | Food Service | Space Heating | NC | 0.35 | 0.5405 | 0.63922 | 0.66304 | 0.64089 | 0.63787 | 0.63699 | 0.61996 | 0.61793 | 0.61033
| PTHP_Com, E - Heat | Food Service | Space Heating | RET | 0.0020511 | 0.002161 | 0.002753 | 0.0034408 | 0.0038734 | 0.00403 | 0.0040123 | 0.0041757 | 0.0042143 | 0.0041235
| PTHP_Com, E - Heat | Food Service | Space Heating | REPL | 0.35 | 0.55826 | 0.71615 | 0.75655 | 0.76598 | 0.76662 | 0.75481 | 0.78539 | 0.79761 | 0.78042
| Minisplit Ductless HP_Com, E - Cool | Food Service | Cooling | RET | 0.023233 | 0.035937 | 0.042626 | 0.042218 | 0.040524 | 0.038918 | 0.036855 | 0.037092 | 0.036827 | 0.035464
| Minisplit Ductless HP_Com, E - Cool | Food Service | Cooling | REPL | 0.175 | 0.25983 | 0.3119 | 0.30513 | 0.28433 | 0.26064 | 0.2338 | 0.22254 | 0.21602 | 0.20297
| Minisplit Ductless HP_Com, E - Heat | Food Service | Space Heating | RET | 0.023233 | 0.035937 | 0.042626 | 0.042218 | 0.040524 | 0.038918 | 0.036855 | 0.037092 | 0.036827 | 0.035464
| Minisplit Ductless HP_Com, E - Heat | Food Service | Space Heating | REPL | 0.175 | 0.25983 | 0.3119 | 0.30513 | 0.28433 | 0.26064 | 0.2338 | 0.22254 | 0.21602 | 0.20297
| Programmable TStat_Com, E - Cool [Building w Elec Heat] | Food Service | Cooling | NC | 0.3 | 0.18391 | 0.086757 | 0 | 0 | 0 | 0 | 0 | 0 | 0
| Programmable TStat_Com, E - Cool [Building w Elec Heat] | Food Service | Cooling | RET | 0.015144 | 0.0073699 | 0 | 0 | 0 | 0 | 0 | 0 | 0 | 0
| Programmable TStat_Com, E - Heat [Building w Elec Heat] | Food Service | Space Heating | NC | 0.3 | 0.18391 | 0.086757 | 0 | 0 | 0 | 0 | 0 | 0 | 0
| Programmable TStat_Com, E - Heat [Building w Elec Heat] | Food Service | Space Heating | RET | 0.015144 | 0.0073699 | 0 | 0 | 0 | 0 | 0 | 0 | 0 | 0
| Programmable TStat_Com, E - Cool [Building w Gas Heat] | Food Service | Cooling | NC | 0.3 | 0.18391 | 0.086757 | 0 | 0 | 0 | 0 | 0 | 0 | 0
| Programmable TStat_Com, E - Cool [Building w Gas Heat] | Food Service | Cooling | RET | 0.019485 | 0.0094826 | 0 | 0 | 0 | 0 | 0 | 0 | 0 | 0
| Programmable TStat_Com, G - Heat [Building w Gas Heat] | Food Service |  | NC | 0.3 | 0.18573 | 0.088084 | 0 | 0 | 0 | 0 | 0 | 0 | 0
| Programmable TStat_Com, G - Heat [Building w Gas Heat] | Food Service |  | RET | 0.019485 | 0.0097302 | 0 | 0 | 0 | 0 | 0 | 0 | 0 | 0
| Programmable TStat_Com, E - Cool [Building w Propane Heat] | Food Service | Cooling | NC | 0.3 | 0.18391 | 0.086757 | 0 | 0 | 0 | 0 | 0 | 0 | 0
| Programmable TStat_Com, E - Cool [Building w Propane Heat] | Food Service | Cooling | RET | 0.018993 | 0.0092433 | 0 | 0 | 0 | 0 | 0 | 0 | 0 | 0
| Programmable TStat_Com, P - Heat [Building w Propane Heat] | Food Service |  | NC | 0.3 | 0.18376 | 0.086742 | 0 | 0 | 0 | 0 | 0 | 0 | 0
| Programmable TStat_Com, P - Heat [Building w Propane Heat] | Food Service |  | RET | 0.018993 | 0.0093842 | 0 | 0 | 0 | 0 | 0 | 0 | 0 | 0
| Programmable TStat_Com, E - Cool [Building w Oil Heat] | Food Service | Cooling | NC | 0.3 | 0.18391 | 0.086757 | 0 | 0 | 0 | 0 | 0 | 0 | 0
| Programmable TStat_Com, E - Cool [Building w Oil Heat] | Food Service | Cooling | RET | 0.015557 | 0.0075708 | 0 | 0 | 0 | 0 | 0 | 0 | 0 | 0
| Programmable TStat_Com, O - Heat [Building w Oil Heat] | Food Service |  | NC | 0.3 | 0.18376 | 0.086742 | 0 | 0 | 0 | 0 | 0 | 0 | 0
| Programmable TStat_Com, O - Heat [Building w Oil Heat] | Food Service |  | RET | 0.015557 | 0.0076862 | 0 | 0 | 0 | 0 | 0 | 0 | 0 | 0
| Smart TStat_Com, E - Cool [Building w Elec Heat] | Food Service | Cooling | NC | 0.05 | 0.18391 | 0.34703 | 0.41104 | 0.4567 | 0.51759 | 0.59071 | 0.57492 | 0.57304 | 0.56599
| Smart TStat_Com, E - Cool [Building w Elec Heat] | Food Service | Cooling | RET | 0.0047516 | 0.0082949 | 0.016382 | 0.021859 | 0.023405 | 0.023898 | 0.023628 | 0.024183 | 0.024406 | 0.023881
| Smart TStat_Com, E - Heat [Building w Elec Heat] | Food Service | Space Heating | NC | 0.05 | 0.18391 | 0.34703 | 0.41104 | 0.4567 | 0.51759 | 0.59071 | 0.57492 | 0.57304 | 0.56599
| Smart TStat_Com, E - Heat [Building w Elec Heat] | Food Service | Space Heating | RET | 0.0047516 | 0.0082949 | 0.016382 | 0.021859 | 0.023405 | 0.023898 | 0.023628 | 0.024183 | 0.024406 | 0.023881
| Smart TStat_Com, E - Cool [Building w Gas Heat] | Food Service | Cooling | NC | 0.05 | 0.18391 | 0.34703 | 0.41104 | 0.4567 | 0.51759 | 0.59071 | 0.57492 | 0.57304 | 0.56599
| Smart TStat_Com, E - Cool [Building w Gas Heat] | Food Service | Cooling | RET | 0.0068584 | 0.011973 | 0.023645 | 0.031551 | 0.033784 | 0.034494 | 0.034105 | 0.034906 | 0.035229 | 0.03447
| Smart TStat_Com, G - Heat [Building w Gas Heat] | Food Service |  | NC | 0.05 | 0.18573 | 0.35234 | 0.41347 | 0.46348 | 0.51343 | 0.5825 | 0.58149 | 0.58234 | 0.5804
| Smart TStat_Com, G - Heat [Building w Gas Heat] | Food Service |  | RET | 0.0068584 | 0.012286 | 0.023167 | 0.031044 | 0.033344 | 0.03397 | 0.034073 | 0.034203 | 0.034403 | 0.034573
| Smart TStat_Com, E - Cool [Building w Propane Heat] | Food Service | Cooling | NC | 0.05 | 0.18391 | 0.34703 | 0.41104 | 0.4567 | 0.51759 | 0.59071 | 0.57492 | 0.57304 | 0.56599
| Smart TStat_Com, E - Cool [Building w Propane Heat] | Food Service | Cooling | RET | 0.0064463 | 0.011253 | 0.022225 | 0.029655 | 0.031753 | 0.032421 | 0.032056 | 0.032808 | 0.033112 | 0.032398
| Smart TStat_Com, P - Heat [Building w Propane Heat] | Food Service |  | NC | 0.05 | 0.18376 | 0.34697 | 0.40585 | 0.45178 | 0.49593 | 0.55673 | 0.54929 | 0.54254 | 0.53346
| Smart TStat_Com, P - Heat [Building w Propane Heat] | Food Service |  | RET | 0.0064463 | 0.011425 | 0.021443 | 0.02864 | 0.03055 | 0.03084 | 0.030609 | 0.030367 | 0.030126 | 0.029867
| Smart TStat_Com, E - Cool [Building w Oil Heat] | Food Service | Cooling | NC | 0.05 | 0.18391 | 0.34703 | 0.41104 | 0.4567 | 0.51759 | 0.59071 | 0.57492 | 0.57304 | 0.56599
| Smart TStat_Com, E - Cool [Building w Oil Heat] | Food Service | Cooling | RET | 0.0050162 | 0.0087569 | 0.017294 | 0.023076 | 0.024709 | 0.025229 | 0.024944 | 0.02553 | 0.025766 | 0.025211
| Smart TStat_Com, O - Heat [Building w Oil Heat] | Food Service |  | NC | 0.05 | 0.18376 | 0.34697 | 0.40585 | 0.45178 | 0.49593 | 0.55673 | 0.54929 | 0.54254 | 0.53346
| Smart TStat_Com, O - Heat [Building w Oil Heat] | Food Service |  | RET | 0.0050162 | 0.0088904 | 0.016686 | 0.022287 | 0.023772 | 0.023999 | 0.023819 | 0.02363 | 0.023442 | 0.023241
| Boiler Blowdown Controls_Com, G - Heat | Food Service |  | RET | 0.006368 | 0.012803 | 0.017861 | 0.020048 | 0.020807 | 0.021027 | 0.021091 | 0.021171 | 0.021295 | 0.021401
| Boiler Blowdown Controls_Com, O - Heat | Food Service |  | RET | 0.0061918 | 0.012317 | 0.017102 | 0.019134 | 0.019721 | 0.019749 | 0.019601 | 0.019446 | 0.019291 | 0.019125
| Boiler Blowdown Controls_Com, P - Heat | Food Service |  | RET | 0.0066073 | 0.013144 | 0.01825 | 0.020418 | 0.021044 | 0.021074 | 0.020916 | 0.020751 | 0.020585 | 0.020409
| Boiler Modifications_Com, G - Heat | Food Service |  | RET | 0.010864 | 0.021843 | 0.030471 | 0.034202 | 0.035497 | 0.035872 | 0.035982 | 0.036118 | 0.03633 | 0.03651
| Boiler Modifications_Com, O - Heat | Food Service |  | RET | 0.012476 | 0.024819 | 0.034461 | 0.038555 | 0.039737 | 0.039793 | 0.039495 | 0.039183 | 0.038871 | 0.038538
| Boiler Modifications_Com, P - Heat | Food Service |  | RET | 0.014901 | 0.029642 | 0.041157 | 0.046047 | 0.047459 | 0.047526 | 0.047169 | 0.046797 | 0.046424 | 0.046026
| Boilers_Com, G - Heat | Food Service |  | NC | 0.35 | 0.41511 | 0.43402 | 0.42621 | 0.40814 | 0.39615 | 0.39327 | 0.39258 | 0.39316 | 0.39185
| Boilers_Com, G - Heat | Food Service |  | RET | 0.007889 | 0.017039 | 0.022978 | 0.024576 | 0.024633 | 0.024186 | 0.023793 | 0.023423 | 0.023106 | 0.022773
| Boilers_Com, G - Heat | Food Service |  | REPL | 0.35 | 0.42655 | 0.44963 | 0.44504 | 0.43297 | 0.4205 | 0.40909 | 0.39789 | 0.38739 | 0.37643
| Boilers_Com, O - Heat | Food Service |  | NC | 0.35 | 0.54962 | 0.65689 | 0.67545 | 0.65492 | 0.6317 | 0.6205 | 0.6122 | 0.60468 | 0.59456
| Boilers_Com, O - Heat | Food Service |  | RET | 0.013577 | 0.028866 | 0.038312 | 0.040217 | 0.039358 | 0.037633 | 0.036 | 0.034423 | 0.032914 | 0.031451
| Boilers_Com, O - Heat | Food Service |  | REPL | 0.35 | 0.55431 | 0.65551 | 0.66458 | 0.63884 | 0.60037 | 0.56138 | 0.52273 | 0.48462 | 0.44681
| Boilers_Com, P - Heat | Food Service |  | NC | 0.35 | 0.54966 | 0.65696 | 0.67554 | 0.65501 | 0.63179 | 0.62059 | 0.61228 | 0.60476 | 0.59464
| Boilers_Com, P - Heat | Food Service |  | RET | 0.015048 | 0.031971 | 0.042368 | 0.044383 | 0.043337 | 0.041341 | 0.039455 | 0.037639 | 0.035904 | 0.034229
| Boilers_Com, P - Heat | Food Service |  | REPL | 0.35 | 0.55164 | 0.64912 | 0.65413 | 0.62446 | 0.58231 | 0.53972 | 0.49752 | 0.45594 | 0.41472
| Furnace_Com, G - Heat | Food Service |  | NC | 0.35 | 0.45744 | 0.49809 | 0.4958 | 0.47763 | 0.4636 | 0.46022 | 0.45942 | 0.46009 | 0.45856
| Furnace_Com, G - Heat | Food Service |  | RET | 0.008116 | 0.017544 | 0.023704 | 0.025418 | 0.02555 | 0.02516 | 0.024822 | 0.024508 | 0.024246 | 0.023967
| Furnace_Com, G - Heat | Food Service |  | REPL | 0.35 | 0.4697 | 0.51524 | 0.51652 | 0.50506 | 0.49004 | 0.47625 | 0.4627 | 0.44997 | 0.43669
| Furnace_Com, O - Heat | Food Service |  | NC | 0.35 | 0.52962 | 0.62007 | 0.63258 | 0.61179 | 0.58945 | 0.579 | 0.57125 | 0.56424 | 0.55479
| Furnace_Com, O - Heat | Food Service |  | RET | 0.0096258 | 0.02051 | 0.027354 | 0.028907 | 0.028499 | 0.027457 | 0.026464 | 0.025496 | 0.024563 | 0.023649
| Furnace_Com, O - Heat | Food Service |  | REPL | 0.35 | 0.54114 | 0.63516 | 0.64889 | 0.63306 | 0.60569 | 0.57833 | 0.55113 | 0.52429 | 0.49753
| Furnace_Com, P - Heat | Food Service |  | NC | 0.35 | 0.5492 | 0.6561 | 0.67453 | 0.65399 | 0.63079 | 0.61961 | 0.61132 | 0.60381 | 0.5937
| Furnace_Com, P - Heat | Food Service |  | RET | 0.012257 | 0.026101 | 0.034767 | 0.036677 | 0.03609 | 0.034702 | 0.033382 | 0.032099 | 0.030863 | 0.029657
| Furnace_Com, P - Heat | Food Service |  | REPL | 0.35 | 0.55631 | 0.66052 | 0.67311 | 0.65089 | 0.61577 | 0.58006 | 0.54463 | 0.5097 | 0.47499
| Unit Heater_Com, G - Heat | Food Service |  | NC | 0.35 | 0.49403 | 0.55758 | 0.56205 | 0.54452 | 0.52852 | 0.52467 | 0.52376 | 0.52452 | 0.52278
| Unit Heater_Com, G - Heat | Food Service |  | RET | 0.0091336 | 0.019699 | 0.02648 | 0.028198 | 0.028129 | 0.027483 | 0.026903 | 0.026354 | 0.027122 | 0.027858
| Unit Heater_Com, G - Heat | Food Service |  | REPL | 0.35 | 0.50559 | 0.57299 | 0.57948 | 0.56747 | 0.54817 | 0.53022 | 0.51254 | 0.52239 | 0.53187
| Unit Heater_Com, P - Heat | Food Service |  | NC | 0.35 | 0.54966 | 0.65696 | 0.67554 | 0.65501 | 0.63179 | 0.62059 | 0.61228 | 0.60476 | 0.59464
| Unit Heater_Com, P - Heat | Food Service |  | RET | 0.015046 | 0.031854 | 0.041882 | 0.043399 | 0.041872 | 0.039457 | 0.037197 | 0.035053 | 0.03303 | 0.031104
| Unit Heater_Com, P - Heat | Food Service |  | REPL | 0.35 | 0.55165 | 0.64912 | 0.65414 | 0.62447 | 0.58233 | 0.53973 | 0.49754 | 0.45596 | 0.41475
| Destratification Fans_Com, G - Heat | Food Service |  | NC | 0.05 | 0.075663 | 0.10465 | 0.129 | 0.14496 | 0.15536 | 0.16333 | 0.16837 | 0.16902 | 0.16846
| Destratification Fans_Com, G - Heat | Food Service |  | RET | 0 | 0.00049401 | 0.0015188 | 0.0033464 | 0.0059494 | 0.0086319 | 0.01062 | 0.011933 | 0.012579 | 0.012641
| Destratification Fans_Com, G - Heat | Food Service |  | REPL | 0.05 | 0.079706 | 0.1137 | 0.1447 | 0.16899 | 0.18504 | 0.19438 | 0.20793 | 0.20965 | 0.21069
| Destratification Fans_Com, O - Heat | Food Service |  | NC | 0.05 | 0.075811 | 0.10565 | 0.13127 | 0.14777 | 0.15788 | 0.16485 | 0.16832 | 0.1671 | 0.16431
| Destratification Fans_Com, O - Heat | Food Service |  | RET | 0 | 0.00051868 | 0.0015872 | 0.0034855 | 0.0061531 | 0.0088449 | 0.010764 | 0.011962 | 0.012436 | 0.01233
| Destratification Fans_Com, O - Heat | Food Service |  | REPL | 0.05 | 0.07986 | 0.11478 | 0.1472 | 0.17215 | 0.1878 | 0.1958 | 0.20787 | 0.20727 | 0.2055
| Destratification Fans_Com, P - Heat | Food Service |  | NC | 0.05 | 0.07987 | 0.11712 | 0.15256 | 0.17851 | 0.19604 | 0.20832 | 0.21494 | 0.21623 | 0.21261
| Destratification Fans_Com, P - Heat | Food Service |  | RET | 0 | 0.00067118 | 0.0020537 | 0.0045088 | 0.0079554 | 0.011425 | 0.013885 | 0.015479 | 0.016093 | 0.015955
| Destratification Fans_Com, P - Heat | Food Service |  | REPL | 0.05 | 0.084123 | 0.12716 | 0.17079 | 0.2072 | 0.23169 | 0.24497 | 0.26545 | 0.26821 | 0.26591
| Forced Air Heating Maintenance_Com, G - Heat | Food Service |  | RET | 0.0044163 | 0.0084541 | 0.0114 | 0.012606 | 0.013016 | 0.013124 | 0.013164 | 0.013214 | 0.013292 | 0.013358
| Forced Air Heating Maintenance_Com, O - Heat | Food Service |  | RET | 0.005325 | 0.010086 | 0.013536 | 0.01492 | 0.015299 | 0.015286 | 0.015171 | 0.015051 | 0.014931 | 0.014803
| Forced Air Heating Maintenance_Com, P - Heat | Food Service |  | RET | 0.0070745 | 0.013399 | 0.017984 | 0.019822 | 0.020325 | 0.020308 | 0.020155 | 0.019996 | 0.019837 | 0.019667
| Infrared Heater_Com, G - Heat | Food Service |  | NC | 0.05 | 0.17279 | 0.37976 | 0.55623 | 0.62662 | 0.64236 | 0.64847 | 0.64749 | 0.64844 | 0.64629
| Infrared Heater_Com, G - Heat | Food Service |  | RET | 0.010032 | 0.026554 | 0.041447 | 0.047336 | 0.048859 | 0.048938 | 0.048875 | 0.048848 | 0.050323 | 0.050572
| Infrared Heater_Com, G - Heat | Food Service |  | REPL | 0.05 | 0.17544 | 0.3811 | 0.5481 | 0.60876 | 0.60406 | 0.5762 | 0.53842 | 0.64531 | 0.75277
| Steam Trap Maintenance_Com, G - Heat | Food Service |  | RET | 0.022298 | 0.036808 | 0.042751 | 0.04407 | 0.044157 | 0.044177 | 0.044312 | 0.04448 | 0.04474 | 0.044962
| Steam Trap Maintenance_Com, O - Heat | Food Service |  | RET | 0.024965 | 0.040775 | 0.047136 | 0.048433 | 0.048191 | 0.047776 | 0.047418 | 0.047043 | 0.046669 | 0.046268
| Windows_Com, E - Cool [Building w Elec Heat] | Food Service | Cooling | NC | 0.25 | 0.26791 | 0.27301 | 0.2703 | 0.25772 | 0.25592 | 0.25556 | 0.24873 | 0.24792 | 0.24487
| Windows_Com, E - Heat [Building w Elec Heat] | Food Service | Space Heating | NC | 0.25 | 0.26791 | 0.27301 | 0.2703 | 0.25772 | 0.25592 | 0.25556 | 0.24873 | 0.24792 | 0.24487
| Windows_Com, E - Cool [Building w Gas Heat] | Food Service | Cooling | NC | 0.25 | 0.2705 | 0.27689 | 0.27466 | 0.2622 | 0.26037 | 0.26001 | 0.25306 | 0.25223 | 0.24913
| Windows_Com, G - Heat [Building w Gas Heat] | Food Service |  | NC | 0.25 | 0.27317 | 0.28113 | 0.27628 | 0.2661 | 0.25828 | 0.2564 | 0.25595 | 0.25632 | 0.25547
| Windows_Com, E - Cool [Building w Oil Heat] | Food Service | Cooling | NC | 0.25 | 0.27853 | 0.28915 | 0.28853 | 0.27629 | 0.27461 | 0.27423 | 0.26689 | 0.26602 | 0.26275
| Windows_Com, O - Heat [Building w Oil Heat] | Food Service |  | NC | 0.25 | 0.27831 | 0.2891 | 0.28488 | 0.27332 | 0.26312 | 0.25845 | 0.255 | 0.25186 | 0.24765
| Windows_Com, E - Cool [Building w Propane Heat] | Food Service | Cooling | NC | 0.25 | 0.27285 | 0.28045 | 0.27866 | 0.26633 | 0.26447 | 0.26411 | 0.25704 | 0.25621 | 0.25305
| Windows_Com, P - Heat [Building w Propane Heat] | Food Service |  | NC | 0.25 | 0.27263 | 0.2804 | 0.27514 | 0.26347 | 0.25341 | 0.24891 | 0.24558 | 0.24257 | 0.23851
| Window Film_Com, E - Cool [Building w Elec Heat] | Food Service | Cooling | RET | 0.0037706 | 0.0097348 | 0.01595 | 0.018205 | 0.01881 | 0.018964 | 0.01875 | 0.01919 | 0.019368 | 0.01895
| Window Film_Com, E - Heat [Building w Elec Heat] | Food Service | Space Heating | RET | 0.0037706 | 0.0097348 | 0.01595 | 0.018205 | 0.01881 | 0.018964 | 0.01875 | 0.01919 | 0.019368 | 0.01895
| Window Film_Com, E - Cool [Building w Gas Heat] | Food Service | Cooling | RET | 0.0039047 | 0.010081 | 0.016518 | 0.018853 | 0.019479 | 0.019639 | 0.019417 | 0.019873 | 0.020057 | 0.019625
| Window Film_Com, G - Heat [Building w Gas Heat] | Food Service |  | RET | 0.0039047 | 0.010344 | 0.016183 | 0.018549 | 0.019226 | 0.01934 | 0.019399 | 0.019473 | 0.019587 | 0.019684
| Window Film_Com, E - Cool [Building w Oil Heat] | Food Service | Cooling | RET | 0.0037329 | 0.0096375 | 0.015791 | 0.018023 | 0.018622 | 0.018774 | 0.018563 | 0.018998 | 0.019174 | 0.018761
| Window Film_Com, O - Heat [Building w Oil Heat] | Food Service |  | RET | 0.0037329 | 0.0097844 | 0.015235 | 0.017406 | 0.017916 | 0.017859 | 0.017725 | 0.017585 | 0.017445 | 0.017295
| Window Film_Com, E - Cool [Building w Propane Heat] | Food Service | Cooling | RET | 0.0038552 | 0.0099532 | 0.016308 | 0.018613 | 0.019232 | 0.019389 | 0.019171 | 0.019621 | 0.019802 | 0.019376
| Window Film_Com, P - Heat [Building w Propane Heat] | Food Service |  | RET | 0.0038552 | 0.010105 | 0.015734 | 0.017976 | 0.018502 | 0.018444 | 0.018306 | 0.018161 | 0.018016 | 0.017862
| Motors and Fans_Com, E - Vent | Food Service | Ventilation | NC | 0.4 | 0.42225 | 0.49705 | 0.52474 | 0.53778 | 0.53402 | 0.53328 | 0.51902 | 0.51733 | 0.51096
| Motors and Fans_Com, E - Vent | Food Service | Ventilation | RET | 0.019833 | 0.027331 | 0.031108 | 0.030667 | 0.029587 | 0.028695 | 0.027444 | 0.027243 | 0.026671 | 0.025316
| Motors and Fans_Com, E - Vent | Food Service | Ventilation | REPL | 0.4 | 0.41676 | 0.51564 | 0.53638 | 0.55653 | 0.53641 | 0.50899 | 0.50054 | 0.48458 | 0.454
| ECM Furnace Motors_Com, E - Vent | Food Service | Ventilation | RET | 0.024243 | 0.038308 | 0.047051 | 0.048551 | 0.048642 | 0.048772 | 0.048222 | 0.049354 | 0.049811 | 0.048737
| VFD on HVAC System_Com, E - Vent | Food Service | Ventilation | RET | 0.024842 | 0.039254 | 0.048213 | 0.04975 | 0.049843 | 0.049976 | 0.049413 | 0.050573 | 0.051041 | 0.049941
| Kitchen DCV_Com, E - Vent [Building w Elec Heat] | Food Service | Ventilation | NC | 0.1 | 0.21201 | 0.35544 | 0.47352 | 0.52307 | 0.55536 | 0.56989 | 0.56065 | 0.55882 | 0.55194
| Kitchen DCV_Com, E - Vent [Building w Elec Heat] | Food Service | Ventilation | RET | 0.0050152 | 0.014967 | 0.030734 | 0.040831 | 0.043923 | 0.043706 | 0.04161 | 0.041394 | 0.04063 | 0.038685
| Kitchen DCV_Com, E - Vent [Building w Elec Heat] | Food Service | Ventilation | REPL | 0.1 | 0.21542 | 0.38049 | 0.49483 | 0.5445 | 0.54996 | 0.5241 | 0.51748 | 0.49731 | 0.46218
| Kitchen DCV_Com, E - Heat [Building w Elec Heat] | Food Service | Space Heating | NC | 0.1 | 0.21201 | 0.35544 | 0.47352 | 0.52307 | 0.55536 | 0.56989 | 0.56065 | 0.55882 | 0.55194
| Kitchen DCV_Com, E - Heat [Building w Elec Heat] | Food Service | Space Heating | RET | 0.0050152 | 0.014967 | 0.030734 | 0.040831 | 0.043923 | 0.043706 | 0.04161 | 0.041394 | 0.04063 | 0.038685
| Kitchen DCV_Com, E - Heat [Building w Elec Heat] | Food Service | Space Heating | REPL | 0.1 | 0.21542 | 0.38049 | 0.49483 | 0.5445 | 0.54996 | 0.5241 | 0.51748 | 0.49731 | 0.46218
| Kitchen DCV_Com, E - Vent [Building w Gas Heat] | Food Service | Ventilation | NC | 0.1 | 0.21201 | 0.35544 | 0.47352 | 0.52308 | 0.55536 | 0.56989 | 0.56065 | 0.55882 | 0.55195
| Kitchen DCV_Com, E - Vent [Building w Gas Heat] | Food Service | Ventilation | RET | 0.0050152 | 0.014967 | 0.030734 | 0.040831 | 0.043923 | 0.043706 | 0.04161 | 0.041394 | 0.04063 | 0.038685
| Kitchen DCV_Com, E - Vent [Building w Gas Heat] | Food Service | Ventilation | REPL | 0.1 | 0.21542 | 0.38049 | 0.49484 | 0.5445 | 0.54996 | 0.52411 | 0.51749 | 0.49732 | 0.46218
| Kitchen DCV_Com, G - Heat [Building w Gas Heat] | Food Service |  | NC | 0.1 | 0.2141 | 0.36088 | 0.47631 | 0.53084 | 0.5509 | 0.56197 | 0.56706 | 0.56789 | 0.566
| Kitchen DCV_Com, G - Heat [Building w Gas Heat] | Food Service |  | RET | 0.0050152 | 0.015357 | 0.030112 | 0.040174 | 0.043352 | 0.043042 | 0.041571 | 0.040561 | 0.039678 | 0.038801
| Kitchen DCV_Com, G - Heat [Building w Gas Heat] | Food Service |  | REPL | 0.1 | 0.22104 | 0.37279 | 0.48688 | 0.53742 | 0.5416 | 0.52362 | 0.50706 | 0.48566 | 0.46357
| Kitchen DCV_Com, E - Vent [Building w Oil Heat] | Food Service | Ventilation | NC | 0.1 | 0.21202 | 0.35547 | 0.47357 | 0.52315 | 0.55545 | 0.56998 | 0.56074 | 0.55891 | 0.55203
| Kitchen DCV_Com, E - Vent [Building w Oil Heat] | Food Service | Ventilation | RET | 0.0050161 | 0.014969 | 0.030739 | 0.040837 | 0.04393 | 0.043712 | 0.041615 | 0.0414 | 0.040635 | 0.038689
| Kitchen DCV_Com, E - Vent [Building w Oil Heat] | Food Service | Ventilation | REPL | 0.1 | 0.21542 | 0.38052 | 0.49489 | 0.54456 | 0.55002 | 0.52416 | 0.51753 | 0.49736 | 0.46221
| Kitchen DCV_Com, O - Heat [Building w Oil Heat] | Food Service |  | NC | 0.1 | 0.21185 | 0.35541 | 0.46759 | 0.51752 | 0.53221 | 0.53719 | 0.53574 | 0.52916 | 0.5203
| Kitchen DCV_Com, O - Heat [Building w Oil Heat] | Food Service |  | RET | 0.0050161 | 0.015197 | 0.029658 | 0.03944 | 0.042264 | 0.041581 | 0.039737 | 0.038319 | 0.03697 | 0.035667
| Kitchen DCV_Com, O - Heat [Building w Oil Heat] | Food Service |  | REPL | 0.1 | 0.21871 | 0.36714 | 0.47795 | 0.52392 | 0.5232 | 0.50051 | 0.47903 | 0.4525 | 0.4261
| Kitchen DCV_Com, E - Vent [Building w Propane Heat] | Food Service | Ventilation | NC | 0.1 | 0.21166 | 0.35431 | 0.47143 | 0.52038 | 0.5523 | 0.56666 | 0.55742 | 0.55561 | 0.54877
| Kitchen DCV_Com, E - Vent [Building w Propane Heat] | Food Service | Ventilation | RET | 0.0049863 | 0.014881 | 0.03056 | 0.040607 | 0.043692 | 0.043488 | 0.041414 | 0.04121 | 0.040459 | 0.038531
| Kitchen DCV_Com, E - Vent [Building w Propane Heat] | Food Service | Ventilation | REPL | 0.1 | 0.21509 | 0.3794 | 0.49294 | 0.54221 | 0.54767 | 0.5221 | 0.5157 | 0.49587 | 0.46111
| Kitchen DCV_Com, P - Heat [Building w Propane Heat] | Food Service |  | NC | 0.1 | 0.21149 | 0.35425 | 0.46547 | 0.51478 | 0.5292 | 0.53407 | 0.53257 | 0.52603 | 0.51722
| Kitchen DCV_Com, P - Heat [Building w Propane Heat] | Food Service |  | RET | 0.0049863 | 0.015107 | 0.029485 | 0.039217 | 0.042036 | 0.041368 | 0.039545 | 0.038144 | 0.036811 | 0.035521
| Kitchen DCV_Com, P - Heat [Building w Propane Heat] | Food Service |  | REPL | 0.1 | 0.21836 | 0.36606 | 0.47608 | 0.52165 | 0.52097 | 0.49854 | 0.47733 | 0.45115 | 0.42509
| Duct Sealing Regulated_Com, E - Vent [Building w Elec Heat] | Food Service | Ventilation | RET | 0.0077487 | 0.01803 | 0.03011 | 0.035937 | 0.038069 | 0.038918 | 0.038532 | 0.039437 | 0.039802 | 0.038944
| Duct Sealing Regulated_Com, E - Heat [Building w Elec Heat] | Food Service | Space Heating | RET | 0.0077487 | 0.01803 | 0.03011 | 0.035937 | 0.038069 | 0.038918 | 0.038532 | 0.039437 | 0.039802 | 0.038944
| Duct Sealing Regulated_Com, E - Cool [Building w Elec Heat] | Food Service | Cooling | RET | 0.0077487 | 0.01803 | 0.03011 | 0.035937 | 0.038069 | 0.038918 | 0.038532 | 0.039437 | 0.039802 | 0.038944
| Duct Sealing Regulated_Com, E - Vent [Building w Gas Heat] | Food Service | Ventilation | RET | 0.0084965 | 0.01977 | 0.033016 | 0.039405 | 0.041743 | 0.042674 | 0.042251 | 0.043243 | 0.043643 | 0.042703
| Duct Sealing Regulated_Com, G - Heat [Building w Gas Heat] | Food Service |  | RET | 0.0084965 | 0.020286 | 0.032347 | 0.038771 | 0.0412 | 0.042025 | 0.042212 | 0.042372 | 0.04262 | 0.042831
| Duct Sealing Regulated_Com, E - Cool [Building w Gas Heat] | Food Service | Cooling | RET | 0.0084965 | 0.01977 | 0.033016 | 0.039405 | 0.041743 | 0.042674 | 0.042251 | 0.043243 | 0.043643 | 0.042703
| Duct Sealing Non Regulated_Com, E - Vent [Building w Oil Heat] | Food Service | Ventilation | RET | 0.0082972 | 0.019306 | 0.032241 | 0.038481 | 0.040764 | 0.041673 | 0.04126 | 0.042229 | 0.042619 | 0.041701
| Duct Sealing Non Regulated_Com, O - Heat [Building w Oil Heat] | Food Service |  | RET | 0.0082972 | 0.019601 | 0.031107 | 0.037164 | 0.039218 | 0.039641 | 0.039398 | 0.039087 | 0.038776 | 0.038443
| Duct Sealing Non Regulated_Com, E - Cool [Building w Oil Heat] | Food Service | Cooling | RET | 0.0082972 | 0.019306 | 0.032241 | 0.038481 | 0.040764 | 0.041673 | 0.04126 | 0.042229 | 0.042619 | 0.041701
| Duct Sealing Non Regulated_Com, E - Vent [Building w Propane Heat] | Food Service | Ventilation | RET | 0.0086103 | 0.020035 | 0.033458 | 0.039933 | 0.042302 | 0.043245 | 0.042817 | 0.043822 | 0.044227 | 0.043274
| Duct Sealing Non Regulated_Com, P - Heat [Building w Propane Heat] | Food Service |  | RET | 0.0086103 | 0.02034 | 0.032281 | 0.038566 | 0.040698 | 0.041137 | 0.040885 | 0.040562 | 0.040239 | 0.039894
| Duct Sealing Non Regulated_Com, E - Cool [Building w Propane Heat] | Food Service | Cooling | RET | 0.0086103 | 0.020035 | 0.033458 | 0.039933 | 0.042302 | 0.043245 | 0.042817 | 0.043822 | 0.044227 | 0.043274
| Power Strip_Com, E - Plug [Tier 1] | Food Service | Plug Loads | NC | 0.25 | 0.18767 | 0.13556 | 0.13118 | 0.1241 | 0.12323 | 0.12306 | 0.11977 | 0.12059 | 0.12031
| Power Strip_Com, E - Plug [Tier 1] | Food Service | Plug Loads | RET | 0.0098003 | 0.0085039 | 0.0078513 | 0.0067431 | 0.0058033 | 0.0048978 | 0.0038987 | 0.0029927 | 0.0020136 | 0.0009851
| Power Strip_Com, E - Plug [Tier 1] | Food Service | Plug Loads | REPL | 0.25 | 0.19104 | 0.14889 | 0.14622 | 0.14691 | 0.1489 | 0.14894 | 0.15268 | 0.1541 | 0.15078
| Power Strip_Com, E - Plug [Tier 2] | Food Service | Plug Loads | NC | 0 | 0.02815 | 0.090372 | 0.26237 | 0.33094 | 0.32863 | 0.32817 | 0.3194 | 0.32157 | 0.32082
| Power Strip_Com, E - Plug [Tier 2] | Food Service | Plug Loads | RET | 0 | 0.00076068 | 0.0015925 | 0.0023589 | 0.0031361 | 0.0039306 | 0.0046636 | 0.0055686 | 0.006423 | 0.0070702
| Power Strip_Com, E - Plug [Tier 2] | Food Service | Plug Loads | REPL | 0 | 0.029177 | 0.10172 | 0.3011 | 0.40128 | 0.40235 | 0.39782 | 0.40716 | 0.41092 | 0.40207
| Computer Power Management_Com, E - Plug | Food Service | Plug Loads | RET | 0.0046766 | 0.016191 | 0.033655 | 0.043072 | 0.046098 | 0.047042 | 0.046511 | 0.047603 | 0.048043 | 0.047008
| Vending Machine Controls_Com, E - Plug [Non-Refrigerated] | Food Service | Plug Loads | RET | 0.0037603 | 0.013019 | 0.027061 | 0.034632 | 0.037066 | 0.037824 | 0.037398 | 0.038276 | 0.03863 | 0.037798
| Vending Machine Controls_Com, E - Plug [Refrigerated] | Food Service | Plug Loads | RET | 0.0050145 | 0.017361 | 0.036086 | 0.046183 | 0.049429 | 0.05044 | 0.049872 | 0.051042 | 0.051514 | 0.050405
| Ovens_Com, E - Cook | Food Service | Cooking | NC | 0.4 | 0.67179 | 0.77455 | 0.78444 | 0.74702 | 0.74179 | 0.74077 | 0.72096 | 0.71861 | 0.70977
| Ovens_Com, E - Cook | Food Service | Cooking | REPL | 0.4 | 0.69684 | 0.87388 | 0.90449 | 0.90579 | 0.90821 | 0.89798 | 0.91906 | 0.92756 | 0.90757
| Ovens_Com, G - Cook | Food Service |  | NC | 0.4 | 0.67842 | 0.7864 | 0.78908 | 0.75811 | 0.73583 | 0.73048 | 0.7292 | 0.73027 | 0.72784
| Ovens_Com, G - Cook | Food Service |  | REPL | 0.4 | 0.71503 | 0.85618 | 0.88994 | 0.89401 | 0.89441 | 0.89714 | 0.90055 | 0.90581 | 0.9103
| Ovens_Com, P - Cook | Food Service |  | NC | 0.4 | 0.67124 | 0.77442 | 0.77453 | 0.73898 | 0.71076 | 0.69816 | 0.68882 | 0.68036 | 0.66897
| Ovens_Com, P - Cook | Food Service |  | REPL | 0.4 | 0.70746 | 0.84314 | 0.87354 | 0.87145 | 0.86393 | 0.85745 | 0.85068 | 0.84391 | 0.83667
| Fryers_Com, E - Cook | Food Service | Cooking | NC | 0.4 | 0.67179 | 0.77455 | 0.78444 | 0.74702 | 0.74179 | 0.74077 | 0.72096 | 0.71861 | 0.70977
| Fryers_Com, E - Cook | Food Service | Cooking | REPL | 0.4 | 0.69684 | 0.87388 | 0.90449 | 0.90579 | 0.90821 | 0.89798 | 0.91906 | 0.92756 | 0.90757
| Fryers_Com, G - Cook | Food Service |  | NC | 0.4 | 0.64607 | 0.73486 | 0.73355 | 0.70362 | 0.68294 | 0.67797 | 0.67679 | 0.67778 | 0.67553
| Fryers_Com, G - Cook | Food Service |  | REPL | 0.4 | 0.68093 | 0.80007 | 0.82732 | 0.82975 | 0.83012 | 0.83266 | 0.83582 | 0.84071 | 0.84487
| Fryers_Com, P - Cook | Food Service |  | NC | 0.4 | 0.67124 | 0.77442 | 0.77453 | 0.73898 | 0.71076 | 0.69816 | 0.68882 | 0.68036 | 0.66897
| Fryers_Com, P - Cook | Food Service |  | REPL | 0.4 | 0.70746 | 0.84314 | 0.87354 | 0.87145 | 0.86393 | 0.85745 | 0.85068 | 0.84391 | 0.83667
| Griddles_Com, E - Cook | Food Service | Cooking | NC | 0.4 | 0.65462 | 0.74715 | 0.75459 | 0.71796 | 0.71294 | 0.71196 | 0.69293 | 0.69067 | 0.68216
| Griddles_Com, E - Cook | Food Service | Cooking | REPL | 0.4 | 0.67903 | 0.84296 | 0.87007 | 0.87056 | 0.87289 | 0.86305 | 0.88332 | 0.89148 | 0.87228
| Griddles_Com, G - Cook | Food Service |  | NC | 0.4 | 0.67841 | 0.78638 | 0.78906 | 0.75809 | 0.73581 | 0.73046 | 0.72919 | 0.73025 | 0.72783
| Griddles_Com, G - Cook | Food Service |  | REPL | 0.4 | 0.71502 | 0.85617 | 0.88992 | 0.89399 | 0.89439 | 0.89712 | 0.90053 | 0.90579 | 0.91028
| Griddles_Com, P - Cook | Food Service |  | NC | 0.4 | 0.67124 | 0.77442 | 0.77453 | 0.73898 | 0.71076 | 0.69816 | 0.68882 | 0.68036 | 0.66897
| Griddles_Com, P - Cook | Food Service |  | REPL | 0.4 | 0.70746 | 0.84314 | 0.87354 | 0.87145 | 0.86393 | 0.85745 | 0.85068 | 0.84391 | 0.83667
| Hot Food Holding Cabinet_Com, E - Cook | Food Service | Cooking | NC | 0.4 | 0.67179 | 0.77455 | 0.78444 | 0.74702 | 0.74179 | 0.74077 | 0.72096 | 0.71861 | 0.70977
| Hot Food Holding Cabinet_Com, E - Cook | Food Service | Cooking | REPL | 0.4 | 0.69684 | 0.87388 | 0.90449 | 0.90579 | 0.90821 | 0.89798 | 0.91906 | 0.92756 | 0.90757
| Steamers_Com, E - Cook | Food Service | Cooking | NC | 0.4 | 0.66948 | 0.77084 | 0.78039 | 0.74307 | 0.73788 | 0.73686 | 0.71716 | 0.71482 | 0.70602
| Steamers_Com, E - Cook | Food Service | Cooking | REPL | 0.4 | 0.69445 | 0.86969 | 0.89982 | 0.90101 | 0.90342 | 0.89324 | 0.91421 | 0.92266 | 0.90278
| Steamers_Com, G - Cook | Food Service |  | NC | 0.4 | 0.67842 | 0.7864 | 0.78908 | 0.75811 | 0.73583 | 0.73048 | 0.7292 | 0.73027 | 0.72784
| Steamers_Com, G - Cook | Food Service |  | REPL | 0.4 | 0.71503 | 0.85618 | 0.88994 | 0.89401 | 0.89441 | 0.89714 | 0.90055 | 0.90581 | 0.9103
| ES Refrigerator and Freezer_Com, E - Refr | Food Service | Refrigeration | NC | 0.2 | 0.39773 | 0.55473 | 0.6173 | 0.61101 | 0.61455 | 0.6137 | 0.59729 | 0.59534 | 0.58802
| ES Refrigerator and Freezer_Com, E - Refr | Food Service | Refrigeration | REPL | 0.2 | 0.41256 | 0.62586 | 0.71177 | 0.74088 | 0.75242 | 0.74394 | 0.76141 | 0.76845 | 0.75189
| Anti Sweat Heat Control_Com, E - Refr | Food Service | Refrigeration | NC | 0.2 | 0.32236 | 0.42285 | 0.47481 | 0.47881 | 0.48795 | 0.49213 | 0.47897 | 0.47741 | 0.47153
| Anti Sweat Heat Control_Com, E - Refr | Food Service | Refrigeration | RET | 0.0085692 | 0.022124 | 0.036249 | 0.041373 | 0.042748 | 0.043098 | 0.042612 | 0.043613 | 0.044016 | 0.043068
| Case Night Covers_Com, E - Refr | Food Service | Refrigeration | RET | 0.0024796 | 0.010596 | 0.019984 | 0.023715 | 0.024706 | 0.024941 | 0.02466 | 0.025239 | 0.025473 | 0.024924
| Loading Dock Pit Seals_Com, E - Refr | Food Service | Refrigeration | NC | 0.05 | 0.10796 | 0.18409 | 0.24867 | 0.27701 | 0.29529 | 0.30353 | 0.29882 | 0.29798 | 0.29431
| Loading Dock Pit Seals_Com, E - Refr | Food Service | Refrigeration | RET | 0.0053485 | 0.013809 | 0.022625 | 0.025823 | 0.026681 | 0.0269 | 0.026597 | 0.027221 | 0.027473 | 0.026881
| ECM Comp Cond Fan Motor_Com, E - Refr | Food Service | Refrigeration | NC | 0.15 | 0.27953 | 0.41546 | 0.50545 | 0.53058 | 0.55022 | 0.55907 | 0.54645 | 0.54467 | 0.53797
| ECM Comp Cond Fan Motor_Com, E - Refr | Food Service | Refrigeration | RET | 0.010032 | 0.025811 | 0.041899 | 0.04713 | 0.047883 | 0.047438 | 0.046086 | 0.051059 | 0.051531 | 0.050421
| ECM Comp Cond Fan Motor_Com, E - Refr | Food Service | Refrigeration | REPL | 0.15 | 0.27933 | 0.43205 | 0.5092 | 0.53001 | 0.52118 | 0.49033 | 0.57005 | 0.64199 | 0.68789
| Evap Fan Motor Replacement_Com, E - Refr | Food Service | Refrigeration | NC | 0.15 | 0.27056 | 0.39043 | 0.46551 | 0.48355 | 0.49911 | 0.50617 | 0.49413 | 0.49252 | 0.48646
| Evap Fan Motor Replacement_Com, E - Refr | Food Service | Refrigeration | RET | 0.0096365 | 0.024648 | 0.039387 | 0.04322 | 0.042666 | 0.041026 | 0.038676 | 0.038117 | 0.037058 | 0.034943
| Evap Fan Motor Replacement_Com, E - Refr | Food Service | Refrigeration | REPL | 0.15 | 0.27077 | 0.40738 | 0.47164 | 0.4871 | 0.47822 | 0.45062 | 0.43706 | 0.41533 | 0.38117
| Evap Fan Speed Controls_Com, E - Refr | Food Service | Refrigeration | NC | 0.15 | 0.2791 | 0.41422 | 0.50344 | 0.52819 | 0.5476 | 0.55636 | 0.54377 | 0.542 | 0.53533
| Evap Fan Speed Controls_Com, E - Refr | Food Service | Refrigeration | RET | 0.0099586 | 0.025711 | 0.042126 | 0.048082 | 0.049679 | 0.050086 | 0.049521 | 0.050684 | 0.051153 | 0.050051
| LowHeat NoHeat Doors_Com, E - Refr | Food Service | Refrigeration | NC | 0.15 | 0.28108 | 0.41987 | 0.51263 | 0.53912 | 0.55954 | 0.56874 | 0.55603 | 0.55421 | 0.54739
| LowHeat NoHeat Doors_Com, E - Refr | Food Service | Refrigeration | RET | 0.0099477 | 0.025683 | 0.04208 | 0.048029 | 0.049625 | 0.050031 | 0.049467 | 0.050629 | 0.051097 | 0.049996
| Refrigerated Vending Machine_Com, E - Refr | Food Service | Refrigeration | NC | 0.15 | 0.27044 | 0.39008 | 0.46497 | 0.48291 | 0.49842 | 0.50546 | 0.49343 | 0.49182 | 0.48576
| Refrigerated Vending Machine_Com, E - Refr | Food Service | Refrigeration | REPL | 0.15 | 0.28052 | 0.44011 | 0.53612 | 0.58555 | 0.61024 | 0.61273 | 0.629 | 0.63482 | 0.62114
| Walk In Refrigeration_Com, E - Refr | Food Service | Refrigeration | NC | 0.15 | 0.2818 | 0.42194 | 0.516 | 0.54315 | 0.56394 | 0.5733 | 0.56055 | 0.55872 | 0.55184
| Refrigeration Tune Up_Com, E - Refr | Food Service | Refrigeration | RET | 0.010031 | 0.025898 | 0.042433 | 0.048431 | 0.05004 | 0.05045 | 0.049882 | 0.051053 | 0.051525 | 0.050415
| ES Ice Machine_Com, E - Refr | Food Service | Refrigeration | NC | 0.35 | 0.47745 | 0.55544 | 0.58431 | 0.57206 | 0.57586 | 0.57614 | 0.56073 | 0.55891 | 0.55203
| ES Ice Machine_Com, E - Refr | Food Service | Refrigeration | REPL | 0.35 | 0.49526 | 0.62667 | 0.67373 | 0.69365 | 0.70506 | 0.69841 | 0.7148 | 0.72141 | 0.70587
| Walk In Cooler Retroft_Com, E - Refr | Food Service | Refrigeration | RET | 0.009988 | 0.025787 | 0.04225 | 0.048223 | 0.049825 | 0.050234 | 0.049667 | 0.050833 | 0.051303 | 0.050198
| HE Built Up Refrig_Com, E - Refr | Food Service | Refrigeration | NC | 0.05 | 0.1202 | 0.22525 | 0.33017 | 0.38766 | 0.42428 | 0.44114 | 0.43633 | 0.43641 | 0.43104
| HE Built Up Refrig_Com, E - Refr | Food Service | Refrigeration | RET | 0.0067083 | 0.015609 | 0.026067 | 0.031112 | 0.032958 | 0.033693 | 0.033359 | 0.034142 | 0.034458 | 0.033715
| Door Gasket Replacement_Com, E - Refr | Food Service | Refrigeration | RET | 0.010032 | 0.028419 | 0.044394 | 0.049155 | 0.05027 | 0.050456 | 0.049888 | 0.051059 | 0.051531 | 0.050421
| EnergyStar Dehumidifier_Com, E - Appl | Food Service | Appliances | NC | 0.4 | 0.6459 | 0.73341 | 0.73967 | 0.70346 | 0.69854 | 0.69758 | 0.67893 | 0.67671 | 0.66838
| EnergyStar Dehumidifier_Com, E - Appl | Food Service | Appliances | REPL | 0.4 | 0.66999 | 0.82746 | 0.85287 | 0.85297 | 0.85526 | 0.84562 | 0.86547 | 0.87347 | 0.85465
| Clothes Washer Elec WH_Com, E - Appl [unit w/ elec dry - Washer] | Food Service | Appliances | NC | 0.4 | 0.60991 | 0.6326 | 0.65592 | 0.62051 | 0.61617 | 0.61532 | 0.60492 | 0.60904 | 0.60762
| Clothes Washer Elec WH_Com, E - Appl [unit w/ elec dry - Washer] | Food Service | Appliances | REPL | 0.4 | 0.63266 | 0.71373 | 0.7563 | 0.7524 | 0.75441 | 0.74591 | 0.76342 | 0.77048 | 0.75388
| Clothes Washer Elec WH_Com, E - Appl [unit w/ elec dry - Dryer] | Food Service | Appliances | NC | 0.4 | 0.60991 | 0.6326 | 0.65592 | 0.62051 | 0.61617 | 0.61532 | 0.60492 | 0.60904 | 0.60762
| Clothes Washer Elec WH_Com, E - Appl [unit w/ elec dry - Dryer] | Food Service | Appliances | REPL | 0.4 | 0.63266 | 0.71373 | 0.7563 | 0.7524 | 0.75441 | 0.74591 | 0.76342 | 0.77048 | 0.75388
| Clothes Washer Elec WH_Com, E - HWat [unit w/ elec dry - Water Heater] | Food Service | Water Heating | NC | 0.4 | 0.60991 | 0.6326 | 0.65592 | 0.62051 | 0.61617 | 0.61532 | 0.60492 | 0.60904 | 0.60762
| Clothes Washer Elec WH_Com, E - HWat [unit w/ elec dry - Water Heater] | Food Service | Water Heating | REPL | 0.4 | 0.63266 | 0.71373 | 0.7563 | 0.7524 | 0.75441 | 0.74591 | 0.76342 | 0.77048 | 0.75388
| Clothes Washer Elec WH_Com, E - Appl [unit w/ gas dry - Washer] | Food Service | Appliances | NC | 0.4 | 0.60991 | 0.6326 | 0.65592 | 0.62051 | 0.61617 | 0.61532 | 0.60492 | 0.60904 | 0.60762
| Clothes Washer Elec WH_Com, E - Appl [unit w/ gas dry - Washer] | Food Service | Appliances | REPL | 0.4 | 0.63266 | 0.71373 | 0.7563 | 0.7524 | 0.75441 | 0.74591 | 0.76342 | 0.77048 | 0.75388
| Clothes Washer Elec WH_Com, G - Oth [unit w/ gas dry - Dryer] | Food Service |  | NC | 0.4 | 0.61594 | 0.64228 | 0.6598 | 0.62973 | 0.61122 | 0.60677 | 0.61183 | 0.61892 | 0.62309
| Clothes Washer Elec WH_Com, G - Oth [unit w/ gas dry - Dryer] | Food Service |  | REPL | 0.4 | 0.64917 | 0.69928 | 0.74413 | 0.74261 | 0.74295 | 0.74522 | 0.74804 | 0.75242 | 0.75615
| Clothes Washer Elec WH_Com, E - HWat [unit w/ gas dry - Water Heater] | Food Service | Water Heating | NC | 0.4 | 0.60991 | 0.6326 | 0.65592 | 0.62051 | 0.61617 | 0.61532 | 0.60492 | 0.60904 | 0.60762
| Clothes Washer Elec WH_Com, E - HWat [unit w/ gas dry - Water Heater] | Food Service | Water Heating | REPL | 0.4 | 0.63266 | 0.71373 | 0.7563 | 0.7524 | 0.75441 | 0.74591 | 0.76342 | 0.77048 | 0.75388
| Clothes Washer Elec WH_Com, E - Appl [unit w/ propane dry - Washer] | Food Service | Appliances | NC | 0.4 | 0.60991 | 0.6326 | 0.65592 | 0.62051 | 0.61617 | 0.61532 | 0.60492 | 0.60904 | 0.60762
| Clothes Washer Elec WH_Com, E - Appl [unit w/ propane dry - Washer] | Food Service | Appliances | REPL | 0.4 | 0.63266 | 0.71373 | 0.7563 | 0.7524 | 0.75441 | 0.74591 | 0.76342 | 0.77048 | 0.75388
| Clothes Washer Elec WH_Com, P - Oth [unit w/ propane dry - Dryer] | Food Service |  | NC | 0.4 | 0.60941 | 0.63249 | 0.64764 | 0.61383 | 0.5904 | 0.57993 | 0.57795 | 0.57662 | 0.57269
| Clothes Washer Elec WH_Com, P - Oth [unit w/ propane dry - Dryer] | Food Service |  | REPL | 0.4 | 0.6423 | 0.68862 | 0.73042 | 0.72387 | 0.71763 | 0.71225 | 0.70662 | 0.701 | 0.69499
| Clothes Washer Elec WH_Com, E - HWat [unit w/ propane dry - Water Heater] | Food Service | Water Heating | NC | 0.4 | 0.60991 | 0.6326 | 0.65592 | 0.62051 | 0.61617 | 0.61532 | 0.60492 | 0.60904 | 0.60762
| Clothes Washer Elec WH_Com, E - HWat [unit w/ propane dry - Water Heater] | Food Service | Water Heating | REPL | 0.4 | 0.63266 | 0.71373 | 0.7563 | 0.7524 | 0.75441 | 0.74591 | 0.76342 | 0.77048 | 0.75388
| Clothes Washer Gas WH_Com, E - Appl [unit w/ elec dry - Washer] | Food Service | Appliances | NC | 0.4 | 0.60991 | 0.6326 | 0.65592 | 0.62051 | 0.61617 | 0.61532 | 0.60492 | 0.60904 | 0.60762
| Clothes Washer Gas WH_Com, E - Appl [unit w/ elec dry - Washer] | Food Service | Appliances | REPL | 0.4 | 0.63266 | 0.71373 | 0.7563 | 0.7524 | 0.75441 | 0.74591 | 0.76342 | 0.77048 | 0.75388
| Clothes Washer Gas WH_Com, E - Appl [unit w/ elec dry - Dryer] | Food Service | Appliances | NC | 0.4 | 0.60991 | 0.6326 | 0.65592 | 0.62051 | 0.61617 | 0.61532 | 0.60492 | 0.60904 | 0.60762
| Clothes Washer Gas WH_Com, E - Appl [unit w/ elec dry - Dryer] | Food Service | Appliances | REPL | 0.4 | 0.63266 | 0.71373 | 0.7563 | 0.7524 | 0.75441 | 0.74591 | 0.76342 | 0.77048 | 0.75388
| Clothes Washer Gas WH_Com, G - HWat [unit w/ elec dry - Water Heater] | Food Service |  | NC | 0.4 | 0.61594 | 0.64228 | 0.6598 | 0.62973 | 0.61122 | 0.60677 | 0.61183 | 0.61892 | 0.62309
| Clothes Washer Gas WH_Com, G - HWat [unit w/ elec dry - Water Heater] | Food Service |  | REPL | 0.4 | 0.64917 | 0.69928 | 0.74413 | 0.74261 | 0.74295 | 0.74522 | 0.74804 | 0.75242 | 0.75615
| Clothes Washer Gas WH_Com, E - Appl [unit w/ gas dry - Washer] | Food Service | Appliances | NC | 0.4 | 0.60991 | 0.6326 | 0.65592 | 0.62051 | 0.61617 | 0.61532 | 0.60492 | 0.60904 | 0.60762
| Clothes Washer Gas WH_Com, E - Appl [unit w/ gas dry - Washer] | Food Service | Appliances | REPL | 0.4 | 0.63266 | 0.71373 | 0.7563 | 0.7524 | 0.75441 | 0.74591 | 0.76342 | 0.77048 | 0.75388
| Clothes Washer Gas WH_Com, G - Oth [unit w/ gas dry - Dryer] | Food Service |  | NC | 0.4 | 0.61594 | 0.64228 | 0.6598 | 0.62973 | 0.61122 | 0.60677 | 0.61183 | 0.61892 | 0.62309
| Clothes Washer Gas WH_Com, G - Oth [unit w/ gas dry - Dryer] | Food Service |  | REPL | 0.4 | 0.64917 | 0.69928 | 0.74413 | 0.74261 | 0.74295 | 0.74522 | 0.74804 | 0.75242 | 0.75615
| Clothes Washer Gas WH_Com, G - HWat [unit w/ gas dry - Water Heater] | Food Service |  | NC | 0.4 | 0.61594 | 0.64228 | 0.6598 | 0.62973 | 0.61122 | 0.60677 | 0.61183 | 0.61892 | 0.62309
| Clothes Washer Gas WH_Com, G - HWat [unit w/ gas dry - Water Heater] | Food Service |  | REPL | 0.4 | 0.64917 | 0.69928 | 0.74413 | 0.74261 | 0.74295 | 0.74522 | 0.74804 | 0.75242 | 0.75615
| Clothes Washer Gas WH_Com, E - Appl [unit w/ propane dry - Washer] | Food Service | Appliances | NC | 0.4 | 0.60991 | 0.6326 | 0.65592 | 0.62051 | 0.61617 | 0.61532 | 0.60492 | 0.60904 | 0.60762
| Clothes Washer Gas WH_Com, E - Appl [unit w/ propane dry - Washer] | Food Service | Appliances | REPL | 0.4 | 0.63266 | 0.71373 | 0.7563 | 0.7524 | 0.75441 | 0.74591 | 0.76342 | 0.77048 | 0.75388
| Clothes Washer Gas WH_Com, P - Oth [unit w/ propane dry - Dryer] | Food Service |  | NC | 0.4 | 0.60941 | 0.63249 | 0.64764 | 0.61383 | 0.5904 | 0.57993 | 0.57795 | 0.57662 | 0.57269
| Clothes Washer Gas WH_Com, P - Oth [unit w/ propane dry - Dryer] | Food Service |  | REPL | 0.4 | 0.6423 | 0.68862 | 0.73042 | 0.72387 | 0.71763 | 0.71225 | 0.70662 | 0.701 | 0.69499
| Clothes Washer Gas WH_Com, G - HWat [unit w/ propane dry - Water Heater] | Food Service |  | NC | 0.4 | 0.61594 | 0.64228 | 0.6598 | 0.62973 | 0.61122 | 0.60677 | 0.61183 | 0.61892 | 0.62309
| Clothes Washer Gas WH_Com, G - HWat [unit w/ propane dry - Water Heater] | Food Service |  | REPL | 0.4 | 0.64917 | 0.69928 | 0.74413 | 0.74261 | 0.74295 | 0.74522 | 0.74804 | 0.75242 | 0.75615
| Clothes Washer Oil WH_Com, E - Appl [unit w/ elec dry - Washer] | Food Service | Appliances | NC | 0.4 | 0.60991 | 0.6326 | 0.65592 | 0.62051 | 0.61617 | 0.61532 | 0.60492 | 0.60904 | 0.60762
| Clothes Washer Oil WH_Com, E - Appl [unit w/ elec dry - Washer] | Food Service | Appliances | REPL | 0.4 | 0.63266 | 0.71373 | 0.7563 | 0.7524 | 0.75441 | 0.74591 | 0.76342 | 0.77048 | 0.75388
| Clothes Washer Oil WH_Com, E - Appl [unit w/ elec dry - Dryer] | Food Service | Appliances | NC | 0.4 | 0.60991 | 0.6326 | 0.65592 | 0.62051 | 0.61617 | 0.61532 | 0.60492 | 0.60904 | 0.60762
| Clothes Washer Oil WH_Com, E - Appl [unit w/ elec dry - Dryer] | Food Service | Appliances | REPL | 0.4 | 0.63266 | 0.71373 | 0.7563 | 0.7524 | 0.75441 | 0.74591 | 0.76342 | 0.77048 | 0.75388
| Clothes Washer Oil WH_Com, O - HWat [unit w/ elec dry - Water Heater] | Food Service |  | NC | 0.4 | 0.60941 | 0.63249 | 0.64764 | 0.61383 | 0.5904 | 0.57993 | 0.57795 | 0.57662 | 0.57269
| Clothes Washer Oil WH_Com, O - HWat [unit w/ elec dry - Water Heater] | Food Service |  | REPL | 0.4 | 0.6423 | 0.68862 | 0.73042 | 0.72387 | 0.71763 | 0.71225 | 0.70662 | 0.701 | 0.69499
| Clothes Washer Oil WH_Com, E - Appl [unit w/ gas dry - Washer] | Food Service | Appliances | NC | 0.4 | 0.60991 | 0.6326 | 0.65592 | 0.62051 | 0.61617 | 0.61532 | 0.60492 | 0.60904 | 0.60762
| Clothes Washer Oil WH_Com, E - Appl [unit w/ gas dry - Washer] | Food Service | Appliances | REPL | 0.4 | 0.63266 | 0.71373 | 0.7563 | 0.7524 | 0.75441 | 0.74591 | 0.76342 | 0.77048 | 0.75388
| Clothes Washer Oil WH_Com, G - Oth [unit w/ gas dry - Dryer] | Food Service |  | NC | 0.4 | 0.61594 | 0.64228 | 0.6598 | 0.62973 | 0.61122 | 0.60677 | 0.61183 | 0.61892 | 0.62309
| Clothes Washer Oil WH_Com, G - Oth [unit w/ gas dry - Dryer] | Food Service |  | REPL | 0.4 | 0.64917 | 0.69928 | 0.74413 | 0.74261 | 0.74295 | 0.74522 | 0.74804 | 0.75242 | 0.75615
| Clothes Washer Oil WH_Com, O - HWat [unit w/ gas dry - Water Heater] | Food Service |  | NC | 0.4 | 0.60941 | 0.63249 | 0.64764 | 0.61383 | 0.5904 | 0.57993 | 0.57795 | 0.57662 | 0.57269
| Clothes Washer Oil WH_Com, O - HWat [unit w/ gas dry - Water Heater] | Food Service |  | REPL | 0.4 | 0.6423 | 0.68862 | 0.73042 | 0.72387 | 0.71763 | 0.71225 | 0.70662 | 0.701 | 0.69499
| Clothes Washer Oil WH_Com, E - Appl [unit w/ propane dry - Washer] | Food Service | Appliances | NC | 0.4 | 0.60991 | 0.6326 | 0.65592 | 0.62051 | 0.61617 | 0.61532 | 0.60492 | 0.60904 | 0.60762
| Clothes Washer Oil WH_Com, E - Appl [unit w/ propane dry - Washer] | Food Service | Appliances | REPL | 0.4 | 0.63266 | 0.71373 | 0.7563 | 0.7524 | 0.75441 | 0.74591 | 0.76342 | 0.77048 | 0.75388
| Clothes Washer Oil WH_Com, P - Oth [unit w/ propane dry - Dryer] | Food Service |  | NC | 0.4 | 0.60941 | 0.63249 | 0.64764 | 0.61383 | 0.5904 | 0.57993 | 0.57795 | 0.57662 | 0.57269
| Clothes Washer Oil WH_Com, P - Oth [unit w/ propane dry - Dryer] | Food Service |  | REPL | 0.4 | 0.6423 | 0.68862 | 0.73042 | 0.72387 | 0.71763 | 0.71225 | 0.70662 | 0.701 | 0.69499
| Clothes Washer Oil WH_Com, O - HWat [unit w/ propane dry - Water Heater] | Food Service |  | NC | 0.4 | 0.60941 | 0.63249 | 0.64764 | 0.61383 | 0.5904 | 0.57993 | 0.57795 | 0.57662 | 0.57269
| Clothes Washer Oil WH_Com, O - HWat [unit w/ propane dry - Water Heater] | Food Service |  | REPL | 0.4 | 0.6423 | 0.68862 | 0.73042 | 0.72387 | 0.71763 | 0.71225 | 0.70662 | 0.701 | 0.69499
| Clothes Washer Propane WH_Com, E - Appl [unit w/ elec dry - Washer] | Food Service | Appliances | NC | 0.4 | 0.60991 | 0.6326 | 0.65592 | 0.62051 | 0.61617 | 0.61532 | 0.60492 | 0.60904 | 0.60762
| Clothes Washer Propane WH_Com, E - Appl [unit w/ elec dry - Washer] | Food Service | Appliances | REPL | 0.4 | 0.63266 | 0.71373 | 0.7563 | 0.7524 | 0.75441 | 0.74591 | 0.76342 | 0.77048 | 0.75388
| Clothes Washer Propane WH_Com, E - Appl [unit w/ elec dry - Dryer] | Food Service | Appliances | NC | 0.4 | 0.60991 | 0.6326 | 0.65592 | 0.62051 | 0.61617 | 0.61532 | 0.60492 | 0.60904 | 0.60762
| Clothes Washer Propane WH_Com, E - Appl [unit w/ elec dry - Dryer] | Food Service | Appliances | REPL | 0.4 | 0.63266 | 0.71373 | 0.7563 | 0.7524 | 0.75441 | 0.74591 | 0.76342 | 0.77048 | 0.75388
| Clothes Washer Propane WH_Com, P - HWat [unit w/ elec dry - Water Heater] | Food Service |  | NC | 0.4 | 0.60941 | 0.63249 | 0.64764 | 0.61383 | 0.5904 | 0.57993 | 0.57795 | 0.57662 | 0.57269
| Clothes Washer Propane WH_Com, P - HWat [unit w/ elec dry - Water Heater] | Food Service |  | REPL | 0.4 | 0.6423 | 0.68862 | 0.73042 | 0.72387 | 0.71763 | 0.71225 | 0.70662 | 0.701 | 0.69499
| Clothes Washer Propane WH_Com, E - Appl [unit w/ gas dry - Washer] | Food Service | Appliances | NC | 0.4 | 0.60991 | 0.6326 | 0.65592 | 0.62051 | 0.61617 | 0.61532 | 0.60492 | 0.60904 | 0.60762
| Clothes Washer Propane WH_Com, E - Appl [unit w/ gas dry - Washer] | Food Service | Appliances | REPL | 0.4 | 0.63266 | 0.71373 | 0.7563 | 0.7524 | 0.75441 | 0.74591 | 0.76342 | 0.77048 | 0.75388
| Clothes Washer Propane WH_Com, G - Oth [unit w/ gas dry - Dryer] | Food Service |  | NC | 0.4 | 0.61594 | 0.64228 | 0.6598 | 0.62973 | 0.61122 | 0.60677 | 0.61183 | 0.61892 | 0.62309
| Clothes Washer Propane WH_Com, G - Oth [unit w/ gas dry - Dryer] | Food Service |  | REPL | 0.4 | 0.64917 | 0.69928 | 0.74413 | 0.74261 | 0.74295 | 0.74522 | 0.74804 | 0.75242 | 0.75615
| Clothes Washer Propane WH_Com, P - HWat [unit w/ gas dry - Water Heater] | Food Service |  | NC | 0.4 | 0.60941 | 0.63249 | 0.64764 | 0.61383 | 0.5904 | 0.57993 | 0.57795 | 0.57662 | 0.57269
| Clothes Washer Propane WH_Com, P - HWat [unit w/ gas dry - Water Heater] | Food Service |  | REPL | 0.4 | 0.6423 | 0.68862 | 0.73042 | 0.72387 | 0.71763 | 0.71225 | 0.70662 | 0.701 | 0.69499
| Clothes Washer Propane WH_Com, E - Appl [unit w/ propane dry - Washer] | Food Service | Appliances | NC | 0.4 | 0.60991 | 0.6326 | 0.65592 | 0.62051 | 0.61617 | 0.61532 | 0.60492 | 0.60904 | 0.60762
| Clothes Washer Propane WH_Com, E - Appl [unit w/ propane dry - Washer] | Food Service | Appliances | REPL | 0.4 | 0.63266 | 0.71373 | 0.7563 | 0.7524 | 0.75441 | 0.74591 | 0.76342 | 0.77048 | 0.75388
| Clothes Washer Propane WH_Com, P - Oth [unit w/ propane dry - Dryer] | Food Service |  | NC | 0.4 | 0.60941 | 0.63249 | 0.64764 | 0.61383 | 0.5904 | 0.57993 | 0.57795 | 0.57662 | 0.57269
| Clothes Washer Propane WH_Com, P - Oth [unit w/ propane dry - Dryer] | Food Service |  | REPL | 0.4 | 0.6423 | 0.68862 | 0.73042 | 0.72387 | 0.71763 | 0.71225 | 0.70662 | 0.701 | 0.69499
| Clothes Washer Propane WH_Com, P - HWat [unit w/ propane dry - Water Heater] | Food Service |  | NC | 0.4 | 0.60941 | 0.63249 | 0.64764 | 0.61383 | 0.5904 | 0.57993 | 0.57795 | 0.57662 | 0.57269
| Clothes Washer Propane WH_Com, P - HWat [unit w/ propane dry - Water Heater] | Food Service |  | REPL | 0.4 | 0.6423 | 0.68862 | 0.73042 | 0.72387 | 0.71763 | 0.71225 | 0.70662 | 0.701 | 0.69499
| Dishwasher_Com, E - Appl [Building w elec WH] | Food Service | Appliances | NC | 0.4 | 0.66263 | 0.75988 | 0.76844 | 0.73144 | 0.72632 | 0.72532 | 0.70593 | 0.70363 | 0.69497
| Dishwasher_Com, E - Appl [Building w elec WH] | Food Service | Appliances | REPL | 0.4 | 0.68734 | 0.85732 | 0.88604 | 0.8869 | 0.88927 | 0.87925 | 0.89989 | 0.90821 | 0.88865
| Dishwasher_Com, E - HWat [Building w elec WH] | Food Service | Water Heating | NC | 0.4 | 0.66263 | 0.75988 | 0.76844 | 0.73144 | 0.72632 | 0.72532 | 0.70593 | 0.70363 | 0.69497
| Dishwasher_Com, E - HWat [Building w elec WH] | Food Service | Water Heating | REPL | 0.4 | 0.68734 | 0.85732 | 0.88604 | 0.8869 | 0.88927 | 0.87925 | 0.89989 | 0.90821 | 0.88865
| Dishwasher_Com, E - Appl [Building w gas WH] | Food Service | Appliances | NC | 0.4 | 0.66671 | 0.7664 | 0.77555 | 0.73835 | 0.73319 | 0.73218 | 0.7126 | 0.71028 | 0.70154
| Dishwasher_Com, E - Appl [Building w gas WH] | Food Service | Appliances | REPL | 0.4 | 0.69157 | 0.86468 | 0.89423 | 0.89529 | 0.89768 | 0.88756 | 0.9084 | 0.9168 | 0.89705
| Dishwasher_Com, G - HWat [Building w gas WH] | Food Service |  | NC | 0.4 | 0.67329 | 0.77812 | 0.78013 | 0.74932 | 0.7273 | 0.72201 | 0.72075 | 0.7218 | 0.7194
| Dishwasher_Com, G - HWat [Building w gas WH] | Food Service |  | REPL | 0.4 | 0.70963 | 0.84717 | 0.87985 | 0.88364 | 0.88404 | 0.88674 | 0.89011 | 0.89531 | 0.89975
| Dishwasher_Com, E - Appl [Building w oil WH] | Food Service | Appliances | NC | 0.4 | 0.65584 | 0.74908 | 0.75669 | 0.72 | 0.71497 | 0.71398 | 0.69489 | 0.69262 | 0.6841
| Dishwasher_Com, E - Appl [Building w oil WH] | Food Service | Appliances | REPL | 0.4 | 0.68029 | 0.84514 | 0.87249 | 0.87303 | 0.87537 | 0.8655 | 0.88582 | 0.89401 | 0.87475
| Dishwasher_Com, O - HWat [Building w oil WH] | Food Service |  | NC | 0.4 | 0.6553 | 0.74895 | 0.74713 | 0.71225 | 0.68506 | 0.67291 | 0.66391 | 0.65576 | 0.64478
| Dishwasher_Com, O - HWat [Building w oil WH] | Food Service |  | REPL | 0.4 | 0.69066 | 0.81541 | 0.84263 | 0.83993 | 0.83269 | 0.82645 | 0.81991 | 0.81339 | 0.80641
| Dishwasher_Com, E - Appl [Building w propane WH] | Food Service | Appliances | NC | 0.4 | 0.65859 | 0.75345 | 0.76144 | 0.72462 | 0.71955 | 0.71856 | 0.69935 | 0.69707 | 0.68849
| Dishwasher_Com, E - Appl [Building w propane WH] | Food Service | Appliances | REPL | 0.4 | 0.68314 | 0.85006 | 0.87796 | 0.87864 | 0.88099 | 0.87106 | 0.89151 | 0.89975 | 0.88037
| Dishwasher_Com, P - HWat [Building w propane WH] | Food Service |  | NC | 0.4 | 0.65805 | 0.75331 | 0.75182 | 0.71682 | 0.68945 | 0.67723 | 0.66817 | 0.65996 | 0.64892
| Dishwasher_Com, P - HWat [Building w propane WH] | Food Service |  | REPL | 0.4 | 0.69356 | 0.82016 | 0.84792 | 0.84532 | 0.83803 | 0.83175 | 0.82518 | 0.81861 | 0.81159
| Faucet Aerator_Com, E - HWat | Food Service | Water Heating | RET | 0.030097 | 0.042779 | 0.04982 | 0.050559 | 0.050322 | 0.050456 | 0.049888 | 0.051059 | 0.051531 | 0.050421
| Faucet Aerator_Com, G - HWat | Food Service |  | RET | 0.028197 | 0.041124 | 0.045729 | 0.046605 | 0.046532 | 0.046552 | 0.046695 | 0.046872 | 0.047146 | 0.04738
| Faucet Aerator_Com, O - HWat | Food Service |  | RET | 0.029977 | 0.043259 | 0.047877 | 0.048635 | 0.048222 | 0.047806 | 0.047448 | 0.047073 | 0.046698 | 0.046298
| Faucet Aerator_Com, P - HWat | Food Service |  | RET | 0.030097 | 0.043431 | 0.048067 | 0.048829 | 0.048414 | 0.047996 | 0.047636 | 0.04726 | 0.046884 | 0.046482
| Pre Rinse Sprayers_Com, E - HWat | Food Service | Water Heating | RET | 0.030097 | 0.042779 | 0.04982 | 0.050559 | 0.050322 | 0.050456 | 0.049888 | 0.051059 | 0.051531 | 0.050421
| Pre Rinse Sprayers_Com, G - HWat | Food Service |  | RET | 0.030095 | 0.043893 | 0.048808 | 0.049743 | 0.049664 | 0.049686 | 0.049838 | 0.050027 | 0.05032 | 0.050569
| Pre Rinse Sprayers_Com, O - HWat | Food Service |  | RET | 0.030097 | 0.043431 | 0.048067 | 0.048829 | 0.048414 | 0.047996 | 0.047636 | 0.04726 | 0.046884 | 0.046482
| Pre Rinse Sprayers_Com, P - HWat | Food Service |  | RET | 0.030097 | 0.043431 | 0.048067 | 0.048829 | 0.048414 | 0.047996 | 0.047636 | 0.04726 | 0.046884 | 0.046482
| Heat Pump Water Heater_Com, E - HWat | Food Service | Water Heating | NC | 0.2 | 0.34103 | 0.42771 | 0.45414 | 0.44233 | 0.44173 | 0.44112 | 0.42932 | 0.42792 | 0.42266
| Heat Pump Water Heater_Com, E - HWat | Food Service | Water Heating | RET | 0.0062655 | 0.016078 | 0.025918 | 0.028836 | 0.028927 | 0.028598 | 0.027728 | 0.027835 | 0.027561 | 0.026463
| Heat Pump Water Heater_Com, E - HWat | Food Service | Water Heating | REPL | 0.2 | 0.34565 | 0.45897 | 0.48233 | 0.47733 | 0.46978 | 0.45308 | 0.45205 | 0.44445 | 0.42335
| FF Storage Water Heater_Com, G - HWat | Food Service |  | NC | 0.3 | 0.33166 | 0.41289 | 0.43986 | 0.50378 | 0.48898 | 0.48542 | 0.48457 | 0.48528 | 0.48367
| FF Storage Water Heater_Com, G - HWat | Food Service |  | RET | 0.0044651 | 0.011793 | 0.0183 | 0.02071 | 0.021152 | 0.020955 | 0.020699 | 0.022029 | 0.022398 | 0.022509
| FF Storage Water Heater_Com, G - HWat | Food Service |  | REPL | 0.3 | 0.34385 | 0.43388 | 0.4682 | 0.5475 | 0.53448 | 0.5228 | 0.55358 | 0.58578 | 0.60492
| FF Storage Water Heater_Com, O - HWat | Food Service |  | NC | 0.3 | 0.3303 | 0.33557 | 0.32592 | 0.30891 | 0.29712 | 0.29185 | 0.28795 | 0.28441 | 0.27965
| FF Storage Water Heater_Com, O - HWat | Food Service |  | RET | 0.0045799 | 0.011967 | 0.018479 | 0.020838 | 0.021127 | 0.020732 | 0.020255 | 0.0213 | 0.021403 | 0.02122
| FF Storage Water Heater_Com, O - HWat | Food Service |  | REPL | 0.3 | 0.3423 | 0.35229 | 0.34639 | 0.33499 | 0.32383 | 0.31319 | 0.32763 | 0.34179 | 0.34975
| FF Storage Water Heater_Com, P - HWat | Food Service |  | NC | 0.3 | 0.40443 | 0.4467 | 0.44613 | 0.42806 | 0.41172 | 0.40442 | 0.39901 | 0.39411 | 0.38751
| FF Storage Water Heater_Com, P - HWat | Food Service |  | RET | 0.0051136 | 0.013357 | 0.020605 | 0.0232 | 0.02348 | 0.022999 | 0.022428 | 0.023559 | 0.023898 | 0.023693
| FF Storage Water Heater_Com, P - HWat | Food Service |  | REPL | 0.3 | 0.41829 | 0.46693 | 0.47077 | 0.45947 | 0.44271 | 0.42669 | 0.44543 | 0.46382 | 0.48159
| FF Instantaneous Water Heater_Com, G - HWat | Food Service |  | NC | 0.3 | 0.33166 | 0.36702 | 0.39588 | 0.41982 | 0.43193 | 0.42879 | 0.42804 | 0.42866 | 0.42724
| FF Instantaneous Water Heater_Com, G - HWat | Food Service |  | RET | 0.0048113 | 0.01145 | 0.018113 | 0.021439 | 0.022438 | 0.022519 | 0.022247 | 0.021965 | 0.02173 | 0.021479
| FF Instantaneous Water Heater_Com, G - HWat | Food Service |  | REPL | 0.3 | 0.34385 | 0.38574 | 0.42113 | 0.4553 | 0.47022 | 0.45899 | 0.44802 | 0.43784 | 0.42716
| FF Instantaneous Water Heater_Com, O - HWat | Food Service |  | NC | 0.3 | 0.32815 | 0.36142 | 0.38858 | 0.40922 | 0.41721 | 0.40982 | 0.40434 | 0.39937 | 0.39268
| FF Instantaneous Water Heater_Com, O - HWat | Food Service |  | RET | 0.0049043 | 0.011547 | 0.018178 | 0.021441 | 0.022277 | 0.022148 | 0.021644 | 0.021113 | 0.020595 | 0.020076
| FF Instantaneous Water Heater_Com, O - HWat | Food Service |  | REPL | 0.3 | 0.3401 | 0.3796 | 0.41289 | 0.44306 | 0.45318 | 0.43744 | 0.42173 | 0.40623 | 0.3907
| FF Instantaneous Water Heater_Com, P - HWat | Food Service |  | NC | 0.3 | 0.32815 | 0.36142 | 0.38858 | 0.40922 | 0.41721 | 0.40982 | 0.40434 | 0.39937 | 0.39268
| FF Instantaneous Water Heater_Com, P - HWat | Food Service |  | RET | 0.0053435 | 0.012577 | 0.019786 | 0.02331 | 0.024185 | 0.024009 | 0.023427 | 0.022818 | 0.022223 | 0.021631
| FF Instantaneous Water Heater_Com, P - HWat | Food Service |  | REPL | 0.3 | 0.33959 | 0.37835 | 0.41062 | 0.43952 | 0.44835 | 0.43154 | 0.41478 | 0.39825 | 0.38171
| Clothes Dryer_Com, E - Appl | Food Service | Appliances | NC | 0.4 | 0.64591 | 0.73341 | 0.73968 | 0.70346 | 0.69854 | 0.69758 | 0.67893 | 0.67671 | 0.66838
| Clothes Dryer_Com, E - Appl | Food Service | Appliances | RET | 0 | 0.0073892 | 0.020633 | 0.028699 | 0.030674 | 0.030543 | 0.029247 | 0.02938 | 0.02911 | 0.02797
| Clothes Dryer_Com, E - Appl | Food Service | Appliances | REPL | 0.4 | 0.6649 | 0.80432 | 0.80408 | 0.77662 | 0.75039 | 0.71394 | 0.71204 | 0.69979 | 0.66629
| Clothes Dryer_Com, G - Oth | Food Service |  | NC | 0.4 | 0.61594 | 0.68816 | 0.70378 | 0.67171 | 0.65197 | 0.64722 | 0.6461 | 0.64704 | 0.64489
| Clothes Dryer_Com, G - Oth | Food Service |  | RET | 0 | 0.0052836 | 0.014118 | 0.019839 | 0.021455 | 0.021521 | 0.021113 | 0.020993 | 0.020919 | 0.02083
| Clothes Dryer_Com, G - Oth | Food Service |  | REPL | 0.4 | 0.64574 | 0.73462 | 0.7621 | 0.74271 | 0.72476 | 0.70864 | 0.70213 | 0.69698 | 0.69114
| Clothes Dryer_Com, P - Oth | Food Service |  | NC | 0.4 | 0.63565 | 0.71808 | 0.71407 | 0.68006 | 0.65409 | 0.6425 | 0.6339 | 0.62611 | 0.61563
| Clothes Dryer_Com, P - Oth | Food Service |  | RET | 0 | 0.006932 | 0.018405 | 0.025665 | 0.027385 | 0.027025 | 0.026042 | 0.025417 | 0.024811 | 0.024209
| Clothes Dryer_Com, P - Oth | Food Service |  | REPL | 0.4 | 0.66525 | 0.76159 | 0.76277 | 0.73563 | 0.70497 | 0.67555 | 0.6553 | 0.63529 | 0.61517
| Pnemautic to DDC_Com, E - TotE [Building w Elec Heat] | Food Service | Total Electric | RET | 0 | 0.0010936 | 0.0035223 | 0.0077335 | 0.013729 | 0.020025 | 0.024391 | 0.027664 | 0.02926 | 0.028629
| Pnemautic to DDC_Com, E - TotE [Building w Gas Heat] | Food Service | Total Electric | RET | 0 | 0.00089345 | 0.0028776 | 0.006318 | 0.011216 | 0.016359 | 0.019927 | 0.0226 | 0.023904 | 0.023389
| Pnemautic to DDC_Com, G - TotF [Building w Gas Heat] | Food Service |  | RET | 0 | 0.00091677 | 0.0028193 | 0.0062164 | 0.011071 | 0.016111 | 0.019908 | 0.022145 | 0.023344 | 0.02346
| Pnemautic to DDC_Com, E - TotE [Building w Oil Heat] | Food Service | Total Electric | RET | 0 | 0.00093145 | 0.003 | 0.0065867 | 0.011694 | 0.017055 | 0.020774 | 0.023561 | 0.024921 | 0.024384
| Pnemautic to DDC_Com, O - TotF [Building w Oil Heat] | Food Service |  | RET | 0 | 0.00094564 | 0.0028945 | 0.0063614 | 0.01125 | 0.016224 | 0.019837 | 0.021808 | 0.022674 | 0.022479
| Pnemautic to DDC_Com, E - TotE [Building w Propane Heat] | Food Service | Total Electric | RET | 0 | 0.00089808 | 0.0028925 | 0.0063508 | 0.011275 | 0.016444 | 0.02003 | 0.022717 | 0.024028 | 0.023511
| Pnemautic to DDC_Com, P - TotF [Building w Propane Heat] | Food Service |  | RET | 0 | 0.00091177 | 0.0027908 | 0.0061335 | 0.010847 | 0.015643 | 0.019126 | 0.021027 | 0.021861 | 0.021674
| RCx_Com, E - TotE [Building w Elec Heat] | Food Service | Total Electric | RET | 0.0093752 | 0.013688 | 0.019118 | 0.023635 | 0.028215 | 0.028291 | 0.027972 | 0.028629 | 0.028894 | 0.028271
| RCx_Com, E - TotE [Building w Gas Heat] | Food Service | Total Electric | RET | 0.0088898 | 0.012979 | 0.018128 | 0.022411 | 0.026755 | 0.026826 | 0.026524 | 0.027147 | 0.027398 | 0.026807
| RCx_Com, G - TotF [Building w Gas Heat] | Food Service |  | RET | 0.0088898 | 0.013318 | 0.017761 | 0.022051 | 0.026407 | 0.026418 | 0.026499 | 0.0266 | 0.026755 | 0.026888
| RCx_Com, E - TotE [Building w Oil Heat] | Food Service | Total Electric | RET | 0.0081526 | 0.011903 | 0.016625 | 0.020553 | 0.024536 | 0.024602 | 0.024325 | 0.024896 | 0.025126 | 0.024584
| RCx_Com, O - TotF [Building w Oil Heat] | Food Service |  | RET | 0.0081526 | 0.012084 | 0.01604 | 0.01985 | 0.023606 | 0.023402 | 0.023227 | 0.023043 | 0.02286 | 0.022664
| RCx_Com, E - TotE [Building w Propane Heat] | Food Service | Total Electric | RET | 0.0081771 | 0.011938 | 0.016675 | 0.020615 | 0.02461 | 0.024676 | 0.024398 | 0.02497 | 0.025201 | 0.024658
| RCx_Com, P - TotF [Building w Propane Heat] | Food Service |  | RET | 0.0081771 | 0.01212 | 0.016088 | 0.019909 | 0.023677 | 0.023473 | 0.023297 | 0.023112 | 0.022929 | 0.022732
| Commissioning_Com, E - TotE [Building w Elec Heat] | Food Service | Total Electric | NC | 0.15 | 0.19435 | 0.2351 | 0.26383 | 0.27308 | 0.28568 | 0.29377 | 0.28597 | 0.28792 | 0.28725
| Commissioning_Com, E - TotE [Building w Gas Heat] | Food Service | Total Electric | NC | 0.15 | 0.18979 | 0.22476 | 0.24817 | 0.25408 | 0.26402 | 0.26918 | 0.26199 | 0.26377 | 0.26315
| Commissioning_Com, G - TotF [Building w Gas Heat] | Food Service |  | NC | 0.15 | 0.19166 | 0.2282 | 0.24964 | 0.25785 | 0.2619 | 0.26544 | 0.26498 | 0.26805 | 0.26986
| Commissioning_Com, E - TotE [Building w Oil Heat] | Food Service | Total Electric | NC | 0.15 | 0.19174 | 0.22914 | 0.25474 | 0.26201 | 0.27302 | 0.27937 | 0.2719 | 0.27375 | 0.27311
| Commissioning_Com, O - TotF [Building w Oil Heat] | Food Service |  | NC | 0.15 | 0.19159 | 0.2291 | 0.25153 | 0.25919 | 0.2616 | 0.2633 | 0.25978 | 0.25918 | 0.25742
| Commissioning_Com, E - TotE [Building w Propane Heat] | Food Service | Total Electric | NC | 0.15 | 0.19018 | 0.22563 | 0.24946 | 0.25563 | 0.26578 | 0.27117 | 0.26392 | 0.26572 | 0.2651
| Commissioning_Com, P - TotF [Building w Propane Heat] | Food Service |  | NC | 0.15 | 0.19002 | 0.22559 | 0.24631 | 0.25288 | 0.25467 | 0.25557 | 0.25215 | 0.25157 | 0.24986
| Integrated Building Design_Com, E - TotE [Building w Elec Heat] | Food Service | Total Electric | NC | 0.07 | 0.10291 | 0.14212 | 0.17866 | 0.19929 | 0.21514 | 0.22002 | 0.21065 | 0.20081 | 0.18383
| Integrated Building Design_Com, E - TotE [Building w Gas Heat] | Food Service | Total Electric | NC | 0.07 | 0.10291 | 0.14212 | 0.17866 | 0.19929 | 0.21514 | 0.22002 | 0.21065 | 0.20081 | 0.18383
| Integrated Building Design_Com, G - TotF [Building w Gas Heat] | Food Service |  | NC | 0.07 | 0.10393 | 0.1443 | 0.17971 | 0.20225 | 0.21341 | 0.21697 | 0.21305 | 0.20407 | 0.18851
| Integrated Building Design_Com, E - TotE [Building w Oil Heat] | Food Service | Total Electric | NC | 0.07 | 0.10291 | 0.14212 | 0.17866 | 0.19929 | 0.21514 | 0.22002 | 0.21065 | 0.20081 | 0.18383
| Integrated Building Design_Com, O - TotF [Building w Oil Heat] | Food Service |  | NC | 0.07 | 0.10283 | 0.1421 | 0.1764 | 0.19714 | 0.20614 | 0.20737 | 0.20125 | 0.19012 | 0.17326
| Integrated Building Design_Com, E - TotE [Building w Propane Heat] | Food Service | Total Electric | NC | 0.07 | 0.10291 | 0.14212 | 0.17866 | 0.19929 | 0.21514 | 0.22002 | 0.21065 | 0.20081 | 0.18383
| Integrated Building Design_Com, P - TotF [Building w Propane Heat] | Food Service |  | NC | 0.07 | 0.10283 | 0.1421 | 0.1764 | 0.19714 | 0.20614 | 0.20737 | 0.20125 | 0.19012 | 0.17326
| Deep Energy Retrofit_Com, E - TotE [Building w Elec Heat] | Food Service | Total Electric | RET | 0.0041128 | 0.0088995 | 0.017553 | 0.026829 | 0.034293 | 0.038922 | 0.040686 | 0.041864 | 0.042251 | 0.041341
| Deep Energy Retrofit_Com, E - TotE [Building w Gas Heat] | Food Service | Total Electric | RET | 0.0037154 | 0.0080394 | 0.015857 | 0.024236 | 0.030979 | 0.03516 | 0.036754 | 0.037819 | 0.038168 | 0.037346
| Deep Energy Retrofit_Com, G - TotF [Building w Gas Heat] | Food Service |  | RET | 0.0037154 | 0.0082493 | 0.015536 | 0.023846 | 0.030576 | 0.034626 | 0.03672 | 0.037057 | 0.037274 | 0.037458
| Deep Energy Retrofit_Com, E - TotE [Building w Oil Heat] | Food Service | Total Electric | RET | 0.003865 | 0.0083632 | 0.016495 | 0.025212 | 0.032226 | 0.036576 | 0.038234 | 0.039342 | 0.039705 | 0.03885
| Deep Energy Retrofit_Com, O - TotF [Building w Oil Heat] | Food Service |  | RET | 0.003865 | 0.0084907 | 0.015915 | 0.024349 | 0.031005 | 0.034793 | 0.036509 | 0.036414 | 0.036125 | 0.035815
| Deep Energy Retrofit_Com, E - TotE [Building w Propane Heat] | Food Service | Total Electric | RET | 0.0037343 | 0.0080804 | 0.015937 | 0.024359 | 0.031137 | 0.035339 | 0.036941 | 0.038011 | 0.038363 | 0.037536
| Deep Energy Retrofit_Com, P - TotF [Building w Propane Heat] | Food Service |  | RET | 0.0037343 | 0.0082036 | 0.015377 | 0.023526 | 0.029956 | 0.033616 | 0.035274 | 0.035183 | 0.034903 | 0.034604
| EMS_Com, E - TotE [Building w Elec Heat] | Food Service | Total Electric | NC | 0.07 | 0.070879 | 0.080856 | 0.10096 | 0.12309 | 0.1443 | 0.15469 | 0.15234 | 0.1548 | 0.15407
| EMS_Com, E - TotE [Building w Elec Heat] | Food Service | Total Electric | RET | 0.0029614 | 0.0042009 | 0.0079706 | 0.013966 | 0.019495 | 0.022439 | 0.02323 | 0.024115 | 0.024338 | 0.023813
| EMS_Com, E - TotE [Building w Gas Heat] | Food Service | Total Electric | NC | 0.07 | 0.070879 | 0.080856 | 0.10096 | 0.12309 | 0.1443 | 0.15469 | 0.15234 | 0.1548 | 0.15407
| EMS_Com, E - TotE [Building w Gas Heat] | Food Service | Total Electric | RET | 0.0021753 | 0.0030858 | 0.0058549 | 0.010259 | 0.01432 | 0.016483 | 0.017064 | 0.017714 | 0.017877 | 0.017492
| EMS_Com, G - TotF [Building w Gas Heat] | Food Service |  | NC | 0.07 | 0.071579 | 0.082093 | 0.10156 | 0.12492 | 0.14314 | 0.15254 | 0.15408 | 0.15731 | 0.158
| EMS_Com, G - TotF [Building w Gas Heat] | Food Service |  | RET | 0.0021753 | 0.0031664 | 0.0057363 | 0.010094 | 0.014134 | 0.016232 | 0.017048 | 0.017357 | 0.017458 | 0.017545
| EMS_Com, E - TotE [Building w Oil Heat] | Food Service | Total Electric | NC | 0.07 | 0.070879 | 0.080856 | 0.10096 | 0.12309 | 0.1443 | 0.15469 | 0.15234 | 0.1548 | 0.15407
| EMS_Com, E - TotE [Building w Oil Heat] | Food Service | Total Electric | RET | 0.0019745 | 0.002801 | 0.0053145 | 0.009312 | 0.012999 | 0.014962 | 0.015489 | 0.016079 | 0.016228 | 0.015878
| EMS_Com, O - TotF [Building w Oil Heat] | Food Service |  | NC | 0.07 | 0.070821 | 0.080842 | 0.099685 | 0.12177 | 0.13826 | 0.14579 | 0.14554 | 0.14656 | 0.14522
| EMS_Com, O - TotF [Building w Oil Heat] | Food Service |  | RET | 0.0019745 | 0.0028437 | 0.0051276 | 0.0089934 | 0.012506 | 0.014232 | 0.01479 | 0.014883 | 0.014764 | 0.014638
| EMS_Com, E - TotE [Building w Propane Heat] | Food Service | Total Electric | NC | 0.07 | 0.070879 | 0.080856 | 0.10096 | 0.12309 | 0.1443 | 0.15469 | 0.15234 | 0.1548 | 0.15407
| EMS_Com, E - TotE [Building w Propane Heat] | Food Service | Total Electric | RET | 0.0019785 | 0.0028066 | 0.0053251 | 0.0093306 | 0.013025 | 0.014992 | 0.01552 | 0.016111 | 0.01626 | 0.01591
| EMS_Com, P - TotF [Building w Propane Heat] | Food Service |  | NC | 0.07 | 0.070821 | 0.080842 | 0.099685 | 0.12177 | 0.13826 | 0.14579 | 0.14554 | 0.14656 | 0.14522
| EMS_Com, P - TotF [Building w Propane Heat] | Food Service |  | RET | 0.0019785 | 0.0028494 | 0.0051378 | 0.0090113 | 0.012531 | 0.014261 | 0.01482 | 0.014912 | 0.014794 | 0.014667
| VFDs on HVAC Pumps_Com, E - Oth | Food Service | Other | RET | 0.0043706 | 0.015132 | 0.031452 | 0.040253 | 0.043082 | 0.043963 | 0.043468 | 0.044488 | 0.044899 | 0.043932
| ECM Circulators_Com, E - Oth | Food Service | Other | RET | 0.007769 | 0.020058 | 0.032864 | 0.03751 | 0.038756 | 0.039073 | 0.038633 | 0.03954 | 0.039905 | 0.039046
| Motors_Com, E - Oth | Food Service | Other | NC | 0.3 | 0.41302 | 0.46028 | 0.46707 | 0.44799 | 0.44486 | 0.44424 | 0.43236 | 0.43095 | 0.42565
| Motors_Com, E - Oth | Food Service | Other | RET | 0.003203 | 0.011054 | 0.022718 | 0.028424 | 0.02954 | 0.029205 | 0.02796 | 0.027782 | 0.027223 | 0.025863
| Motors_Com, E - Oth | Food Service | Other | REPL | 0.3 | 0.42217 | 0.49998 | 0.50276 | 0.49001 | 0.47388 | 0.45129 | 0.44545 | 0.43299 | 0.40744
| Ext Area Ltg_Com, E - ExtL | Food Service | Exterior Lighting | NC | 0.16 | 0.17828 | 0.19882 | 0.21895 | 0.20849 | 0.20703 | 0.20675 | 0.20122 | 0.20056 | 0.1981
| Ext Area Ltg_Com, E - ExtL | Food Service | Exterior Lighting | RET | 0.019391 | 0.035728 | 0.045159 | 0.046017 | 0.045082 | 0.048763 | 0.048213 | 0.049345 | 0.049801 | 0.048729
| Ext Area Ltg_Com, E - ExtL | Food Service | Exterior Lighting | REPL | 0.16 | 0.17449 | 0.20143 | 0.21457 | 0.20261 | 0.22927 | 0.25063 | 0.25651 | 0.25888 | 0.2533
| Street Ltg_Com, E - ExtL | Food Service | Exterior Lighting | NC | 0.25 | 0.26273 | 0.30726 | 0.34277 | 0.33901 | 0.34268 | 0.34378 | 0.33459 | 0.33349 | 0.32939
| Street Ltg_Com, E - ExtL | Food Service | Exterior Lighting | RET | 0.019711 | 0.03328 | 0.043621 | 0.045871 | 0.045723 | 0.049567 | 0.049009 | 0.050159 | 0.050623 | 0.049533
| Street Ltg_Com, E - ExtL | Food Service | Exterior Lighting | REPL | 0.25 | 0.25775 | 0.31262 | 0.33752 | 0.33087 | 0.38061 | 0.41673 | 0.42652 | 0.43046 | 0.42119
| Ext Ltg Ctrls_Com, E - ExtL | Food Service | Exterior Lighting | RET | 0.019547 | 0.03532 | 0.046213 | 0.048612 | 0.049024 | 0.049155 | 0.048601 | 0.049742 | 0.050202 | 0.049121
| Ext Ltg Dsgn_Com, E - ExtL | Food Service | Exterior Lighting | NC | 0.013 | 0.018767 | 0.027112 | 0.038481 | 0.045504 | 0.05327 | 0.054659 | 0.053771 | 0.053595 | 0.052936
| Ext Ltg Dsgn_Com, E - ExtL | Food Service | Exterior Lighting | REPL | 0.013 | 0.019466 | 0.030588 | 0.04437 | 0.055176 | 0.065222 | 0.066259 | 0.068545 | 0.069179 | 0.067688
| Int Ltg Ctrls_Com, E - IntL [No Heat] | Food Service | Interior Lighting | RET | 0.027878 | 0.039188 | 0.045906 | 0.046736 | 0.046612 | 0.046737 | 0.04621 | 0.047295 | 0.047732 | 0.046704
| Int Ltg Ctrls_Com, E - IntL [Electric Heat] | Food Service | Interior Lighting | RET | 0.02668 | 0.037504 | 0.043934 | 0.044728 | 0.04461 | 0.044729 | 0.044225 | 0.045263 | 0.045682 | 0.044698
| Int Ltg Ctrls_Com, E/G - IntL | Food Service | Interior Lighting | RET | 0.026684 | 0.037509 | 0.043939 | 0.044733 | 0.044615 | 0.044735 | 0.04423 | 0.045269 | 0.045687 | 0.044703
| Int Ltg Ctrls_Com, E/O - IntL | Food Service | Interior Lighting | RET | 0.025064 | 0.035231 | 0.041271 | 0.042017 | 0.041906 | 0.042019 | 0.041545 | 0.04252 | 0.042913 | 0.041989
| Int Ltg Ctrls_Com, E/P - IntL | Food Service | Interior Lighting | RET | 0.019673 | 0.027653 | 0.032394 | 0.03298 | 0.032893 | 0.032981 | 0.032609 | 0.033375 | 0.033683 | 0.032958
| Exit Sign RetFit_Com, E - IntL [No Heat] | Food Service | Interior Lighting | RET | 0.029474 | 0.041431 | 0.048534 | 0.049411 | 0.049281 | 0.049413 | 0.048856 | 0.050003 | 0.050465 | 0.049378
| Exit Sign RetFit_Com, E - IntL [Electric Heat] | Food Service | Interior Lighting | RET | 0.029016 | 0.040787 | 0.04778 | 0.048643 | 0.048515 | 0.048645 | 0.048096 | 0.049225 | 0.049681 | 0.04861
| Exit Sign RetFit_Com, E/G - IntL | Food Service | Interior Lighting | RET | 0.028555 | 0.040138 | 0.04702 | 0.04787 | 0.047743 | 0.047871 | 0.047331 | 0.048442 | 0.04889 | 0.047837
| Exit Sign RetFit_Com, E/O - IntL | Food Service | Interior Lighting | RET | 0.027214 | 0.038253 | 0.044812 | 0.045622 | 0.045501 | 0.045623 | 0.045109 | 0.046168 | 0.046594 | 0.045591
| Exit Sign RetFit_Com, E/P - IntL | Food Service | Interior Lighting | RET | 0.021074 | 0.029623 | 0.034701 | 0.035328 | 0.035235 | 0.035329 | 0.034931 | 0.035751 | 0.036082 | 0.035305
| LED HiLo Bay_Com, E - IntL [No Heat] | Food Service | Interior Lighting | NC | 0.3 | 0.50976 | 0.59046 | 0.59877 | 0.57043 | 0.56644 | 0.56566 | 0.55054 | 0.54874 | 0.54199
| LED HiLo Bay_Com, E - IntL [No Heat] | Food Service | Interior Lighting | RET | 0.014324 | 0.027614 | 0.042554 | 0.047679 | 0.05238 | 0.050494 | 0.047998 | 0.053134 | 0.056997 | 0.057205
| LED HiLo Bay_Com, E - IntL [No Heat] | Food Service | Interior Lighting | REPL | 0.3 | 0.50605 | 0.60893 | 0.59646 | 0.55792 | 0.51968 | 0.47454 | 0.44044 | 0.39379 | 0.37539
| LED HiLo Bay_Com, E - IntL [Electric Heat] | Food Service | Interior Lighting | NC | 0.3 | 0.47908 | 0.54169 | 0.54569 | 0.51878 | 0.51515 | 0.51444 | 0.50069 | 0.49906 | 0.49291
| LED HiLo Bay_Com, E - IntL [Electric Heat] | Food Service | Interior Lighting | RET | 0.012937 | 0.024964 | 0.038544 | 0.043311 | 0.047742 | 0.046201 | 0.044089 | 0.048995 | 0.052789 | 0.053128
| LED HiLo Bay_Com, E - IntL [Electric Heat] | Food Service | Interior Lighting | REPL | 0.3 | 0.47765 | 0.56371 | 0.55187 | 0.51918 | 0.48794 | 0.45016 | 0.42358 | 0.38582 | 0.37286
| LED HiLo Bay_Com, E/G - IntL | Food Service | Interior Lighting | NC | 0.3 | 0.49103 | 0.56047 | 0.56606 | 0.53859 | 0.53482 | 0.53408 | 0.5198 | 0.51811 | 0.51173
| LED HiLo Bay_Com, E/G - IntL | Food Service | Interior Lighting | RET | 0.01404 | 0.027073 | 0.041737 | 0.046792 | 0.05144 | 0.049627 | 0.047212 | 0.052305 | 0.056158 | 0.056395
| LED HiLo Bay_Com, E/G - IntL | Food Service | Interior Lighting | REPL | 0.3 | 0.48789 | 0.57908 | 0.56563 | 0.52928 | 0.49392 | 0.45199 | 0.42074 | 0.37768 | 0.3611
| LED HiLo Bay_Com, E/O - IntL | Food Service | Interior Lighting | NC | 0.3 | 0.47038 | 0.5282 | 0.53111 | 0.50463 | 0.5011 | 0.50041 | 0.48703 | 0.48544 | 0.47947
| LED HiLo Bay_Com, E/O - IntL | Food Service | Interior Lighting | RET | 0.013229 | 0.025523 | 0.039391 | 0.044236 | 0.048726 | 0.047116 | 0.044925 | 0.049884 | 0.053697 | 0.05401
| LED HiLo Bay_Com, E/O - IntL | Food Service | Interior Lighting | REPL | 0.3 | 0.46856 | 0.54863 | 0.53543 | 0.50261 | 0.47149 | 0.43407 | 0.4073 | 0.36962 | 0.35624
| LED HiLo Bay_Com, E/P - IntL | Food Service | Interior Lighting | NC | 0.3 | 0.41635 | 0.44769 | 0.44504 | 0.42136 | 0.41841 | 0.41784 | 0.40667 | 0.40534 | 0.40035
| LED HiLo Bay_Com, E/P - IntL | Food Service | Interior Lighting | RET | 0.011181 | 0.021601 | 0.033431 | 0.037703 | 0.041737 | 0.040589 | 0.038923 | 0.043466 | 0.047091 | 0.047562
| LED HiLo Bay_Com, E/P - IntL | Food Service | Interior Lighting | REPL | 0.3 | 0.41738 | 0.47121 | 0.45865 | 0.4338 | 0.41205 | 0.38475 | 0.3677 | 0.34186 | 0.33521
| Repl Scre_Com, E - IntL [No Heat] | Food Service | Interior Lighting | NC | 0.3 | 0.57734 | 0 | 0 | 0 | 0 | 0 | 0 | 0 | 0
| Repl Scre_Com, E - IntL [No Heat] | Food Service | Interior Lighting | RET | 0.089529 | 0.10333 | 0 | 0 | 0 | 0 | 0 | 0 | 0 | 0
| Repl Scre_Com, E - IntL [No Heat] | Food Service | Interior Lighting | REPL | 0.3 | 0.59886 | 0 | 0 | 0 | 0 | 0 | 0 | 0 | 0
| Repl Scre_Com, E - IntL [Electric Heat] | Food Service | Interior Lighting | NC | 0.3 | 0.57722 | 0 | 0 | 0 | 0 | 0 | 0 | 0 | 0
| Repl Scre_Com, E - IntL [Electric Heat] | Food Service | Interior Lighting | RET | 0.083255 | 0.096087 | 0 | 0 | 0 | 0 | 0 | 0 | 0 | 0
| Repl Scre_Com, E - IntL [Electric Heat] | Food Service | Interior Lighting | REPL | 0.3 | 0.59875 | 0 | 0 | 0 | 0 | 0 | 0 | 0 | 0
| Repl Scre_Com, E/G - IntL | Food Service | Interior Lighting | NC | 0.3 | 0.56669 | 0 | 0 | 0 | 0 | 0 | 0 | 0 | 0
| Repl Scre_Com, E/G - IntL | Food Service | Interior Lighting | RET | 0.087786 | 0.10132 | 0 | 0 | 0 | 0 | 0 | 0 | 0 | 0
| Repl Scre_Com, E/G - IntL | Food Service | Interior Lighting | REPL | 0.3 | 0.58782 | 0 | 0 | 0 | 0 | 0 | 0 | 0 | 0
| Repl Scre_Com, E/O - IntL | Food Service | Interior Lighting | NC | 0.3 | 0.5447 | 0 | 0 | 0 | 0 | 0 | 0 | 0 | 0
| Repl Scre_Com, E/O - IntL | Food Service | Interior Lighting | RET | 0.079584 | 0.091851 | 0 | 0 | 0 | 0 | 0 | 0 | 0 | 0
| Repl Scre_Com, E/O - IntL | Food Service | Interior Lighting | REPL | 0.3 | 0.565 | 0 | 0 | 0 | 0 | 0 | 0 | 0 | 0
| Repl Scre_Com, E/P - IntL | Food Service | Interior Lighting | NC | 0.3 | 0.47418 | 0 | 0 | 0 | 0 | 0 | 0 | 0 | 0
| Repl Scre_Com, E/P - IntL | Food Service | Interior Lighting | RET | 0.061918 | 0.071462 | 0 | 0 | 0 | 0 | 0 | 0 | 0 | 0
| Repl Scre_Com, E/P - IntL | Food Service | Interior Lighting | REPL | 0.3 | 0.49186 | 0 | 0 | 0 | 0 | 0 | 0 | 0 | 0
| Lin LED Fixture_Com, E - IntL [No Heat] | Food Service | Interior Lighting | NC | 0.045 | 0.060362 | 0.087124 | 0.10234 | 0.10112 | 0.09982 | 0.099682 | 0.097017 | 0.096701 | 0.09551
| Lin LED Fixture_Com, E - IntL [No Heat] | Food Service | Interior Lighting | RET | 0.0027879 | 0.0029146 | 0.0034106 | 0.003613 | 0.0036699 | 0.0036912 | 0.003639 | 0.0037136 | 0.0038187 | 0.0037364
| Lin LED Fixture_Com, E - IntL [No Heat] | Food Service | Interior Lighting | REPL | 0.045 | 0.062251 | 0.097397 | 0.1165 | 0.12059 | 0.11975 | 0.11795 | 0.12026 | 0.12482 | 0.12213
| Lin LED Fixture_Com, E - IntL [Electric Heat] | Food Service | Interior Lighting | NC | 0.045 | 0.060362 | 0.087124 | 0.10234 | 0.10112 | 0.09982 | 0.099682 | 0.097017 | 0.096701 | 0.09551
| Lin LED Fixture_Com, E - IntL [Electric Heat] | Food Service | Interior Lighting | RET | 0.0024153 | 0.0025258 | 0.0029566 | 0.0031331 | 0.0031837 | 0.0032034 | 0.0031593 | 0.0032254 | 0.0033083 | 0.0032371
| Lin LED Fixture_Com, E - IntL [Electric Heat] | Food Service | Interior Lighting | REPL | 0.045 | 0.062299 | 0.097518 | 0.1167 | 0.12086 | 0.12008 | 0.11834 | 0.12072 | 0.12482 | 0.12213
| Lin LED Fixture_Com, E/G - IntL | Food Service | Interior Lighting | NC | 0.045 | 0.060362 | 0.087124 | 0.10234 | 0.10112 | 0.09982 | 0.099682 | 0.097017 | 0.096701 | 0.09551
| Lin LED Fixture_Com, E/G - IntL | Food Service | Interior Lighting | RET | 0.0026801 | 0.0028021 | 0.0032793 | 0.0034743 | 0.0035294 | 0.0035503 | 0.0035004 | 0.0035726 | 0.003671 | 0.0035919
| Lin LED Fixture_Com, E/G - IntL | Food Service | Interior Lighting | REPL | 0.045 | 0.062265 | 0.097432 | 0.11656 | 0.12067 | 0.11984 | 0.11806 | 0.12039 | 0.12482 | 0.12213
| Lin LED Fixture_Com, E/O - IntL | Food Service | Interior Lighting | NC | 0.045 | 0.060362 | 0.087124 | 0.10234 | 0.10112 | 0.09982 | 0.099682 | 0.097017 | 0.096701 | 0.09551
| Lin LED Fixture_Com, E/O - IntL | Food Service | Interior Lighting | RET | 0.0025508 | 0.0026672 | 0.0031217 | 0.0033078 | 0.0033607 | 0.003381 | 0.003334 | 0.0034032 | 0.003494 | 0.0034187
| Lin LED Fixture_Com, E/O - IntL | Food Service | Interior Lighting | REPL | 0.045 | 0.062281 | 0.097474 | 0.11662 | 0.12076 | 0.11996 | 0.1182 | 0.12055 | 0.12482 | 0.12213
| Lin LED Fixture_Com, E/P - IntL | Food Service | Interior Lighting | NC | 0.045 | 0.060362 | 0.087124 | 0.10234 | 0.10112 | 0.09982 | 0.099682 | 0.097017 | 0.096701 | 0.09551
| Lin LED Fixture_Com, E/P - IntL | Food Service | Interior Lighting | RET | 0.0023062 | 0.0024119 | 0.0028235 | 0.0029924 | 0.003041 | 0.0030602 | 0.0030184 | 0.0030819 | 0.0031588 | 0.0030908
| Lin LED Fixture_Com, E/P - IntL | Food Service | Interior Lighting | REPL | 0.045 | 0.062313 | 0.097553 | 0.11676 | 0.12094 | 0.12018 | 0.11845 | 0.12085 | 0.12482 | 0.12213
| LED Tube Repl_Com, E - IntL [No Heat] | Food Service | Interior Lighting | RET | 0.025473 | 0.026157 | 0.030023 | 0.031123 | 0.030886 | 0.032593 | 0.033606 | 0.034571 | 0.034891 | 0.034139
| LED Tube Repl_Com, E - IntL [No Heat] | Food Service | Interior Lighting | REPL | 0.255 | 0.33604 | 0.51045 | 0.59073 | 0.59033 | 0.61074 | 0.62591 | 0.66318 | 0.69209 | 0.69206
| LED Tube Repl_Com, E - IntL [Electric Heat] | Food Service | Interior Lighting | RET | 0.025289 | 0.025972 | 0.029815 | 0.030914 | 0.030684 | 0.032385 | 0.033395 | 0.034322 | 0.03464 | 0.033893
| LED Tube Repl_Com, E - IntL [Electric Heat] | Food Service | Interior Lighting | REPL | 0.255 | 0.33618 | 0.51079 | 0.5913 | 0.59108 | 0.61166 | 0.62699 | 0.66445 | 0.69355 | 0.69206
| LED Tube Repl_Com, E/G - IntL | Food Service | Interior Lighting | RET | 0.024968 | 0.025649 | 0.029452 | 0.030547 | 0.03033 | 0.032018 | 0.033025 | 0.033886 | 0.034199 | 0.033463
| LED Tube Repl_Com, E/G - IntL | Food Service | Interior Lighting | REPL | 0.255 | 0.33641 | 0.51137 | 0.59228 | 0.5924 | 0.61327 | 0.62887 | 0.66668 | 0.6961 | 0.69206
| LED Tube Repl_Com, E/O - IntL | Food Service | Interior Lighting | RET | 0.023411 | 0.024079 | 0.027687 | 0.028759 | 0.028601 | 0.030228 | 0.031044 | 0.031773 | 0.032067 | 0.031376
| LED Tube Repl_Com, E/O - IntL | Food Service | Interior Lighting | REPL | 0.255 | 0.33756 | 0.51422 | 0.59704 | 0.59878 | 0.62108 | 0.63801 | 0.67748 | 0.7073 | 0.69206
| LED Tube Repl_Com, E/P - IntL | Food Service | Interior Lighting | RET | 0.017281 | 0.017862 | 0.020646 | 0.021572 | 0.021589 | 0.022921 | 0.022916 | 0.023454 | 0.023671 | 0.023161
| LED Tube Repl_Com, E/P - IntL | Food Service | Interior Lighting | REPL | 0.255 | 0.34208 | 0.52543 | 0.6158 | 0.62391 | 0.65179 | 0.67397 | 0.70082 | 0.7073 | 0.69206
| Repl pin CFL wLED_Com, E - IntL [No Heat] | Food Service | Interior Lighting | RET | 0.02223 | 0.031148 | 0.035521 | 0.035217 | 0.034222 | 0.037267 | 0.036847 | 0.037712 | 0.038061 | 0.037241
| Repl pin CFL wLED_Com, E - IntL [No Heat] | Food Service | Interior Lighting | REPL | 0.3 | 0.48903 | 0.58749 | 0.58266 | 0.55852 | 0.60849 | 0.64956 | 0.67857 | 0.68485 | 0.67009
| Repl pin CFL wLED_Com, E - IntL [Electric Heat] | Food Service | Interior Lighting | RET | 0.022522 | 0.031551 | 0.035972 | 0.035652 | 0.034634 | 0.037757 | 0.037332 | 0.038208 | 0.038561 | 0.037731
| Repl pin CFL wLED_Com, E - IntL [Electric Heat] | Food Service | Interior Lighting | REPL | 0.3 | 0.49277 | 0.59361 | 0.5889 | 0.56428 | 0.61457 | 0.65586 | 0.68736 | 0.69371 | 0.67877
| Repl pin CFL wLED_Com, E/G - IntL | Food Service | Interior Lighting | RET | 0.02216 | 0.031051 | 0.035414 | 0.035113 | 0.034124 | 0.03715 | 0.036732 | 0.037594 | 0.037941 | 0.037124
| Repl pin CFL wLED_Com, E/G - IntL | Food Service | Interior Lighting | REPL | 0.3 | 0.48789 | 0.58562 | 0.58073 | 0.55671 | 0.60657 | 0.64756 | 0.67596 | 0.68221 | 0.66751
| Repl pin CFL wLED_Com, E/O - IntL | Food Service | Interior Lighting | RET | 0.02108 | 0.029559 | 0.033747 | 0.033498 | 0.032593 | 0.03534 | 0.034942 | 0.035762 | 0.036093 | 0.035315
| Repl pin CFL wLED_Com, E/O - IntL | Food Service | Interior Lighting | REPL | 0.3 | 0.47281 | 0.56123 | 0.5558 | 0.53351 | 0.582 | 0.62196 | 0.64164 | 0.64757 | 0.63362
| Repl pin CFL wLED_Com, E/P - IntL | Food Service | Interior Lighting | RET | 0.017936 | 0.025202 | 0.028859 | 0.028742 | 0.028061 | 0.03007 | 0.029731 | 0.030429 | 0.03071 | 0.030049
| Repl pin CFL wLED_Com, E/P - IntL | Food Service | Interior Lighting | REPL | 0.3 | 0.42886 | 0.49269 | 0.48606 | 0.4683 | 0.51258 | 0.5355 | 0.54807 | 0.55314 | 0.54122
| Refrig Case LED_Com, E - IntL | Food Service | Interior Lighting | NC | 0.3 | 0.56023 | 0.67464 | 0.69168 | 0.66125 | 0.65662 | 0.65572 | 0.63818 | 0.6361 | 0.62827
| Refrig Case LED_Com, E - IntL | Food Service | Interior Lighting | RET | 0.026641 | 0.037363 | 0.042666 | 0.042362 | 0.041228 | 0.040421 | 0.039078 | 0.039107 | 0.043344 | 0.044632
| Refrig Case LED_Com, E - IntL | Food Service | Interior Lighting | REPL | 0.3 | 0.54303 | 0.67834 | 0.67537 | 0.64337 | 0.6094 | 0.56723 | 0.54443 | 0.59853 | 0.63365
| Refrig Case Ctrls_Com, E - IntL | Food Service | Interior Lighting | RET | 0.019017 | 0.026732 | 0.031315 | 0.031881 | 0.031797 | 0.031882 | 0.031522 | 0.032262 | 0.032561 | 0.031859
| Stair Occ Sensor_Com, E - IntL [No Heat] | Food Service | Interior Lighting | NC | 0.3 | 0.48237 | 0.58377 | 0.61098 | 0.59229 | 0.59024 | 0.58943 | 0.57367 | 0.5718 | 0.56476
| Stair Occ Sensor_Com, E - IntL [No Heat] | Food Service | Interior Lighting | RET | 0.017961 | 0.025193 | 0.030277 | 0.031305 | 0.031532 | 0.031617 | 0.03126 | 0.031994 | 0.03229 | 0.031594
| Stair Occ Sensor_Com, E - IntL [Electric Heat] | Food Service | Interior Lighting | NC | 0.3 | 0.47194 | 0.56398 | 0.58736 | 0.56847 | 0.56611 | 0.56533 | 0.55022 | 0.54842 | 0.54167
| Stair Occ Sensor_Com, E - IntL [Electric Heat] | Food Service | Interior Lighting | RET | 0.017227 | 0.025002 | 0.02965 | 0.030289 | 0.030243 | 0.030324 | 0.029982 | 0.030686 | 0.03097 | 0.030303
| Stair Occ Sensor_Com, E/G - IntL | Food Service | Interior Lighting | NC | 0.3 | 0.47174 | 0.56361 | 0.58691 | 0.56802 | 0.56566 | 0.56488 | 0.54978 | 0.54798 | 0.54124
| Stair Occ Sensor_Com, E/G - IntL | Food Service | Interior Lighting | RET | 0.017213 | 0.024982 | 0.029626 | 0.030265 | 0.030219 | 0.0303 | 0.029958 | 0.030662 | 0.030945 | 0.030278
| Stair Occ Sensor_Com, E/O - IntL | Food Service | Interior Lighting | NC | 0.3 | 0.45815 | 0.53849 | 0.55725 | 0.53822 | 0.53551 | 0.53477 | 0.52047 | 0.51878 | 0.51239
| Stair Occ Sensor_Com, E/O - IntL | Food Service | Interior Lighting | RET | 0.016295 | 0.02365 | 0.028047 | 0.028651 | 0.028608 | 0.028685 | 0.028362 | 0.029027 | 0.029296 | 0.028665
| Stair Occ Sensor_Com, E/P - IntL | Food Service | Interior Lighting | NC | 0.3 | 0.40378 | 0.44519 | 0.45006 | 0.43093 | 0.42792 | 0.42733 | 0.41591 | 0.41455 | 0.40945
| Stair Occ Sensor_Com, E/P - IntL | Food Service | Interior Lighting | RET | 0.013022 | 0.018899 | 0.022412 | 0.022895 | 0.022861 | 0.022922 | 0.022663 | 0.023195 | 0.02341 | 0.022906
| Int Delamping_Com, E - IntL [No Heat] | Food Service | Interior Lighting | RET | 0.020061 | 0.028138 | 0.033816 | 0.034964 | 0.035219 | 0.035313 | 0.034915 | 0.035735 | 0.036065 | 0.035288
| Int Delamping_Com, E - IntL [Electric Heat] | Food Service | Interior Lighting | RET | 0.020063 | 0.028141 | 0.03382 | 0.034968 | 0.035222 | 0.035317 | 0.034919 | 0.035738 | 0.036069 | 0.035292
| Int Delamping_Com, E/G - IntL | Food Service | Interior Lighting | RET | 0.019935 | 0.027961 | 0.033604 | 0.034745 | 0.034998 | 0.035091 | 0.034696 | 0.03551 | 0.035839 | 0.035067
| Int Delamping_Com, E/O - IntL | Food Service | Interior Lighting | RET | 0.019463 | 0.027299 | 0.032809 | 0.033923 | 0.034169 | 0.034261 | 0.033875 | 0.03467 | 0.03499 | 0.034237
| Int Delamping_Com, E/P - IntL | Food Service | Interior Lighting | RET | 0.015132 | 0.021224 | 0.025507 | 0.026373 | 0.026565 | 0.026636 | 0.026336 | 0.026954 | 0.027204 | 0.026618
| Int Ltg Dsgn_Com, E - IntL [No Heat] | Food Service | Interior Lighting | NC | 0.2 | 0.33792 | 0.46072 | 0.52956 | 0.54007 | 0.55302 | 0.55903 | 0.54458 | 0.5428 | 0.53612
| Int Ltg Dsgn_Com, E - IntL [Electric Heat] | Food Service | Interior Lighting | NC | 0.2 | 0.33916 | 0.46383 | 0.53415 | 0.54526 | 0.55856 | 0.56472 | 0.55018 | 0.54839 | 0.54164
| Int Ltg Dsgn_Com, E/G - IntL | Food Service | Interior Lighting | NC | 0.2 | 0.33332 | 0.44928 | 0.51278 | 0.52117 | 0.53288 | 0.53835 | 0.52423 | 0.52252 | 0.51609
| Int Ltg Dsgn_Com, E/O - IntL | Food Service | Interior Lighting | NC | 0.2 | 0.32691 | 0.43367 | 0.49022 | 0.49594 | 0.50608 | 0.51087 | 0.49722 | 0.49559 | 0.48949
| Int Ltg Dsgn_Com, E/P - IntL | Food Service | Interior Lighting | NC | 0.2 | 0.29661 | 0.36526 | 0.39578 | 0.3926 | 0.39734 | 0.39893 | 0.38826 | 0.38699 | 0.38223
| Room Air Conditioner_Com, E - Cool | Health Service | Cooling | NC | 0.35 | 0.53219 | 0.62405 | 0.64521 | 0.62299 | 0.61977 | 0.61892 | 0.60237 | 0.60041 | 0.59302
| Room Air Conditioner_Com, E - Cool | Health Service | Cooling | RET | 0.0012031 | 0.0014025 | 0.0022696 | 0.003326 | 0.0038247 | 0.0038229 | 0.0044226 | 0.0050809 | 0.0055616 | 0.0054418
| Room Air Conditioner_Com, E - Cool | Health Service | Cooling | REPL | 0.35 | 0.55051 | 0.70033 | 0.73698 | 0.74456 | 0.74389 | 0.75027 | 0.76788 | 0.77498 | 0.75829
| Chiller Systems_Com, E - Cool | Health Service | Cooling | NC | 0.2 | 0.40998 | 0.58524 | 0.65854 | 0.65441 | 0.65937 | 0.65846 | 0.64086 | 0.63877 | 0.6309
| Chiller Systems_Com, E - Cool | Health Service | Cooling | RET | 0.010032 | 0.023277 | 0.038616 | 0.045605 | 0.047698 | 0.048102 | 0.04697 | 0.047409 | 0.047187 | 0.045534
| Chiller Systems_Com, E - Cool | Health Service | Cooling | REPL | 0.2 | 0.4108 | 0.61259 | 0.66944 | 0.66059 | 0.63163 | 0.58448 | 0.55722 | 0.52102 | 0.46933
| Chiller Tuneup_Com, E - Cool | Health Service | Cooling | RET | 0.019867 | 0.033877 | 0.045184 | 0.048582 | 0.049611 | 0.049959 | 0.049396 | 0.050556 | 0.051023 | 0.049924
| Computer Room Air Conditioner_Com, E - Cool | Health Service | Cooling | NC | 0.25 | 0.45345 | 0.59214 | 0.63956 | 0.62654 | 0.62727 | 0.6264 | 0.60965 | 0.60767 | 0.60019
| Computer Room Air Conditioner_Com, E - Cool | Health Service | Cooling | REPL | 0.25 | 0.47035 | 0.66807 | 0.73744 | 0.75971 | 0.76799 | 0.75934 | 0.77716 | 0.78435 | 0.76745
| Mini Split Ductless AC_Com, E - Cool | Health Service | Cooling | NC | 0 | 0 | 0 | 0 | 0 | 0 | 0 | 0 | 0 | 0
| Mini Split Ductless AC_Com, E - Cool | Health Service | Cooling | RET | 0 | 0 | 0 | 0 | 0 | 0 | 0 | 0 | 0 | 0
| Mini Split Ductless AC_Com, E - Cool | Health Service | Cooling | REPL | 0 | 0 | 0 | 0 | 0 | 0 | 0 | 0 | 0 | 0
| Eff Unitary AC_Com, E - Cool | Health Service | Cooling | NC | 0.35 | 0.49552 | 0.55981 | 0.57087 | 0.54876 | 0.54492 | 0.54417 | 0.52962 | 0.52789 | 0.52139
| Eff Unitary AC_Com, E - Cool | Health Service | Cooling | RET | 0.025686 | 0.024702 | 0.025568 | 0.024985 | 0.02456 | 0.024331 | 0.02377 | 0.025346 | 0.026388 | 0.025819
| Eff Unitary AC_Com, E - Cool | Health Service | Cooling | REPL | 0.35 | 0.49815 | 0.60239 | 0.61765 | 0.61412 | 0.60548 | 0.58849 | 0.62569 | 0.65508 | 0.66406
| PTAC_Com, E - Cool | Health Service | Cooling | NC | 0.35 | 0.46324 | 0.50679 | 0.51095 | 0.48865 | 0.48523 | 0.48456 | 0.4716 | 0.47007 | 0.46428
| PTAC_Com, E - Cool | Health Service | Cooling | RET | 0.0022318 | 0.0028114 | 0.0048247 | 0.0075259 | 0.009219 | 0.0098135 | 0.0098193 | 0.010223 | 0.010317 | 0.010095
| PTAC_Com, E - Cool | Health Service | Cooling | REPL | 0.35 | 0.47805 | 0.56614 | 0.57891 | 0.57673 | 0.5724 | 0.56005 | 0.60118 | 0.60674 | 0.59367
| Unitary Equipment Economizer_Com, E - Cool | Health Service | Cooling | RET | 0.012398 | 0.022403 | 0.029312 | 0.030834 | 0.031095 | 0.031178 | 0.030826 | 0.03155 | 0.031842 | 0.031156
| AC Tuneup_Com, E - Cool [ASHP] | Health Service | Cooling | RET | 0.0096645 | 0.024952 | 0.040882 | 0.046662 | 0.048212 | 0.048607 | 0.048059 | 0.049187 | 0.049642 | 0.048573
| AC Tuneup_Com, E - Heat [ASHP] | Health Service | Space Heating | RET | 0.0096645 | 0.024952 | 0.040882 | 0.046662 | 0.048212 | 0.048607 | 0.048059 | 0.049187 | 0.049642 | 0.048573
| AC Tuneup_Com, E - Cool [Unitary AC] | Health Service | Cooling | RET | 0.0088796 | 0.022925 | 0.037562 | 0.042872 | 0.044296 | 0.044659 | 0.044156 | 0.045192 | 0.04561 | 0.044628
| DCV_Com, E - Cool [Building w Elec Heat] | Health Service | Cooling | RET | 0.014781 | 0.028962 | 0.042315 | 0.047295 | 0.048932 | 0.04956 | 0.049001 | 0.050151 | 0.050615 | 0.049525
| DCV_Com, E - Heat [Building w Elec Heat] | Health Service | Space Heating | RET | 0.014781 | 0.028962 | 0.042315 | 0.047295 | 0.048932 | 0.04956 | 0.049001 | 0.050151 | 0.050615 | 0.049525
| DCV_Com, E - Vent [Building w Elec Heat] | Health Service | Ventilation | RET | 0.014781 | 0.028962 | 0.042315 | 0.047295 | 0.048932 | 0.04956 | 0.049001 | 0.050151 | 0.050615 | 0.049525
| DCV_Com, E - Cool [Building w Gas Heat] | Health Service | Cooling | RET | 0.014925 | 0.029244 | 0.042726 | 0.047755 | 0.049408 | 0.050042 | 0.049478 | 0.050639 | 0.051108 | 0.050007
| DCV_Com, G - Heat [Building w Gas Heat] | Health Service |  | RET | 0.014925 | 0.030007 | 0.041861 | 0.046987 | 0.048765 | 0.049281 | 0.049432 | 0.049619 | 0.04991 | 0.050157
| DCV_Com, E - Vent [Building w Gas Heat] | Health Service | Ventilation | RET | 0.014925 | 0.029244 | 0.042726 | 0.047755 | 0.049408 | 0.050042 | 0.049478 | 0.050639 | 0.051108 | 0.050007
| DCV_Com, E - Cool [Building w Oil Heat] | Health Service | Cooling | RET | 0.015018 | 0.029426 | 0.042993 | 0.048053 | 0.049716 | 0.050354 | 0.049787 | 0.050955 | 0.051426 | 0.050319
| DCV_Com, O - Heat [Building w Oil Heat] | Health Service |  | RET | 0.015018 | 0.029875 | 0.041481 | 0.046409 | 0.047831 | 0.047899 | 0.04754 | 0.047164 | 0.046789 | 0.046388
| DCV_Com, E - Vent [Building w Oil Heat] | Health Service | Ventilation | RET | 0.015018 | 0.029426 | 0.042993 | 0.048053 | 0.049716 | 0.050354 | 0.049787 | 0.050955 | 0.051426 | 0.050319
| DCV_Com, E - Cool [Building w Propane Heat] | Health Service | Cooling | RET | 0.01475 | 0.028902 | 0.042226 | 0.047196 | 0.04883 | 0.049456 | 0.048899 | 0.050047 | 0.05051 | 0.049421
| DCV_Com, P - Heat [Building w Propane Heat] | Health Service |  | RET | 0.01475 | 0.029342 | 0.040741 | 0.045581 | 0.046978 | 0.047045 | 0.046692 | 0.046323 | 0.045955 | 0.04556
| DCV_Com, E - Vent [Building w Propane Heat] | Health Service | Ventilation | RET | 0.01475 | 0.028902 | 0.042226 | 0.047196 | 0.04883 | 0.049456 | 0.048899 | 0.050047 | 0.05051 | 0.049421
| Controls for Unitary AC_Com, E - Cool | Health Service | Cooling | RET | 0.010775 | 0.021112 | 0.030846 | 0.034476 | 0.035669 | 0.036127 | 0.03572 | 0.036558 | 0.036896 | 0.036102
| Optimized Unitary AC Sys_Com, E - Cool [Building w Elec Heat] | Health Service | Cooling | NC | 0.15 | 0.23577 | 0.30322 | 0.3366 | 0.33761 | 0.34327 | 0.3457 | 0.33645 | 0.33536 | 0.33123
| Optimized Unitary AC Sys_Com, E - Heat [Building w Elec Heat] | Health Service | Space Heating | NC | 0.15 | 0.23577 | 0.30322 | 0.3366 | 0.33761 | 0.34327 | 0.3457 | 0.33645 | 0.33536 | 0.33123
| Optimized Unitary AC Sys_Com, E - Cool [Building w Gas Heat] | Health Service | Cooling | NC | 0.15 | 0.27856 | 0.41269 | 0.50097 | 0.52526 | 0.54441 | 0.55306 | 0.5405 | 0.53874 | 0.5321
| Optimized Unitary AC Sys_Com, G - Heat [Building w Gas Heat] | Health Service |  | NC | 0.15 | 0.28131 | 0.41901 | 0.50393 | 0.53306 | 0.54004 | 0.54537 | 0.54668 | 0.54747 | 0.54566
| Optimized Unitary AC Sys_Com, E - Cool [Building w Oil Heat] | Health Service | Cooling | NC | 0.15 | 0.28164 | 0.42147 | 0.51523 | 0.54223 | 0.56293 | 0.57226 | 0.55952 | 0.55769 | 0.55083
| Optimized Unitary AC Sys_Com, O - Heat [Building w Oil Heat] | Health Service |  | NC | 0.15 | 0.2814 | 0.4214 | 0.50873 | 0.53639 | 0.53938 | 0.53935 | 0.53457 | 0.52801 | 0.51917
| Optimized Unitary AC Sys_Com, E - Cool [Building w Propane Heat] | Health Service | Cooling | NC | 0.15 | 0.26589 | 0.37781 | 0.44587 | 0.46072 | 0.47446 | 0.48073 | 0.469 | 0.46747 | 0.46172
| Optimized Unitary AC Sys_Com, P - Heat [Building w Propane Heat] | Health Service |  | NC | 0.15 | 0.26567 | 0.37774 | 0.44024 | 0.45576 | 0.45461 | 0.45307 | 0.44809 | 0.44259 | 0.43518
| Optimized Chiller Sys_Com, E - Cool | Health Service | Cooling | NC | 0.15 | 0.24033 | 0.31376 | 0.35133 | 0.35383 | 0.36038 | 0.36333 | 0.35362 | 0.35246 | 0.34812
| Cool Roof_Com, E - Cool [Building w Elec Heat] | Health Service | Cooling | NC | 0.1 | 0.12746 | 0.15111 | 0.16663 | 0.1703 | 0.17671 | 0.17954 | 0.17474 | 0.17417 | 0.17202
| Cool Roof_Com, E - Cool [Building w Elec Heat] | Health Service | Cooling | RET | 0 | 0.00089265 | 0.002875 | 0.0063124 | 0.011206 | 0.016345 | 0.019909 | 0.02258 | 0.023883 | 0.023368
| Cool Roof_Com, E - Heat [Building w Elec Heat] | Health Service | Space Heating | NC | 0.1 | 0.12746 | 0.15111 | 0.16663 | 0.1703 | 0.17671 | 0.17954 | 0.17474 | 0.17417 | 0.17202
| Cool Roof_Com, E - Heat [Building w Elec Heat] | Health Service | Space Heating | RET | 0 | 0.00089265 | 0.002875 | 0.0063124 | 0.011206 | 0.016345 | 0.019909 | 0.02258 | 0.023883 | 0.023368
| Cool Roof_Com, E - Cool [Building w Gas Heat] | Health Service | Cooling | NC | 0.1 | 0.12739 | 0.15094 | 0.16638 | 0.17 | 0.17637 | 0.17916 | 0.17437 | 0.1738 | 0.17166
| Cool Roof_Com, E - Cool [Building w Gas Heat] | Health Service | Cooling | RET | 0 | 0.00088804 | 0.0028602 | 0.0062798 | 0.011149 | 0.016261 | 0.019806 | 0.022464 | 0.02376 | 0.023248
| Cool Roof_Com, G - Heat [Building w Gas Heat] | Health Service |  | NC | 0.1 | 0.12864 | 0.15325 | 0.16736 | 0.17252 | 0.17495 | 0.17667 | 0.17637 | 0.17662 | 0.17604
| Cool Roof_Com, G - Heat [Building w Gas Heat] | Health Service |  | RET | 0 | 0.00091123 | 0.0028023 | 0.0061788 | 0.011004 | 0.016013 | 0.019788 | 0.022011 | 0.023203 | 0.023318
| Cool Roof_Com, E - Cool [Building w Oil Heat] | Health Service | Cooling | NC | 0.1 | 0.12628 | 0.14854 | 0.16286 | 0.16584 | 0.1717 | 0.17397 | 0.16931 | 0.16876 | 0.16668
| Cool Roof_Com, E - Cool [Building w Oil Heat] | Health Service | Cooling | RET | 0 | 0.00086978 | 0.0028014 | 0.0061507 | 0.010919 | 0.015926 | 0.019399 | 0.022002 | 0.023271 | 0.02277
| Cool Roof_Com, O - Heat [Building w Oil Heat] | Health Service |  | NC | 0.1 | 0.12617 | 0.14851 | 0.16081 | 0.16406 | 0.16452 | 0.16396 | 0.16177 | 0.15978 | 0.1571
| Cool Roof_Com, O - Heat [Building w Oil Heat] | Health Service |  | RET | 0 | 0.00088304 | 0.0027029 | 0.0059402 | 0.010505 | 0.01515 | 0.018524 | 0.020365 | 0.021173 | 0.020991
| Cool Roof_Com, E - Cool [Building w Propane Heat] | Health Service | Cooling | NC | 0.1 | 0.12707 | 0.15026 | 0.16538 | 0.16881 | 0.17503 | 0.17767 | 0.17292 | 0.17236 | 0.17024
| Cool Roof_Com, E - Cool [Building w Propane Heat] | Health Service | Cooling | RET | 0 | 0.00088294 | 0.0028438 | 0.0062437 | 0.011085 | 0.016167 | 0.019693 | 0.022335 | 0.023623 | 0.023114
| Cool Roof_Com, P - Heat [Building w Propane Heat] | Health Service |  | NC | 0.1 | 0.12697 | 0.15023 | 0.16329 | 0.16699 | 0.16771 | 0.16745 | 0.16521 | 0.16318 | 0.16045
| Cool Roof_Com, P - Heat [Building w Propane Heat] | Health Service |  | RET | 0 | 0.0008964 | 0.0027437 | 0.0060301 | 0.010664 | 0.015379 | 0.018804 | 0.020673 | 0.021493 | 0.021309
| GSHP_Com, E - Cool | Health Service | Cooling | RET | 0.0011836 | 0.0023012 | 0.0036075 | 0.0047403 | 0.0058671 | 0.0070178 | 0.0080379 | 0.0093243 | 0.010487 | 0.01128
| GSHP_Com, E - Cool | Health Service | Cooling | REPL | 0.02 | 0.035406 | 0.06246 | 0.096266 | 0.13645 | 0.1763 | 0.20339 | 0.2232 | 0.22672 | 0.21366
| GSHP_Com, E - Heat | Health Service | Space Heating | RET | 0.0011836 | 0.0023012 | 0.0036075 | 0.0047403 | 0.0058671 | 0.0070178 | 0.0080379 | 0.0093243 | 0.010487 | 0.01128
| GSHP_Com, E - Heat | Health Service | Space Heating | REPL | 0.02 | 0.035406 | 0.06246 | 0.096266 | 0.13645 | 0.1763 | 0.20339 | 0.2232 | 0.22672 | 0.21366
| Unitary HP_Com, E - Cool | Health Service | Cooling | NC | 0.35 | 0.46087 | 0.50303 | 0.50674 | 0.48445 | 0.48106 | 0.4804 | 0.46756 | 0.46603 | 0.4603
| Unitary HP_Com, E - Cool | Health Service | Cooling | RET | 0.0042903 | 0.012205 | 0.021473 | 0.025088 | 0.025858 | 0.025822 | 0.025202 | 0.027294 | 0.027546 | 0.026953
| Unitary HP_Com, E - Cool | Health Service | Cooling | REPL | 0.35 | 0.47 | 0.54592 | 0.54723 | 0.53455 | 0.52018 | 0.49871 | 0.56312 | 0.60154 | 0.58858
| Unitary HP_Com, E - Heat | Health Service | Space Heating | NC | 0.35 | 0.46087 | 0.50303 | 0.50674 | 0.48445 | 0.48106 | 0.4804 | 0.46756 | 0.46603 | 0.4603
| Unitary HP_Com, E - Heat | Health Service | Space Heating | RET | 0.0042903 | 0.012205 | 0.021473 | 0.025088 | 0.025858 | 0.025822 | 0.025202 | 0.027294 | 0.027546 | 0.026953
| Unitary HP_Com, E - Heat | Health Service | Space Heating | REPL | 0.35 | 0.47 | 0.54592 | 0.54723 | 0.53455 | 0.52018 | 0.49871 | 0.56312 | 0.60154 | 0.58858
| PTHP_Com, E - Cool | Health Service | Cooling | NC | 0.35 | 0.5405 | 0.63922 | 0.66304 | 0.64089 | 0.63787 | 0.63699 | 0.61996 | 0.61793 | 0.61033
| PTHP_Com, E - Cool | Health Service | Cooling | RET | 0.0020511 | 0.002161 | 0.002753 | 0.0034408 | 0.0038734 | 0.00403 | 0.0040123 | 0.0041757 | 0.0042143 | 0.0041235
| PTHP_Com, E - Cool | Health Service | Cooling | REPL | 0.35 | 0.55826 | 0.71615 | 0.75655 | 0.76598 | 0.76662 | 0.75481 | 0.78539 | 0.79761 | 0.78042
| PTHP_Com, E - Heat | Health Service | Space Heating | NC | 0.35 | 0.5405 | 0.63922 | 0.66304 | 0.64089 | 0.63787 | 0.63699 | 0.61996 | 0.61793 | 0.61033
| PTHP_Com, E - Heat | Health Service | Space Heating | RET | 0.0020511 | 0.002161 | 0.002753 | 0.0034408 | 0.0038734 | 0.00403 | 0.0040123 | 0.0041757 | 0.0042143 | 0.0041235
| PTHP_Com, E - Heat | Health Service | Space Heating | REPL | 0.35 | 0.55826 | 0.71615 | 0.75655 | 0.76598 | 0.76662 | 0.75481 | 0.78539 | 0.79761 | 0.78042
| Minisplit Ductless HP_Com, E - Cool | Health Service | Cooling | RET | 0.023233 | 0.035937 | 0.042626 | 0.042218 | 0.040524 | 0.038918 | 0.036855 | 0.037092 | 0.036827 | 0.035464
| Minisplit Ductless HP_Com, E - Cool | Health Service | Cooling | REPL | 0.175 | 0.25983 | 0.3119 | 0.30513 | 0.28433 | 0.26064 | 0.2338 | 0.22254 | 0.21602 | 0.20297
| Minisplit Ductless HP_Com, E - Heat | Health Service | Space Heating | RET | 0.023233 | 0.035937 | 0.042626 | 0.042218 | 0.040524 | 0.038918 | 0.036855 | 0.037092 | 0.036827 | 0.035464
| Minisplit Ductless HP_Com, E - Heat | Health Service | Space Heating | REPL | 0.175 | 0.25983 | 0.3119 | 0.30513 | 0.28433 | 0.26064 | 0.2338 | 0.22254 | 0.21602 | 0.20297
| Programmable TStat_Com, E - Cool [Building w Elec Heat] | Health Service | Cooling | NC | 0.3 | 0.18391 | 0.086757 | 0 | 0 | 0 | 0 | 0 | 0 | 0
| Programmable TStat_Com, E - Cool [Building w Elec Heat] | Health Service | Cooling | RET | 0.015144 | 0.0073699 | 0 | 0 | 0 | 0 | 0 | 0 | 0 | 0
| Programmable TStat_Com, E - Heat [Building w Elec Heat] | Health Service | Space Heating | NC | 0.3 | 0.18391 | 0.086757 | 0 | 0 | 0 | 0 | 0 | 0 | 0
| Programmable TStat_Com, E - Heat [Building w Elec Heat] | Health Service | Space Heating | RET | 0.015144 | 0.0073699 | 0 | 0 | 0 | 0 | 0 | 0 | 0 | 0
| Programmable TStat_Com, E - Cool [Building w Gas Heat] | Health Service | Cooling | NC | 0.3 | 0.18391 | 0.086757 | 0 | 0 | 0 | 0 | 0 | 0 | 0
| Programmable TStat_Com, E - Cool [Building w Gas Heat] | Health Service | Cooling | RET | 0.019485 | 0.0094826 | 0 | 0 | 0 | 0 | 0 | 0 | 0 | 0
| Programmable TStat_Com, G - Heat [Building w Gas Heat] | Health Service |  | NC | 0.3 | 0.18573 | 0.088084 | 0 | 0 | 0 | 0 | 0 | 0 | 0
| Programmable TStat_Com, G - Heat [Building w Gas Heat] | Health Service |  | RET | 0.019485 | 0.0097302 | 0 | 0 | 0 | 0 | 0 | 0 | 0 | 0
| Programmable TStat_Com, E - Cool [Building w Propane Heat] | Health Service | Cooling | NC | 0.3 | 0.18391 | 0.086757 | 0 | 0 | 0 | 0 | 0 | 0 | 0
| Programmable TStat_Com, E - Cool [Building w Propane Heat] | Health Service | Cooling | RET | 0.018993 | 0.0092433 | 0 | 0 | 0 | 0 | 0 | 0 | 0 | 0
| Programmable TStat_Com, P - Heat [Building w Propane Heat] | Health Service |  | NC | 0.3 | 0.18376 | 0.086742 | 0 | 0 | 0 | 0 | 0 | 0 | 0
| Programmable TStat_Com, P - Heat [Building w Propane Heat] | Health Service |  | RET | 0.018993 | 0.0093842 | 0 | 0 | 0 | 0 | 0 | 0 | 0 | 0
| Programmable TStat_Com, E - Cool [Building w Oil Heat] | Health Service | Cooling | NC | 0.3 | 0.18391 | 0.086757 | 0 | 0 | 0 | 0 | 0 | 0 | 0
| Programmable TStat_Com, E - Cool [Building w Oil Heat] | Health Service | Cooling | RET | 0.015557 | 0.0075708 | 0 | 0 | 0 | 0 | 0 | 0 | 0 | 0
| Programmable TStat_Com, O - Heat [Building w Oil Heat] | Health Service |  | NC | 0.3 | 0.18376 | 0.086742 | 0 | 0 | 0 | 0 | 0 | 0 | 0
| Programmable TStat_Com, O - Heat [Building w Oil Heat] | Health Service |  | RET | 0.015557 | 0.0076862 | 0 | 0 | 0 | 0 | 0 | 0 | 0 | 0
| Smart TStat_Com, E - Cool [Building w Elec Heat] | Health Service | Cooling | NC | 0.05 | 0.18391 | 0.34703 | 0.41104 | 0.4567 | 0.51759 | 0.59071 | 0.57492 | 0.57304 | 0.56599
| Smart TStat_Com, E - Cool [Building w Elec Heat] | Health Service | Cooling | RET | 0.0047516 | 0.0082949 | 0.016382 | 0.021859 | 0.023405 | 0.023898 | 0.023628 | 0.024183 | 0.024406 | 0.023881
| Smart TStat_Com, E - Heat [Building w Elec Heat] | Health Service | Space Heating | NC | 0.05 | 0.18391 | 0.34703 | 0.41104 | 0.4567 | 0.51759 | 0.59071 | 0.57492 | 0.57304 | 0.56599
| Smart TStat_Com, E - Heat [Building w Elec Heat] | Health Service | Space Heating | RET | 0.0047516 | 0.0082949 | 0.016382 | 0.021859 | 0.023405 | 0.023898 | 0.023628 | 0.024183 | 0.024406 | 0.023881
| Smart TStat_Com, E - Cool [Building w Gas Heat] | Health Service | Cooling | NC | 0.05 | 0.18391 | 0.34703 | 0.41104 | 0.4567 | 0.51759 | 0.59071 | 0.57492 | 0.57304 | 0.56599
| Smart TStat_Com, E - Cool [Building w Gas Heat] | Health Service | Cooling | RET | 0.0068584 | 0.011973 | 0.023645 | 0.031551 | 0.033784 | 0.034494 | 0.034105 | 0.034906 | 0.035229 | 0.03447
| Smart TStat_Com, G - Heat [Building w Gas Heat] | Health Service |  | NC | 0.05 | 0.18573 | 0.35234 | 0.41347 | 0.46348 | 0.51343 | 0.5825 | 0.58149 | 0.58234 | 0.5804
| Smart TStat_Com, G - Heat [Building w Gas Heat] | Health Service |  | RET | 0.0068584 | 0.012286 | 0.023167 | 0.031044 | 0.033344 | 0.03397 | 0.034073 | 0.034203 | 0.034403 | 0.034573
| Smart TStat_Com, E - Cool [Building w Propane Heat] | Health Service | Cooling | NC | 0.05 | 0.18391 | 0.34703 | 0.41104 | 0.4567 | 0.51759 | 0.59071 | 0.57492 | 0.57304 | 0.56599
| Smart TStat_Com, E - Cool [Building w Propane Heat] | Health Service | Cooling | RET | 0.0064463 | 0.011253 | 0.022225 | 0.029655 | 0.031753 | 0.032421 | 0.032056 | 0.032808 | 0.033112 | 0.032398
| Smart TStat_Com, P - Heat [Building w Propane Heat] | Health Service |  | NC | 0.05 | 0.18376 | 0.34697 | 0.40585 | 0.45178 | 0.49593 | 0.55673 | 0.54929 | 0.54254 | 0.53346
| Smart TStat_Com, P - Heat [Building w Propane Heat] | Health Service |  | RET | 0.0064463 | 0.011425 | 0.021443 | 0.02864 | 0.03055 | 0.03084 | 0.030609 | 0.030367 | 0.030126 | 0.029867
| Smart TStat_Com, E - Cool [Building w Oil Heat] | Health Service | Cooling | NC | 0.05 | 0.18391 | 0.34703 | 0.41104 | 0.4567 | 0.51759 | 0.59071 | 0.57492 | 0.57304 | 0.56599
| Smart TStat_Com, E - Cool [Building w Oil Heat] | Health Service | Cooling | RET | 0.0050162 | 0.0087569 | 0.017294 | 0.023076 | 0.024709 | 0.025229 | 0.024944 | 0.02553 | 0.025766 | 0.025211
| Smart TStat_Com, O - Heat [Building w Oil Heat] | Health Service |  | NC | 0.05 | 0.18376 | 0.34697 | 0.40585 | 0.45178 | 0.49593 | 0.55673 | 0.54929 | 0.54254 | 0.53346
| Smart TStat_Com, O - Heat [Building w Oil Heat] | Health Service |  | RET | 0.0050162 | 0.0088904 | 0.016686 | 0.022287 | 0.023772 | 0.023999 | 0.023819 | 0.02363 | 0.023442 | 0.023241
| Boiler Blowdown Controls_Com, G - Heat | Health Service |  | RET | 0.006368 | 0.012803 | 0.017861 | 0.020048 | 0.020807 | 0.021027 | 0.021091 | 0.021171 | 0.021295 | 0.021401
| Boiler Blowdown Controls_Com, O - Heat | Health Service |  | RET | 0.0061918 | 0.012317 | 0.017102 | 0.019134 | 0.019721 | 0.019749 | 0.019601 | 0.019446 | 0.019291 | 0.019125
| Boiler Blowdown Controls_Com, P - Heat | Health Service |  | RET | 0.0066073 | 0.013144 | 0.01825 | 0.020418 | 0.021044 | 0.021074 | 0.020916 | 0.020751 | 0.020585 | 0.020409
| Boiler Modifications_Com, G - Heat | Health Service |  | RET | 0.010864 | 0.021843 | 0.030471 | 0.034202 | 0.035497 | 0.035872 | 0.035982 | 0.036118 | 0.03633 | 0.03651
| Boiler Modifications_Com, O - Heat | Health Service |  | RET | 0.012476 | 0.024819 | 0.034461 | 0.038555 | 0.039737 | 0.039793 | 0.039495 | 0.039183 | 0.038871 | 0.038538
| Boiler Modifications_Com, P - Heat | Health Service |  | RET | 0.014901 | 0.029642 | 0.041157 | 0.046047 | 0.047459 | 0.047526 | 0.047169 | 0.046797 | 0.046424 | 0.046026
| Boilers_Com, G - Heat | Health Service |  | NC | 0.35 | 0.41511 | 0.43402 | 0.42621 | 0.40814 | 0.39615 | 0.39327 | 0.39258 | 0.39316 | 0.39185
| Boilers_Com, G - Heat | Health Service |  | RET | 0.007889 | 0.017039 | 0.022978 | 0.024576 | 0.024633 | 0.024186 | 0.023793 | 0.023423 | 0.023106 | 0.022773
| Boilers_Com, G - Heat | Health Service |  | REPL | 0.35 | 0.42655 | 0.44963 | 0.44504 | 0.43297 | 0.4205 | 0.40909 | 0.39789 | 0.38739 | 0.37643
| Boilers_Com, O - Heat | Health Service |  | NC | 0.35 | 0.54962 | 0.65689 | 0.67545 | 0.65492 | 0.6317 | 0.6205 | 0.6122 | 0.60468 | 0.59456
| Boilers_Com, O - Heat | Health Service |  | RET | 0.013577 | 0.028866 | 0.038312 | 0.040217 | 0.039358 | 0.037633 | 0.036 | 0.034423 | 0.032914 | 0.031451
| Boilers_Com, O - Heat | Health Service |  | REPL | 0.35 | 0.55431 | 0.65551 | 0.66458 | 0.63884 | 0.60037 | 0.56138 | 0.52273 | 0.48462 | 0.44681
| Boilers_Com, P - Heat | Health Service |  | NC | 0.35 | 0.54966 | 0.65696 | 0.67554 | 0.65501 | 0.63179 | 0.62059 | 0.61228 | 0.60476 | 0.59464
| Boilers_Com, P - Heat | Health Service |  | RET | 0.015048 | 0.031971 | 0.042368 | 0.044383 | 0.043337 | 0.041341 | 0.039455 | 0.037639 | 0.035904 | 0.034229
| Boilers_Com, P - Heat | Health Service |  | REPL | 0.35 | 0.55164 | 0.64912 | 0.65413 | 0.62446 | 0.58231 | 0.53972 | 0.49752 | 0.45594 | 0.41472
| Furnace_Com, G - Heat | Health Service |  | NC | 0.35 | 0.45744 | 0.49809 | 0.4958 | 0.47763 | 0.4636 | 0.46022 | 0.45942 | 0.46009 | 0.45856
| Furnace_Com, G - Heat | Health Service |  | RET | 0.008116 | 0.017544 | 0.023704 | 0.025418 | 0.02555 | 0.02516 | 0.024822 | 0.024508 | 0.024246 | 0.023967
| Furnace_Com, G - Heat | Health Service |  | REPL | 0.35 | 0.4697 | 0.51524 | 0.51652 | 0.50506 | 0.49004 | 0.47625 | 0.4627 | 0.44997 | 0.43669
| Furnace_Com, O - Heat | Health Service |  | NC | 0.35 | 0.52962 | 0.62007 | 0.63258 | 0.61179 | 0.58945 | 0.579 | 0.57125 | 0.56424 | 0.55479
| Furnace_Com, O - Heat | Health Service |  | RET | 0.0096258 | 0.02051 | 0.027354 | 0.028907 | 0.028499 | 0.027457 | 0.026464 | 0.025496 | 0.024563 | 0.023649
| Furnace_Com, O - Heat | Health Service |  | REPL | 0.35 | 0.54114 | 0.63516 | 0.64889 | 0.63306 | 0.60569 | 0.57833 | 0.55113 | 0.52429 | 0.49753
| Furnace_Com, P - Heat | Health Service |  | NC | 0.35 | 0.5492 | 0.6561 | 0.67453 | 0.65399 | 0.63079 | 0.61961 | 0.61132 | 0.60381 | 0.5937
| Furnace_Com, P - Heat | Health Service |  | RET | 0.012257 | 0.026101 | 0.034767 | 0.036677 | 0.03609 | 0.034702 | 0.033382 | 0.032099 | 0.030863 | 0.029657
| Furnace_Com, P - Heat | Health Service |  | REPL | 0.35 | 0.55631 | 0.66052 | 0.67311 | 0.65089 | 0.61577 | 0.58006 | 0.54463 | 0.5097 | 0.47499
| Unit Heater_Com, G - Heat | Health Service |  | NC | 0.35 | 0.49403 | 0.55758 | 0.56205 | 0.54452 | 0.52852 | 0.52467 | 0.52376 | 0.52452 | 0.52278
| Unit Heater_Com, G - Heat | Health Service |  | RET | 0.0091336 | 0.019699 | 0.02648 | 0.028198 | 0.028129 | 0.027483 | 0.026903 | 0.026354 | 0.027122 | 0.027858
| Unit Heater_Com, G - Heat | Health Service |  | REPL | 0.35 | 0.50559 | 0.57299 | 0.57948 | 0.56747 | 0.54817 | 0.53022 | 0.51254 | 0.52239 | 0.53187
| Energy Recovery Ventilator_Com, G - Heat | Health Service |  | NC | 0.2 | 0.29912 | 0.36995 | 0.39694 | 0.39715 | 0.39284 | 0.39206 | 0.39137 | 0.39194 | 0.39064
| Energy Recovery Ventilator_Com, G - Heat | Health Service |  | RET | 0.0069229 | 0.016432 | 0.025832 | 0.030268 | 0.031294 | 0.031001 | 0.030224 | 0.030596 | 0.031027 | 0.031427
| Energy Recovery Ventilator_Com, G - Heat | Health Service |  | REPL | 0.2 | 0.30786 | 0.3827 | 0.41111 | 0.41421 | 0.4058 | 0.39254 | 0.39341 | 0.39508 | 0.39642
| Energy Recovery Ventilator_Com, O - Heat | Health Service |  | NC | 0.2 | 0.32868 | 0.43853 | 0.49103 | 0.49842 | 0.49295 | 0.48959 | 0.48312 | 0.47719 | 0.4692
| Energy Recovery Ventilator_Com, O - Heat | Health Service |  | RET | 0.0090468 | 0.021207 | 0.033038 | 0.038314 | 0.039002 | 0.037937 | 0.036257 | 0.036008 | 0.035757 | 0.035485
| Energy Recovery Ventilator_Com, O - Heat | Health Service |  | REPL | 0.2 | 0.33579 | 0.44634 | 0.49468 | 0.49898 | 0.4816 | 0.4561 | 0.44547 | 0.43488 | 0.42417
| Energy Recovery Ventilator_Com, P - Heat | Health Service |  | NC | 0.2 | 0.34115 | 0.46951 | 0.53586 | 0.54899 | 0.54512 | 0.54228 | 0.53567 | 0.52909 | 0.52024
| Energy Recovery Ventilator_Com, P - Heat | Health Service |  | RET | 0.010031 | 0.023494 | 0.036526 | 0.04222 | 0.042806 | 0.041461 | 0.039453 | 0.039047 | 0.038648 | 0.038232
| Energy Recovery Ventilator_Com, P - Heat | Health Service |  | REPL | 0.2 | 0.34733 | 0.47425 | 0.53281 | 0.53897 | 0.51843 | 0.48769 | 0.4733 | 0.45849 | 0.44362
| Forced Air Heating Maintenance_Com, G - Heat | Health Service |  | RET | 0.0044163 | 0.0084541 | 0.0114 | 0.012606 | 0.013016 | 0.013124 | 0.013164 | 0.013214 | 0.013292 | 0.013358
| Forced Air Heating Maintenance_Com, O - Heat | Health Service |  | RET | 0.005325 | 0.010086 | 0.013536 | 0.01492 | 0.015299 | 0.015286 | 0.015171 | 0.015051 | 0.014931 | 0.014803
| Forced Air Heating Maintenance_Com, P - Heat | Health Service |  | RET | 0.0070745 | 0.013399 | 0.017984 | 0.019822 | 0.020325 | 0.020308 | 0.020155 | 0.019996 | 0.019837 | 0.019667
| Infrared Heater_Com, G - Heat | Health Service |  | NC | 0.05 | 0.17279 | 0.37976 | 0.55623 | 0.62662 | 0.64236 | 0.64847 | 0.64749 | 0.64844 | 0.64629
| Infrared Heater_Com, G - Heat | Health Service |  | RET | 0.010032 | 0.026554 | 0.041447 | 0.047336 | 0.048859 | 0.048938 | 0.048875 | 0.048848 | 0.050323 | 0.050572
| Infrared Heater_Com, G - Heat | Health Service |  | REPL | 0.05 | 0.17544 | 0.3811 | 0.5481 | 0.60876 | 0.60406 | 0.5762 | 0.53842 | 0.64531 | 0.75277
| Infrared Heater_Com, P - Heat | Health Service |  | NC | 0.05 | 0.17102 | 0.37422 | 0.54647 | 0.61142 | 0.62111 | 0.62043 | 0.61228 | 0.60476 | 0.59464
| Infrared Heater_Com, P - Heat | Health Service |  | RET | 0.010032 | 0.026273 | 0.040815 | 0.046464 | 0.047626 | 0.04727 | 0.046712 | 0.046142 | 0.046884 | 0.046482
| Infrared Heater_Com, P - Heat | Health Service |  | REPL | 0.05 | 0.17365 | 0.37554 | 0.53848 | 0.59399 | 0.58408 | 0.55129 | 0.50914 | 0.60185 | 0.69261
| Steam Trap Maintenance_Com, G - Heat | Health Service |  | RET | 0.022298 | 0.036808 | 0.042751 | 0.04407 | 0.044157 | 0.044177 | 0.044312 | 0.04448 | 0.04474 | 0.044962
| Steam Trap Maintenance_Com, O - Heat | Health Service |  | RET | 0.024965 | 0.040775 | 0.047136 | 0.048433 | 0.048191 | 0.047776 | 0.047418 | 0.047043 | 0.046669 | 0.046268
| Windows_Com, E - Cool [Building w Elec Heat] | Health Service | Cooling | NC | 0.25 | 0.26791 | 0.27301 | 0.2703 | 0.25772 | 0.25592 | 0.25556 | 0.24873 | 0.24792 | 0.24487
| Windows_Com, E - Heat [Building w Elec Heat] | Health Service | Space Heating | NC | 0.25 | 0.26791 | 0.27301 | 0.2703 | 0.25772 | 0.25592 | 0.25556 | 0.24873 | 0.24792 | 0.24487
| Windows_Com, E - Cool [Building w Gas Heat] | Health Service | Cooling | NC | 0.25 | 0.2705 | 0.27689 | 0.27466 | 0.2622 | 0.26037 | 0.26001 | 0.25306 | 0.25223 | 0.24913
| Windows_Com, G - Heat [Building w Gas Heat] | Health Service |  | NC | 0.25 | 0.27317 | 0.28113 | 0.27628 | 0.2661 | 0.25828 | 0.2564 | 0.25595 | 0.25632 | 0.25547
| Windows_Com, E - Cool [Building w Oil Heat] | Health Service | Cooling | NC | 0.25 | 0.27853 | 0.28915 | 0.28853 | 0.27629 | 0.27461 | 0.27423 | 0.26689 | 0.26602 | 0.26275
| Windows_Com, O - Heat [Building w Oil Heat] | Health Service |  | NC | 0.25 | 0.27831 | 0.2891 | 0.28488 | 0.27332 | 0.26312 | 0.25845 | 0.255 | 0.25186 | 0.24765
| Windows_Com, E - Cool [Building w Propane Heat] | Health Service | Cooling | NC | 0.25 | 0.27285 | 0.28045 | 0.27866 | 0.26633 | 0.26447 | 0.26411 | 0.25704 | 0.25621 | 0.25305
| Windows_Com, P - Heat [Building w Propane Heat] | Health Service |  | NC | 0.25 | 0.27263 | 0.2804 | 0.27514 | 0.26347 | 0.25341 | 0.24891 | 0.24558 | 0.24257 | 0.23851
| Window Film_Com, E - Cool [Building w Elec Heat] | Health Service | Cooling | RET | 0.0037706 | 0.0097348 | 0.01595 | 0.018205 | 0.01881 | 0.018964 | 0.01875 | 0.01919 | 0.019368 | 0.01895
| Window Film_Com, E - Heat [Building w Elec Heat] | Health Service | Space Heating | RET | 0.0037706 | 0.0097348 | 0.01595 | 0.018205 | 0.01881 | 0.018964 | 0.01875 | 0.01919 | 0.019368 | 0.01895
| Window Film_Com, E - Cool [Building w Gas Heat] | Health Service | Cooling | RET | 0.0039047 | 0.010081 | 0.016518 | 0.018853 | 0.019479 | 0.019639 | 0.019417 | 0.019873 | 0.020057 | 0.019625
| Window Film_Com, G - Heat [Building w Gas Heat] | Health Service |  | RET | 0.0039047 | 0.010344 | 0.016183 | 0.018549 | 0.019226 | 0.01934 | 0.019399 | 0.019473 | 0.019587 | 0.019684
| Window Film_Com, E - Cool [Building w Oil Heat] | Health Service | Cooling | RET | 0.0037329 | 0.0096375 | 0.015791 | 0.018023 | 0.018622 | 0.018774 | 0.018563 | 0.018998 | 0.019174 | 0.018761
| Window Film_Com, O - Heat [Building w Oil Heat] | Health Service |  | RET | 0.0037329 | 0.0097844 | 0.015235 | 0.017406 | 0.017916 | 0.017859 | 0.017725 | 0.017585 | 0.017445 | 0.017295
| Window Film_Com, E - Cool [Building w Propane Heat] | Health Service | Cooling | RET | 0.0038552 | 0.0099532 | 0.016308 | 0.018613 | 0.019232 | 0.019389 | 0.019171 | 0.019621 | 0.019802 | 0.019376
| Window Film_Com, P - Heat [Building w Propane Heat] | Health Service |  | RET | 0.0038552 | 0.010105 | 0.015734 | 0.017976 | 0.018502 | 0.018444 | 0.018306 | 0.018161 | 0.018016 | 0.017862
| Motors and Fans_Com, E - Vent | Health Service | Ventilation | NC | 0.4 | 0.42225 | 0.49705 | 0.52474 | 0.53778 | 0.53402 | 0.53328 | 0.51902 | 0.51733 | 0.51096
| Motors and Fans_Com, E - Vent | Health Service | Ventilation | RET | 0.019833 | 0.027331 | 0.031108 | 0.030667 | 0.029587 | 0.028695 | 0.027444 | 0.027243 | 0.026671 | 0.025316
| Motors and Fans_Com, E - Vent | Health Service | Ventilation | REPL | 0.4 | 0.41676 | 0.51564 | 0.53638 | 0.55653 | 0.53641 | 0.50899 | 0.50054 | 0.48458 | 0.454
| ECM Furnace Motors_Com, E - Vent | Health Service | Ventilation | RET | 0.024243 | 0.038308 | 0.047051 | 0.048551 | 0.048642 | 0.048772 | 0.048222 | 0.049354 | 0.049811 | 0.048737
| VFD on HVAC System_Com, E - Vent | Health Service | Ventilation | RET | 0.024842 | 0.039254 | 0.048213 | 0.04975 | 0.049843 | 0.049976 | 0.049413 | 0.050573 | 0.051041 | 0.049941
| Kitchen DCV_Com, E - Vent [Building w Elec Heat] | Health Service | Ventilation | NC | 0.1 | 0.21201 | 0.35544 | 0.47352 | 0.52307 | 0.55536 | 0.56989 | 0.56065 | 0.55882 | 0.55194
| Kitchen DCV_Com, E - Vent [Building w Elec Heat] | Health Service | Ventilation | RET | 0.0050152 | 0.014967 | 0.030734 | 0.040831 | 0.043923 | 0.043706 | 0.04161 | 0.041394 | 0.04063 | 0.038685
| Kitchen DCV_Com, E - Vent [Building w Elec Heat] | Health Service | Ventilation | REPL | 0.1 | 0.21542 | 0.38049 | 0.49483 | 0.5445 | 0.54996 | 0.5241 | 0.51748 | 0.49731 | 0.46218
| Kitchen DCV_Com, E - Heat [Building w Elec Heat] | Health Service | Space Heating | NC | 0.1 | 0.21201 | 0.35544 | 0.47352 | 0.52307 | 0.55536 | 0.56989 | 0.56065 | 0.55882 | 0.55194
| Kitchen DCV_Com, E - Heat [Building w Elec Heat] | Health Service | Space Heating | RET | 0.0050152 | 0.014967 | 0.030734 | 0.040831 | 0.043923 | 0.043706 | 0.04161 | 0.041394 | 0.04063 | 0.038685
| Kitchen DCV_Com, E - Heat [Building w Elec Heat] | Health Service | Space Heating | REPL | 0.1 | 0.21542 | 0.38049 | 0.49483 | 0.5445 | 0.54996 | 0.5241 | 0.51748 | 0.49731 | 0.46218
| Kitchen DCV_Com, E - Vent [Building w Gas Heat] | Health Service | Ventilation | NC | 0.1 | 0.21201 | 0.35544 | 0.47352 | 0.52308 | 0.55536 | 0.56989 | 0.56065 | 0.55882 | 0.55195
| Kitchen DCV_Com, E - Vent [Building w Gas Heat] | Health Service | Ventilation | RET | 0.0050152 | 0.014967 | 0.030734 | 0.040831 | 0.043923 | 0.043706 | 0.04161 | 0.041394 | 0.04063 | 0.038685
| Kitchen DCV_Com, E - Vent [Building w Gas Heat] | Health Service | Ventilation | REPL | 0.1 | 0.21542 | 0.38049 | 0.49484 | 0.5445 | 0.54996 | 0.52411 | 0.51749 | 0.49732 | 0.46218
| Kitchen DCV_Com, G - Heat [Building w Gas Heat] | Health Service |  | NC | 0.1 | 0.2141 | 0.36088 | 0.47631 | 0.53084 | 0.5509 | 0.56197 | 0.56706 | 0.56789 | 0.566
| Kitchen DCV_Com, G - Heat [Building w Gas Heat] | Health Service |  | RET | 0.0050152 | 0.015357 | 0.030112 | 0.040174 | 0.043352 | 0.043042 | 0.041571 | 0.040561 | 0.039678 | 0.038801
| Kitchen DCV_Com, G - Heat [Building w Gas Heat] | Health Service |  | REPL | 0.1 | 0.22104 | 0.37279 | 0.48688 | 0.53742 | 0.5416 | 0.52362 | 0.50706 | 0.48566 | 0.46357
| Kitchen DCV_Com, E - Vent [Building w Oil Heat] | Health Service | Ventilation | NC | 0.1 | 0.21202 | 0.35547 | 0.47357 | 0.52315 | 0.55545 | 0.56998 | 0.56074 | 0.55891 | 0.55203
| Kitchen DCV_Com, E - Vent [Building w Oil Heat] | Health Service | Ventilation | RET | 0.0050161 | 0.014969 | 0.030739 | 0.040837 | 0.04393 | 0.043712 | 0.041615 | 0.0414 | 0.040635 | 0.038689
| Kitchen DCV_Com, E - Vent [Building w Oil Heat] | Health Service | Ventilation | REPL | 0.1 | 0.21542 | 0.38052 | 0.49489 | 0.54456 | 0.55002 | 0.52416 | 0.51753 | 0.49736 | 0.46221
| Kitchen DCV_Com, O - Heat [Building w Oil Heat] | Health Service |  | NC | 0.1 | 0.21185 | 0.35541 | 0.46759 | 0.51752 | 0.53221 | 0.53719 | 0.53574 | 0.52916 | 0.5203
| Kitchen DCV_Com, O - Heat [Building w Oil Heat] | Health Service |  | RET | 0.0050161 | 0.015197 | 0.029658 | 0.03944 | 0.042264 | 0.041581 | 0.039737 | 0.038319 | 0.03697 | 0.035667
| Kitchen DCV_Com, O - Heat [Building w Oil Heat] | Health Service |  | REPL | 0.1 | 0.21871 | 0.36714 | 0.47795 | 0.52392 | 0.5232 | 0.50051 | 0.47903 | 0.4525 | 0.4261
| Kitchen DCV_Com, E - Vent [Building w Propane Heat] | Health Service | Ventilation | NC | 0.1 | 0.21166 | 0.35431 | 0.47143 | 0.52038 | 0.5523 | 0.56666 | 0.55742 | 0.55561 | 0.54877
| Kitchen DCV_Com, E - Vent [Building w Propane Heat] | Health Service | Ventilation | RET | 0.0049863 | 0.014881 | 0.03056 | 0.040607 | 0.043692 | 0.043488 | 0.041414 | 0.04121 | 0.040459 | 0.038531
| Kitchen DCV_Com, E - Vent [Building w Propane Heat] | Health Service | Ventilation | REPL | 0.1 | 0.21509 | 0.3794 | 0.49294 | 0.54221 | 0.54767 | 0.5221 | 0.5157 | 0.49587 | 0.46111
| Kitchen DCV_Com, P - Heat [Building w Propane Heat] | Health Service |  | NC | 0.1 | 0.21149 | 0.35425 | 0.46547 | 0.51478 | 0.5292 | 0.53407 | 0.53257 | 0.52603 | 0.51722
| Kitchen DCV_Com, P - Heat [Building w Propane Heat] | Health Service |  | RET | 0.0049863 | 0.015107 | 0.029485 | 0.039217 | 0.042036 | 0.041368 | 0.039545 | 0.038144 | 0.036811 | 0.035521
| Kitchen DCV_Com, P - Heat [Building w Propane Heat] | Health Service |  | REPL | 0.1 | 0.21836 | 0.36606 | 0.47608 | 0.52165 | 0.52097 | 0.49854 | 0.47733 | 0.45115 | 0.42509
| Duct Sealing Regulated_Com, E - Vent [Building w Elec Heat] | Health Service | Ventilation | RET | 0.0077487 | 0.01803 | 0.03011 | 0.035937 | 0.038069 | 0.038918 | 0.038532 | 0.039437 | 0.039802 | 0.038944
| Duct Sealing Regulated_Com, E - Heat [Building w Elec Heat] | Health Service | Space Heating | RET | 0.0077487 | 0.01803 | 0.03011 | 0.035937 | 0.038069 | 0.038918 | 0.038532 | 0.039437 | 0.039802 | 0.038944
| Duct Sealing Regulated_Com, E - Cool [Building w Elec Heat] | Health Service | Cooling | RET | 0.0077487 | 0.01803 | 0.03011 | 0.035937 | 0.038069 | 0.038918 | 0.038532 | 0.039437 | 0.039802 | 0.038944
| Duct Sealing Regulated_Com, E - Vent [Building w Gas Heat] | Health Service | Ventilation | RET | 0.0084965 | 0.01977 | 0.033016 | 0.039405 | 0.041743 | 0.042674 | 0.042251 | 0.043243 | 0.043643 | 0.042703
| Duct Sealing Regulated_Com, G - Heat [Building w Gas Heat] | Health Service |  | RET | 0.0084965 | 0.020286 | 0.032347 | 0.038771 | 0.0412 | 0.042025 | 0.042212 | 0.042372 | 0.04262 | 0.042831
| Duct Sealing Regulated_Com, E - Cool [Building w Gas Heat] | Health Service | Cooling | RET | 0.0084965 | 0.01977 | 0.033016 | 0.039405 | 0.041743 | 0.042674 | 0.042251 | 0.043243 | 0.043643 | 0.042703
| Duct Sealing Non Regulated_Com, E - Vent [Building w Oil Heat] | Health Service | Ventilation | RET | 0.0082972 | 0.019306 | 0.032241 | 0.038481 | 0.040764 | 0.041673 | 0.04126 | 0.042229 | 0.042619 | 0.041701
| Duct Sealing Non Regulated_Com, O - Heat [Building w Oil Heat] | Health Service |  | RET | 0.0082972 | 0.019601 | 0.031107 | 0.037164 | 0.039218 | 0.039641 | 0.039398 | 0.039087 | 0.038776 | 0.038443
| Duct Sealing Non Regulated_Com, E - Cool [Building w Oil Heat] | Health Service | Cooling | RET | 0.0082972 | 0.019306 | 0.032241 | 0.038481 | 0.040764 | 0.041673 | 0.04126 | 0.042229 | 0.042619 | 0.041701
| Duct Sealing Non Regulated_Com, E - Vent [Building w Propane Heat] | Health Service | Ventilation | RET | 0.0086103 | 0.020035 | 0.033458 | 0.039933 | 0.042302 | 0.043245 | 0.042817 | 0.043822 | 0.044227 | 0.043274
| Duct Sealing Non Regulated_Com, P - Heat [Building w Propane Heat] | Health Service |  | RET | 0.0086103 | 0.02034 | 0.032281 | 0.038566 | 0.040698 | 0.041137 | 0.040885 | 0.040562 | 0.040239 | 0.039894
| Duct Sealing Non Regulated_Com, E - Cool [Building w Propane Heat] | Health Service | Cooling | RET | 0.0086103 | 0.020035 | 0.033458 | 0.039933 | 0.042302 | 0.043245 | 0.042817 | 0.043822 | 0.044227 | 0.043274
| Power Strip_Com, E - Plug [Tier 1] | Health Service | Plug Loads | NC | 0.25 | 0.18767 | 0.13556 | 0.13118 | 0.1241 | 0.12323 | 0.12306 | 0.11977 | 0.12059 | 0.12031
| Power Strip_Com, E - Plug [Tier 1] | Health Service | Plug Loads | RET | 0.0098003 | 0.0085039 | 0.0078513 | 0.0067431 | 0.0058033 | 0.0048978 | 0.0038987 | 0.0029927 | 0.0020136 | 0.0009851
| Power Strip_Com, E - Plug [Tier 1] | Health Service | Plug Loads | REPL | 0.25 | 0.19104 | 0.14889 | 0.14622 | 0.14691 | 0.1489 | 0.14894 | 0.15268 | 0.1541 | 0.15078
| Power Strip_Com, E - Plug [Tier 2] | Health Service | Plug Loads | NC | 0 | 0.02815 | 0.090372 | 0.26237 | 0.33094 | 0.32863 | 0.32817 | 0.3194 | 0.32157 | 0.32082
| Power Strip_Com, E - Plug [Tier 2] | Health Service | Plug Loads | RET | 0 | 0.00076068 | 0.0015925 | 0.0023589 | 0.0031361 | 0.0039306 | 0.0046636 | 0.0055686 | 0.006423 | 0.0070702
| Power Strip_Com, E - Plug [Tier 2] | Health Service | Plug Loads | REPL | 0 | 0.029177 | 0.10172 | 0.3011 | 0.40128 | 0.40235 | 0.39782 | 0.40716 | 0.41092 | 0.40207
| Computer Power Management_Com, E - Plug | Health Service | Plug Loads | RET | 0.0046766 | 0.016191 | 0.033655 | 0.043072 | 0.046098 | 0.047042 | 0.046511 | 0.047603 | 0.048043 | 0.047008
| Vending Machine Controls_Com, E - Plug [Non-Refrigerated] | Health Service | Plug Loads | RET | 0.0037603 | 0.013019 | 0.027061 | 0.034632 | 0.037066 | 0.037824 | 0.037398 | 0.038276 | 0.03863 | 0.037798
| Vending Machine Controls_Com, E - Plug [Refrigerated] | Health Service | Plug Loads | RET | 0.0050145 | 0.017361 | 0.036086 | 0.046183 | 0.049429 | 0.05044 | 0.049872 | 0.051042 | 0.051514 | 0.050405
| ES Refrigerator and Freezer_Com, E - Refr | Health Service | Refrigeration | NC | 0.2 | 0.39773 | 0.55473 | 0.6173 | 0.61101 | 0.61455 | 0.6137 | 0.59729 | 0.59534 | 0.58802
| ES Refrigerator and Freezer_Com, E - Refr | Health Service | Refrigeration | REPL | 0.2 | 0.41256 | 0.62586 | 0.71177 | 0.74088 | 0.75242 | 0.74394 | 0.76141 | 0.76845 | 0.75189
| Anti Sweat Heat Control_Com, E - Refr | Health Service | Refrigeration | NC | 0.2 | 0.32236 | 0.42285 | 0.47481 | 0.47881 | 0.48795 | 0.49213 | 0.47897 | 0.47741 | 0.47153
| Anti Sweat Heat Control_Com, E - Refr | Health Service | Refrigeration | RET | 0.0085692 | 0.022124 | 0.036249 | 0.041373 | 0.042748 | 0.043098 | 0.042612 | 0.043613 | 0.044016 | 0.043068
| Case Night Covers_Com, E - Refr | Health Service | Refrigeration | RET | 0.0024796 | 0.010596 | 0.019984 | 0.023715 | 0.024706 | 0.024941 | 0.02466 | 0.025239 | 0.025473 | 0.024924
| Loading Dock Pit Seals_Com, E - Refr | Health Service | Refrigeration | NC | 0.05 | 0.10796 | 0.18409 | 0.24867 | 0.27701 | 0.29529 | 0.30353 | 0.29882 | 0.29798 | 0.29431
| Loading Dock Pit Seals_Com, E - Refr | Health Service | Refrigeration | RET | 0.0053485 | 0.013809 | 0.022625 | 0.025823 | 0.026681 | 0.0269 | 0.026597 | 0.027221 | 0.027473 | 0.026881
| ECM Comp Cond Fan Motor_Com, E - Refr | Health Service | Refrigeration | NC | 0.15 | 0.27953 | 0.41546 | 0.50545 | 0.53058 | 0.55022 | 0.55907 | 0.54645 | 0.54467 | 0.53797
| ECM Comp Cond Fan Motor_Com, E - Refr | Health Service | Refrigeration | RET | 0.010032 | 0.025811 | 0.041899 | 0.04713 | 0.047883 | 0.047438 | 0.046086 | 0.051059 | 0.051531 | 0.050421
| ECM Comp Cond Fan Motor_Com, E - Refr | Health Service | Refrigeration | REPL | 0.15 | 0.27933 | 0.43205 | 0.5092 | 0.53001 | 0.52118 | 0.49033 | 0.57005 | 0.64199 | 0.68789
| Evap Fan Motor Replacement_Com, E - Refr | Health Service | Refrigeration | NC | 0.15 | 0.27056 | 0.39043 | 0.46551 | 0.48355 | 0.49911 | 0.50617 | 0.49413 | 0.49252 | 0.48646
| Evap Fan Motor Replacement_Com, E - Refr | Health Service | Refrigeration | RET | 0.0096365 | 0.024648 | 0.039387 | 0.04322 | 0.042666 | 0.041026 | 0.038676 | 0.038117 | 0.037058 | 0.034943
| Evap Fan Motor Replacement_Com, E - Refr | Health Service | Refrigeration | REPL | 0.15 | 0.27077 | 0.40738 | 0.47164 | 0.4871 | 0.47822 | 0.45062 | 0.43706 | 0.41533 | 0.38117
| Evap Fan Speed Controls_Com, E - Refr | Health Service | Refrigeration | NC | 0.15 | 0.2791 | 0.41422 | 0.50344 | 0.52819 | 0.5476 | 0.55636 | 0.54377 | 0.542 | 0.53533
| Evap Fan Speed Controls_Com, E - Refr | Health Service | Refrigeration | RET | 0.0099586 | 0.025711 | 0.042126 | 0.048082 | 0.049679 | 0.050086 | 0.049521 | 0.050684 | 0.051153 | 0.050051
| LowHeat NoHeat Doors_Com, E - Refr | Health Service | Refrigeration | NC | 0.15 | 0.28108 | 0.41987 | 0.51263 | 0.53912 | 0.55954 | 0.56874 | 0.55603 | 0.55421 | 0.54739
| LowHeat NoHeat Doors_Com, E - Refr | Health Service | Refrigeration | RET | 0.0099477 | 0.025683 | 0.04208 | 0.048029 | 0.049625 | 0.050031 | 0.049467 | 0.050629 | 0.051097 | 0.049996
| Refrigerated Vending Machine_Com, E - Refr | Health Service | Refrigeration | NC | 0.15 | 0.27044 | 0.39008 | 0.46497 | 0.48291 | 0.49842 | 0.50546 | 0.49343 | 0.49182 | 0.48576
| Refrigerated Vending Machine_Com, E - Refr | Health Service | Refrigeration | REPL | 0.15 | 0.28052 | 0.44011 | 0.53612 | 0.58555 | 0.61024 | 0.61273 | 0.629 | 0.63482 | 0.62114
| Walk In Refrigeration_Com, E - Refr | Health Service | Refrigeration | NC | 0.15 | 0.2818 | 0.42194 | 0.516 | 0.54315 | 0.56394 | 0.5733 | 0.56055 | 0.55872 | 0.55184
| Refrigeration Tune Up_Com, E - Refr | Health Service | Refrigeration | RET | 0.010031 | 0.025898 | 0.042433 | 0.048431 | 0.05004 | 0.05045 | 0.049882 | 0.051053 | 0.051525 | 0.050415
| ES Ice Machine_Com, E - Refr | Health Service | Refrigeration | NC | 0.35 | 0.47745 | 0.55544 | 0.58431 | 0.57206 | 0.57586 | 0.57614 | 0.56073 | 0.55891 | 0.55203
| ES Ice Machine_Com, E - Refr | Health Service | Refrigeration | REPL | 0.35 | 0.49526 | 0.62667 | 0.67373 | 0.69365 | 0.70506 | 0.69841 | 0.7148 | 0.72141 | 0.70587
| Walk In Cooler Retroft_Com, E - Refr | Health Service | Refrigeration | RET | 0.009988 | 0.025787 | 0.04225 | 0.048223 | 0.049825 | 0.050234 | 0.049667 | 0.050833 | 0.051303 | 0.050198
| HE Built Up Refrig_Com, E - Refr | Health Service | Refrigeration | NC | 0.05 | 0.1202 | 0.22525 | 0.33017 | 0.38766 | 0.42428 | 0.44114 | 0.43633 | 0.43641 | 0.43104
| HE Built Up Refrig_Com, E - Refr | Health Service | Refrigeration | RET | 0.0067083 | 0.015609 | 0.026067 | 0.031112 | 0.032958 | 0.033693 | 0.033359 | 0.034142 | 0.034458 | 0.033715
| Door Gasket Replacement_Com, E - Refr | Health Service | Refrigeration | RET | 0.010032 | 0.028419 | 0.044394 | 0.049155 | 0.05027 | 0.050456 | 0.049888 | 0.051059 | 0.051531 | 0.050421
| EnergyStar Dehumidifier_Com, E - Appl | Health Service | Appliances | NC | 0.4 | 0.6459 | 0.73341 | 0.73967 | 0.70346 | 0.69854 | 0.69758 | 0.67893 | 0.67671 | 0.66838
| EnergyStar Dehumidifier_Com, E - Appl | Health Service | Appliances | REPL | 0.4 | 0.66999 | 0.82746 | 0.85287 | 0.85297 | 0.85526 | 0.84562 | 0.86547 | 0.87347 | 0.85465
| Clothes Washer Elec WH_Com, E - Appl [unit w/ elec dry - Washer] | Health Service | Appliances | NC | 0.4 | 0.60991 | 0.6326 | 0.65592 | 0.62051 | 0.61617 | 0.61532 | 0.60492 | 0.60904 | 0.60762
| Clothes Washer Elec WH_Com, E - Appl [unit w/ elec dry - Washer] | Health Service | Appliances | REPL | 0.4 | 0.63266 | 0.71373 | 0.7563 | 0.7524 | 0.75441 | 0.74591 | 0.76342 | 0.77048 | 0.75388
| Clothes Washer Elec WH_Com, E - Appl [unit w/ elec dry - Dryer] | Health Service | Appliances | NC | 0.4 | 0.60991 | 0.6326 | 0.65592 | 0.62051 | 0.61617 | 0.61532 | 0.60492 | 0.60904 | 0.60762
| Clothes Washer Elec WH_Com, E - Appl [unit w/ elec dry - Dryer] | Health Service | Appliances | REPL | 0.4 | 0.63266 | 0.71373 | 0.7563 | 0.7524 | 0.75441 | 0.74591 | 0.76342 | 0.77048 | 0.75388
| Clothes Washer Elec WH_Com, E - Appl [unit w/ gas dry - Washer] | Health Service | Appliances | NC | 0.4 | 0.60991 | 0.6326 | 0.65592 | 0.62051 | 0.61617 | 0.61532 | 0.60492 | 0.60904 | 0.60762
| Clothes Washer Elec WH_Com, E - Appl [unit w/ gas dry - Washer] | Health Service | Appliances | REPL | 0.4 | 0.63266 | 0.71373 | 0.7563 | 0.7524 | 0.75441 | 0.74591 | 0.76342 | 0.77048 | 0.75388
| Clothes Washer Elec WH_Com, E - Appl [unit w/ propane dry - Washer] | Health Service | Appliances | NC | 0.4 | 0.60991 | 0.6326 | 0.65592 | 0.62051 | 0.61617 | 0.61532 | 0.60492 | 0.60904 | 0.60762
| Clothes Washer Elec WH_Com, E - Appl [unit w/ propane dry - Washer] | Health Service | Appliances | REPL | 0.4 | 0.63266 | 0.71373 | 0.7563 | 0.7524 | 0.75441 | 0.74591 | 0.76342 | 0.77048 | 0.75388
| Clothes Washer Elec WH_Com, P - Oth [unit w/ propane dry - Dryer] | Health Service |  | NC | 0.4 | 0.60941 | 0.63249 | 0.64764 | 0.61383 | 0.5904 | 0.57993 | 0.57795 | 0.57662 | 0.57269
| Clothes Washer Elec WH_Com, P - Oth [unit w/ propane dry - Dryer] | Health Service |  | REPL | 0.4 | 0.6423 | 0.68862 | 0.73042 | 0.72387 | 0.71763 | 0.71225 | 0.70662 | 0.701 | 0.69499
| Clothes Washer Gas WH_Com, E - Appl [unit w/ elec dry - Washer] | Health Service | Appliances | NC | 0.4 | 0.60991 | 0.6326 | 0.65592 | 0.62051 | 0.61617 | 0.61532 | 0.60492 | 0.60904 | 0.60762
| Clothes Washer Gas WH_Com, E - Appl [unit w/ elec dry - Washer] | Health Service | Appliances | REPL | 0.4 | 0.63266 | 0.71373 | 0.7563 | 0.7524 | 0.75441 | 0.74591 | 0.76342 | 0.77048 | 0.75388
| Clothes Washer Gas WH_Com, E - Appl [unit w/ elec dry - Dryer] | Health Service | Appliances | NC | 0.4 | 0.60991 | 0.6326 | 0.65592 | 0.62051 | 0.61617 | 0.61532 | 0.60492 | 0.60904 | 0.60762
| Clothes Washer Gas WH_Com, E - Appl [unit w/ elec dry - Dryer] | Health Service | Appliances | REPL | 0.4 | 0.63266 | 0.71373 | 0.7563 | 0.7524 | 0.75441 | 0.74591 | 0.76342 | 0.77048 | 0.75388
| Clothes Washer Gas WH_Com, G - HWat [unit w/ elec dry - Water Heater] | Health Service |  | NC | 0.4 | 0.61594 | 0.64228 | 0.6598 | 0.62973 | 0.61122 | 0.60677 | 0.61183 | 0.61892 | 0.62309
| Clothes Washer Gas WH_Com, G - HWat [unit w/ elec dry - Water Heater] | Health Service |  | REPL | 0.4 | 0.64917 | 0.69928 | 0.74413 | 0.74261 | 0.74295 | 0.74522 | 0.74804 | 0.75242 | 0.75615
| Clothes Washer Gas WH_Com, E - Appl [unit w/ gas dry - Washer] | Health Service | Appliances | NC | 0.4 | 0.60991 | 0.6326 | 0.65592 | 0.62051 | 0.61617 | 0.61532 | 0.60492 | 0.60904 | 0.60762
| Clothes Washer Gas WH_Com, E - Appl [unit w/ gas dry - Washer] | Health Service | Appliances | REPL | 0.4 | 0.63266 | 0.71373 | 0.7563 | 0.7524 | 0.75441 | 0.74591 | 0.76342 | 0.77048 | 0.75388
| Clothes Washer Gas WH_Com, G - HWat [unit w/ gas dry - Water Heater] | Health Service |  | NC | 0.4 | 0.61594 | 0.64228 | 0.6598 | 0.62973 | 0.61122 | 0.60677 | 0.61183 | 0.61892 | 0.62309
| Clothes Washer Gas WH_Com, G - HWat [unit w/ gas dry - Water Heater] | Health Service |  | REPL | 0.4 | 0.64917 | 0.69928 | 0.74413 | 0.74261 | 0.74295 | 0.74522 | 0.74804 | 0.75242 | 0.75615
| Clothes Washer Gas WH_Com, E - Appl [unit w/ propane dry - Washer] | Health Service | Appliances | NC | 0.4 | 0.60991 | 0.6326 | 0.65592 | 0.62051 | 0.61617 | 0.61532 | 0.60492 | 0.60904 | 0.60762
| Clothes Washer Gas WH_Com, E - Appl [unit w/ propane dry - Washer] | Health Service | Appliances | REPL | 0.4 | 0.63266 | 0.71373 | 0.7563 | 0.7524 | 0.75441 | 0.74591 | 0.76342 | 0.77048 | 0.75388
| Clothes Washer Gas WH_Com, P - Oth [unit w/ propane dry - Dryer] | Health Service |  | NC | 0.4 | 0.60941 | 0.63249 | 0.64764 | 0.61383 | 0.5904 | 0.57993 | 0.57795 | 0.57662 | 0.57269
| Clothes Washer Gas WH_Com, P - Oth [unit w/ propane dry - Dryer] | Health Service |  | REPL | 0.4 | 0.6423 | 0.68862 | 0.73042 | 0.72387 | 0.71763 | 0.71225 | 0.70662 | 0.701 | 0.69499
| Clothes Washer Gas WH_Com, G - HWat [unit w/ propane dry - Water Heater] | Health Service |  | NC | 0.4 | 0.61594 | 0.64228 | 0.6598 | 0.62973 | 0.61122 | 0.60677 | 0.61183 | 0.61892 | 0.62309
| Clothes Washer Gas WH_Com, G - HWat [unit w/ propane dry - Water Heater] | Health Service |  | REPL | 0.4 | 0.64917 | 0.69928 | 0.74413 | 0.74261 | 0.74295 | 0.74522 | 0.74804 | 0.75242 | 0.75615
| Clothes Washer Oil WH_Com, E - Appl [unit w/ elec dry - Washer] | Health Service | Appliances | NC | 0.4 | 0.60991 | 0.6326 | 0.65592 | 0.62051 | 0.61617 | 0.61532 | 0.60492 | 0.60904 | 0.60762
| Clothes Washer Oil WH_Com, E - Appl [unit w/ elec dry - Washer] | Health Service | Appliances | REPL | 0.4 | 0.63266 | 0.71373 | 0.7563 | 0.7524 | 0.75441 | 0.74591 | 0.76342 | 0.77048 | 0.75388
| Clothes Washer Oil WH_Com, E - Appl [unit w/ elec dry - Dryer] | Health Service | Appliances | NC | 0.4 | 0.60991 | 0.6326 | 0.65592 | 0.62051 | 0.61617 | 0.61532 | 0.60492 | 0.60904 | 0.60762
| Clothes Washer Oil WH_Com, E - Appl [unit w/ elec dry - Dryer] | Health Service | Appliances | REPL | 0.4 | 0.63266 | 0.71373 | 0.7563 | 0.7524 | 0.75441 | 0.74591 | 0.76342 | 0.77048 | 0.75388
| Clothes Washer Oil WH_Com, O - HWat [unit w/ elec dry - Water Heater] | Health Service |  | NC | 0.4 | 0.60941 | 0.63249 | 0.64764 | 0.61383 | 0.5904 | 0.57993 | 0.57795 | 0.57662 | 0.57269
| Clothes Washer Oil WH_Com, O - HWat [unit w/ elec dry - Water Heater] | Health Service |  | REPL | 0.4 | 0.6423 | 0.68862 | 0.73042 | 0.72387 | 0.71763 | 0.71225 | 0.70662 | 0.701 | 0.69499
| Clothes Washer Oil WH_Com, E - Appl [unit w/ gas dry - Washer] | Health Service | Appliances | NC | 0.4 | 0.60991 | 0.6326 | 0.65592 | 0.62051 | 0.61617 | 0.61532 | 0.60492 | 0.60904 | 0.60762
| Clothes Washer Oil WH_Com, E - Appl [unit w/ gas dry - Washer] | Health Service | Appliances | REPL | 0.4 | 0.63266 | 0.71373 | 0.7563 | 0.7524 | 0.75441 | 0.74591 | 0.76342 | 0.77048 | 0.75388
| Clothes Washer Oil WH_Com, O - HWat [unit w/ gas dry - Water Heater] | Health Service |  | NC | 0.4 | 0.60941 | 0.63249 | 0.64764 | 0.61383 | 0.5904 | 0.57993 | 0.57795 | 0.57662 | 0.57269
| Clothes Washer Oil WH_Com, O - HWat [unit w/ gas dry - Water Heater] | Health Service |  | REPL | 0.4 | 0.6423 | 0.68862 | 0.73042 | 0.72387 | 0.71763 | 0.71225 | 0.70662 | 0.701 | 0.69499
| Clothes Washer Oil WH_Com, E - Appl [unit w/ propane dry - Washer] | Health Service | Appliances | NC | 0.4 | 0.60991 | 0.6326 | 0.65592 | 0.62051 | 0.61617 | 0.61532 | 0.60492 | 0.60904 | 0.60762
| Clothes Washer Oil WH_Com, E - Appl [unit w/ propane dry - Washer] | Health Service | Appliances | REPL | 0.4 | 0.63266 | 0.71373 | 0.7563 | 0.7524 | 0.75441 | 0.74591 | 0.76342 | 0.77048 | 0.75388
| Clothes Washer Oil WH_Com, P - Oth [unit w/ propane dry - Dryer] | Health Service |  | NC | 0.4 | 0.60941 | 0.63249 | 0.64764 | 0.61383 | 0.5904 | 0.57993 | 0.57795 | 0.57662 | 0.57269
| Clothes Washer Oil WH_Com, P - Oth [unit w/ propane dry - Dryer] | Health Service |  | REPL | 0.4 | 0.6423 | 0.68862 | 0.73042 | 0.72387 | 0.71763 | 0.71225 | 0.70662 | 0.701 | 0.69499
| Clothes Washer Oil WH_Com, O - HWat [unit w/ propane dry - Water Heater] | Health Service |  | NC | 0.4 | 0.60941 | 0.63249 | 0.64764 | 0.61383 | 0.5904 | 0.57993 | 0.57795 | 0.57662 | 0.57269
| Clothes Washer Oil WH_Com, O - HWat [unit w/ propane dry - Water Heater] | Health Service |  | REPL | 0.4 | 0.6423 | 0.68862 | 0.73042 | 0.72387 | 0.71763 | 0.71225 | 0.70662 | 0.701 | 0.69499
| Clothes Washer Propane WH_Com, E - Appl [unit w/ elec dry - Washer] | Health Service | Appliances | NC | 0.4 | 0.60991 | 0.6326 | 0.65592 | 0.62051 | 0.61617 | 0.61532 | 0.60492 | 0.60904 | 0.60762
| Clothes Washer Propane WH_Com, E - Appl [unit w/ elec dry - Washer] | Health Service | Appliances | REPL | 0.4 | 0.63266 | 0.71373 | 0.7563 | 0.7524 | 0.75441 | 0.74591 | 0.76342 | 0.77048 | 0.75388
| Clothes Washer Propane WH_Com, E - Appl [unit w/ elec dry - Dryer] | Health Service | Appliances | NC | 0.4 | 0.60991 | 0.6326 | 0.65592 | 0.62051 | 0.61617 | 0.61532 | 0.60492 | 0.60904 | 0.60762
| Clothes Washer Propane WH_Com, E - Appl [unit w/ elec dry - Dryer] | Health Service | Appliances | REPL | 0.4 | 0.63266 | 0.71373 | 0.7563 | 0.7524 | 0.75441 | 0.74591 | 0.76342 | 0.77048 | 0.75388
| Clothes Washer Propane WH_Com, P - HWat [unit w/ elec dry - Water Heater] | Health Service |  | NC | 0.4 | 0.60941 | 0.63249 | 0.64764 | 0.61383 | 0.5904 | 0.57993 | 0.57795 | 0.57662 | 0.57269
| Clothes Washer Propane WH_Com, P - HWat [unit w/ elec dry - Water Heater] | Health Service |  | REPL | 0.4 | 0.6423 | 0.68862 | 0.73042 | 0.72387 | 0.71763 | 0.71225 | 0.70662 | 0.701 | 0.69499
| Clothes Washer Propane WH_Com, E - Appl [unit w/ gas dry - Washer] | Health Service | Appliances | NC | 0.4 | 0.60991 | 0.6326 | 0.65592 | 0.62051 | 0.61617 | 0.61532 | 0.60492 | 0.60904 | 0.60762
| Clothes Washer Propane WH_Com, E - Appl [unit w/ gas dry - Washer] | Health Service | Appliances | REPL | 0.4 | 0.63266 | 0.71373 | 0.7563 | 0.7524 | 0.75441 | 0.74591 | 0.76342 | 0.77048 | 0.75388
| Clothes Washer Propane WH_Com, P - HWat [unit w/ gas dry - Water Heater] | Health Service |  | NC | 0.4 | 0.60941 | 0.63249 | 0.64764 | 0.61383 | 0.5904 | 0.57993 | 0.57795 | 0.57662 | 0.57269
| Clothes Washer Propane WH_Com, P - HWat [unit w/ gas dry - Water Heater] | Health Service |  | REPL | 0.4 | 0.6423 | 0.68862 | 0.73042 | 0.72387 | 0.71763 | 0.71225 | 0.70662 | 0.701 | 0.69499
| Clothes Washer Propane WH_Com, E - Appl [unit w/ propane dry - Washer] | Health Service | Appliances | NC | 0.4 | 0.60991 | 0.6326 | 0.65592 | 0.62051 | 0.61617 | 0.61532 | 0.60492 | 0.60904 | 0.60762
| Clothes Washer Propane WH_Com, E - Appl [unit w/ propane dry - Washer] | Health Service | Appliances | REPL | 0.4 | 0.63266 | 0.71373 | 0.7563 | 0.7524 | 0.75441 | 0.74591 | 0.76342 | 0.77048 | 0.75388
| Clothes Washer Propane WH_Com, P - Oth [unit w/ propane dry - Dryer] | Health Service |  | NC | 0.4 | 0.60941 | 0.63249 | 0.64764 | 0.61383 | 0.5904 | 0.57993 | 0.57795 | 0.57662 | 0.57269
| Clothes Washer Propane WH_Com, P - Oth [unit w/ propane dry - Dryer] | Health Service |  | REPL | 0.4 | 0.6423 | 0.68862 | 0.73042 | 0.72387 | 0.71763 | 0.71225 | 0.70662 | 0.701 | 0.69499
| Clothes Washer Propane WH_Com, P - HWat [unit w/ propane dry - Water Heater] | Health Service |  | NC | 0.4 | 0.60941 | 0.63249 | 0.64764 | 0.61383 | 0.5904 | 0.57993 | 0.57795 | 0.57662 | 0.57269
| Clothes Washer Propane WH_Com, P - HWat [unit w/ propane dry - Water Heater] | Health Service |  | REPL | 0.4 | 0.6423 | 0.68862 | 0.73042 | 0.72387 | 0.71763 | 0.71225 | 0.70662 | 0.701 | 0.69499
| Dishwasher_Com, E - Appl [Building w elec WH] | Health Service | Appliances | NC | 0.4 | 0.66263 | 0.75988 | 0.76844 | 0.73144 | 0.72632 | 0.72532 | 0.70593 | 0.70363 | 0.69497
| Dishwasher_Com, E - Appl [Building w elec WH] | Health Service | Appliances | REPL | 0.4 | 0.68734 | 0.85732 | 0.88604 | 0.8869 | 0.88927 | 0.87925 | 0.89989 | 0.90821 | 0.88865
| Dishwasher_Com, E - Appl [Building w gas WH] | Health Service | Appliances | NC | 0.4 | 0.66671 | 0.7664 | 0.77555 | 0.73835 | 0.73319 | 0.73218 | 0.7126 | 0.71028 | 0.70154
| Dishwasher_Com, E - Appl [Building w gas WH] | Health Service | Appliances | REPL | 0.4 | 0.69157 | 0.86468 | 0.89423 | 0.89529 | 0.89768 | 0.88756 | 0.9084 | 0.9168 | 0.89705
| Dishwasher_Com, G - HWat [Building w gas WH] | Health Service |  | NC | 0.4 | 0.67329 | 0.77812 | 0.78013 | 0.74932 | 0.7273 | 0.72201 | 0.72075 | 0.7218 | 0.7194
| Dishwasher_Com, G - HWat [Building w gas WH] | Health Service |  | REPL | 0.4 | 0.70963 | 0.84717 | 0.87985 | 0.88364 | 0.88404 | 0.88674 | 0.89011 | 0.89531 | 0.89975
| Dishwasher_Com, E - Appl [Building w oil WH] | Health Service | Appliances | NC | 0.4 | 0.65584 | 0.74908 | 0.75669 | 0.72 | 0.71497 | 0.71398 | 0.69489 | 0.69262 | 0.6841
| Dishwasher_Com, E - Appl [Building w oil WH] | Health Service | Appliances | REPL | 0.4 | 0.68029 | 0.84514 | 0.87249 | 0.87303 | 0.87537 | 0.8655 | 0.88582 | 0.89401 | 0.87475
| Dishwasher_Com, O - HWat [Building w oil WH] | Health Service |  | NC | 0.4 | 0.6553 | 0.74895 | 0.74713 | 0.71225 | 0.68506 | 0.67291 | 0.66391 | 0.65576 | 0.64478
| Dishwasher_Com, O - HWat [Building w oil WH] | Health Service |  | REPL | 0.4 | 0.69066 | 0.81541 | 0.84263 | 0.83993 | 0.83269 | 0.82645 | 0.81991 | 0.81339 | 0.80641
| Dishwasher_Com, E - Appl [Building w propane WH] | Health Service | Appliances | NC | 0.4 | 0.65859 | 0.75345 | 0.76144 | 0.72462 | 0.71955 | 0.71856 | 0.69935 | 0.69707 | 0.68849
| Dishwasher_Com, E - Appl [Building w propane WH] | Health Service | Appliances | REPL | 0.4 | 0.68314 | 0.85006 | 0.87796 | 0.87864 | 0.88099 | 0.87106 | 0.89151 | 0.89975 | 0.88037
| Dishwasher_Com, P - HWat [Building w propane WH] | Health Service |  | NC | 0.4 | 0.65805 | 0.75331 | 0.75182 | 0.71682 | 0.68945 | 0.67723 | 0.66817 | 0.65996 | 0.64892
| Dishwasher_Com, P - HWat [Building w propane WH] | Health Service |  | REPL | 0.4 | 0.69356 | 0.82016 | 0.84792 | 0.84532 | 0.83803 | 0.83175 | 0.82518 | 0.81861 | 0.81159
| Faucet Aerator_Com, G - HWat | Health Service |  | RET | 0.028197 | 0.041124 | 0.045729 | 0.046605 | 0.046532 | 0.046552 | 0.046695 | 0.046872 | 0.047146 | 0.04738
| Faucet Aerator_Com, O - HWat | Health Service |  | RET | 0.029977 | 0.043259 | 0.047877 | 0.048635 | 0.048222 | 0.047806 | 0.047448 | 0.047073 | 0.046698 | 0.046298
| Faucet Aerator_Com, P - HWat | Health Service |  | RET | 0.030097 | 0.043431 | 0.048067 | 0.048829 | 0.048414 | 0.047996 | 0.047636 | 0.04726 | 0.046884 | 0.046482
| Pre Rinse Sprayers_Com, G - HWat | Health Service |  | RET | 0.030095 | 0.043893 | 0.048808 | 0.049743 | 0.049664 | 0.049686 | 0.049838 | 0.050027 | 0.05032 | 0.050569
| Pre Rinse Sprayers_Com, O - HWat | Health Service |  | RET | 0.030097 | 0.043431 | 0.048067 | 0.048829 | 0.048414 | 0.047996 | 0.047636 | 0.04726 | 0.046884 | 0.046482
| Pre Rinse Sprayers_Com, P - HWat | Health Service |  | RET | 0.030097 | 0.043431 | 0.048067 | 0.048829 | 0.048414 | 0.047996 | 0.047636 | 0.04726 | 0.046884 | 0.046482
| FF Storage Water Heater_Com, G - HWat | Health Service |  | NC | 0.3 | 0.33166 | 0.41289 | 0.43986 | 0.50378 | 0.48898 | 0.48542 | 0.48457 | 0.48528 | 0.48367
| FF Storage Water Heater_Com, G - HWat | Health Service |  | RET | 0.0044651 | 0.011793 | 0.0183 | 0.02071 | 0.021152 | 0.020955 | 0.020699 | 0.022029 | 0.022398 | 0.022509
| FF Storage Water Heater_Com, G - HWat | Health Service |  | REPL | 0.3 | 0.34385 | 0.43388 | 0.4682 | 0.5475 | 0.53448 | 0.5228 | 0.55358 | 0.58578 | 0.60492
| FF Storage Water Heater_Com, O - HWat | Health Service |  | NC | 0.3 | 0.3303 | 0.33557 | 0.32592 | 0.30891 | 0.29712 | 0.29185 | 0.28795 | 0.28441 | 0.27965
| FF Storage Water Heater_Com, O - HWat | Health Service |  | RET | 0.0045799 | 0.011967 | 0.018479 | 0.020838 | 0.021127 | 0.020732 | 0.020255 | 0.0213 | 0.021403 | 0.02122
| FF Storage Water Heater_Com, O - HWat | Health Service |  | REPL | 0.3 | 0.3423 | 0.35229 | 0.34639 | 0.33499 | 0.32383 | 0.31319 | 0.32763 | 0.34179 | 0.34975
| FF Storage Water Heater_Com, P - HWat | Health Service |  | NC | 0.3 | 0.40443 | 0.4467 | 0.44613 | 0.42806 | 0.41172 | 0.40442 | 0.39901 | 0.39411 | 0.38751
| FF Storage Water Heater_Com, P - HWat | Health Service |  | RET | 0.0051136 | 0.013357 | 0.020605 | 0.0232 | 0.02348 | 0.022999 | 0.022428 | 0.023559 | 0.023898 | 0.023693
| FF Storage Water Heater_Com, P - HWat | Health Service |  | REPL | 0.3 | 0.41829 | 0.46693 | 0.47077 | 0.45947 | 0.44271 | 0.42669 | 0.44543 | 0.46382 | 0.48159
| FF Instantaneous Water Heater_Com, G - HWat | Health Service |  | NC | 0.3 | 0.33166 | 0.36702 | 0.39588 | 0.41982 | 0.43193 | 0.42879 | 0.42804 | 0.42866 | 0.42724
| FF Instantaneous Water Heater_Com, G - HWat | Health Service |  | RET | 0.0048113 | 0.01145 | 0.018113 | 0.021439 | 0.022438 | 0.022519 | 0.022247 | 0.021965 | 0.02173 | 0.021479
| FF Instantaneous Water Heater_Com, G - HWat | Health Service |  | REPL | 0.3 | 0.34385 | 0.38574 | 0.42113 | 0.4553 | 0.47022 | 0.45899 | 0.44802 | 0.43784 | 0.42716
| FF Instantaneous Water Heater_Com, O - HWat | Health Service |  | NC | 0.3 | 0.32815 | 0.36142 | 0.38858 | 0.40922 | 0.41721 | 0.40982 | 0.40434 | 0.39937 | 0.39268
| FF Instantaneous Water Heater_Com, O - HWat | Health Service |  | RET | 0.0049043 | 0.011547 | 0.018178 | 0.021441 | 0.022277 | 0.022148 | 0.021644 | 0.021113 | 0.020595 | 0.020076
| FF Instantaneous Water Heater_Com, O - HWat | Health Service |  | REPL | 0.3 | 0.3401 | 0.3796 | 0.41289 | 0.44306 | 0.45318 | 0.43744 | 0.42173 | 0.40623 | 0.3907
| FF Instantaneous Water Heater_Com, P - HWat | Health Service |  | NC | 0.3 | 0.32815 | 0.36142 | 0.38858 | 0.40922 | 0.41721 | 0.40982 | 0.40434 | 0.39937 | 0.39268
| FF Instantaneous Water Heater_Com, P - HWat | Health Service |  | RET | 0.0053435 | 0.012577 | 0.019786 | 0.02331 | 0.024185 | 0.024009 | 0.023427 | 0.022818 | 0.022223 | 0.021631
| FF Instantaneous Water Heater_Com, P - HWat | Health Service |  | REPL | 0.3 | 0.33959 | 0.37835 | 0.41062 | 0.43952 | 0.44835 | 0.43154 | 0.41478 | 0.39825 | 0.38171
| Clothes Dryer_Com, E - Appl | Health Service | Appliances | NC | 0.4 | 0.64591 | 0.73341 | 0.73968 | 0.70346 | 0.69854 | 0.69758 | 0.67893 | 0.67671 | 0.66838
| Clothes Dryer_Com, E - Appl | Health Service | Appliances | RET | 0 | 0.0073892 | 0.020633 | 0.028699 | 0.030674 | 0.030543 | 0.029247 | 0.02938 | 0.02911 | 0.02797
| Clothes Dryer_Com, E - Appl | Health Service | Appliances | REPL | 0.4 | 0.6649 | 0.80432 | 0.80408 | 0.77662 | 0.75039 | 0.71394 | 0.71204 | 0.69979 | 0.66629
| Clothes Dryer_Com, P - Oth | Health Service |  | NC | 0.4 | 0.63565 | 0.71808 | 0.71407 | 0.68006 | 0.65409 | 0.6425 | 0.6339 | 0.62611 | 0.61563
| Clothes Dryer_Com, P - Oth | Health Service |  | RET | 0 | 0.006932 | 0.018405 | 0.025665 | 0.027385 | 0.027025 | 0.026042 | 0.025417 | 0.024811 | 0.024209
| Clothes Dryer_Com, P - Oth | Health Service |  | REPL | 0.4 | 0.66525 | 0.76159 | 0.76277 | 0.73563 | 0.70497 | 0.67555 | 0.6553 | 0.63529 | 0.61517
| Pnemautic to DDC_Com, E - TotE [Building w Elec Heat] | Health Service | Total Electric | RET | 0 | 0.0010936 | 0.0035223 | 0.0077335 | 0.013729 | 0.020025 | 0.024391 | 0.027664 | 0.02926 | 0.028629
| Pnemautic to DDC_Com, E - TotE [Building w Gas Heat] | Health Service | Total Electric | RET | 0 | 0.00089345 | 0.0028776 | 0.006318 | 0.011216 | 0.016359 | 0.019927 | 0.0226 | 0.023904 | 0.023389
| Pnemautic to DDC_Com, G - TotF [Building w Gas Heat] | Health Service |  | RET | 0 | 0.00091677 | 0.0028193 | 0.0062164 | 0.011071 | 0.016111 | 0.019908 | 0.022145 | 0.023344 | 0.02346
| Pnemautic to DDC_Com, E - TotE [Building w Oil Heat] | Health Service | Total Electric | RET | 0 | 0.00093145 | 0.003 | 0.0065867 | 0.011694 | 0.017055 | 0.020774 | 0.023561 | 0.024921 | 0.024384
| Pnemautic to DDC_Com, O - TotF [Building w Oil Heat] | Health Service |  | RET | 0 | 0.00094564 | 0.0028945 | 0.0063614 | 0.01125 | 0.016224 | 0.019837 | 0.021808 | 0.022674 | 0.022479
| Pnemautic to DDC_Com, E - TotE [Building w Propane Heat] | Health Service | Total Electric | RET | 0 | 0.00089808 | 0.0028925 | 0.0063508 | 0.011275 | 0.016444 | 0.02003 | 0.022717 | 0.024028 | 0.023511
| Pnemautic to DDC_Com, P - TotF [Building w Propane Heat] | Health Service |  | RET | 0 | 0.00091177 | 0.0027908 | 0.0061335 | 0.010847 | 0.015643 | 0.019126 | 0.021027 | 0.021861 | 0.021674
| Data Center_Com, E - TotE [Building w Elec Heat] | Health Service | Total Electric | NC | 0.07 | 0.11453 | 0.17158 | 0.23117 | 0.27491 | 0.31592 | 0.34434 | 0.35237 | 0.3602 | 0.35576
| Data Center_Com, E - TotE [Building w Elec Heat] | Health Service | Total Electric | RET | 0 | 0.0013259 | 0.0042704 | 0.009376 | 0.016645 | 0.024278 | 0.029572 | 0.033539 | 0.035474 | 0.03471
| Data Center_Com, E - TotE [Building w Gas Heat] | Health Service | Total Electric | NC | 0.07 | 0.11453 | 0.17158 | 0.23117 | 0.27491 | 0.31592 | 0.34434 | 0.35237 | 0.3602 | 0.35576
| Data Center_Com, E - TotE [Building w Gas Heat] | Health Service | Total Electric | RET | 0 | 0.0013259 | 0.0042704 | 0.009376 | 0.016645 | 0.024278 | 0.029572 | 0.033539 | 0.035474 | 0.03471
| Data Center_Com, G - TotF [Building w Gas Heat] | Health Service |  | NC | 0.07 | 0.11566 | 0.1742 | 0.23254 | 0.27899 | 0.31339 | 0.33956 | 0.3564 | 0.36604 | 0.36482
| Data Center_Com, G - TotF [Building w Gas Heat] | Health Service |  | RET | 0 | 0.0013605 | 0.0041839 | 0.0092252 | 0.016429 | 0.023909 | 0.029544 | 0.032863 | 0.034642 | 0.034814
| Data Center_Com, E - TotE [Building w Oil Heat] | Health Service | Total Electric | NC | 0.07 | 0.11453 | 0.17158 | 0.23117 | 0.27491 | 0.31592 | 0.34434 | 0.35237 | 0.3602 | 0.35576
| Data Center_Com, E - TotE [Building w Oil Heat] | Health Service | Total Electric | RET | 0 | 0.0013259 | 0.0042704 | 0.009376 | 0.016645 | 0.024278 | 0.029572 | 0.033539 | 0.035474 | 0.03471
| Data Center_Com, O - TotF [Building w Oil Heat] | Health Service |  | NC | 0.07 | 0.11444 | 0.17155 | 0.22825 | 0.27195 | 0.30271 | 0.32454 | 0.33666 | 0.34102 | 0.33531
| Data Center_Com, O - TotF [Building w Oil Heat] | Health Service |  | RET | 0 | 0.0013461 | 0.0041202 | 0.0090552 | 0.016014 | 0.023094 | 0.028237 | 0.031044 | 0.032275 | 0.031998
| Data Center_Com, E - TotE [Building w Propane Heat] | Health Service | Total Electric | NC | 0.07 | 0.11453 | 0.17158 | 0.23117 | 0.27491 | 0.31592 | 0.34434 | 0.35237 | 0.3602 | 0.35576
| Data Center_Com, E - TotE [Building w Propane Heat] | Health Service | Total Electric | RET | 0 | 0.0013259 | 0.0042704 | 0.009376 | 0.016645 | 0.024278 | 0.029572 | 0.033539 | 0.035474 | 0.03471
| Data Center_Com, P - TotF [Building w Propane Heat] | Health Service |  | NC | 0.07 | 0.11444 | 0.17155 | 0.22825 | 0.27195 | 0.30271 | 0.32454 | 0.33666 | 0.34102 | 0.33531
| Data Center_Com, P - TotF [Building w Propane Heat] | Health Service |  | RET | 0 | 0.0013461 | 0.0041202 | 0.0090552 | 0.016014 | 0.023094 | 0.028237 | 0.031044 | 0.032275 | 0.031998
| RCx_Com, E - TotE [Building w Elec Heat] | Health Service | Total Electric | RET | 0.0093752 | 0.013688 | 0.019118 | 0.023635 | 0.028215 | 0.028291 | 0.027972 | 0.028629 | 0.028894 | 0.028271
| RCx_Com, E - TotE [Building w Gas Heat] | Health Service | Total Electric | RET | 0.0088898 | 0.012979 | 0.018128 | 0.022411 | 0.026755 | 0.026826 | 0.026524 | 0.027147 | 0.027398 | 0.026807
| RCx_Com, G - TotF [Building w Gas Heat] | Health Service |  | RET | 0.0088898 | 0.013318 | 0.017761 | 0.022051 | 0.026407 | 0.026418 | 0.026499 | 0.0266 | 0.026755 | 0.026888
| RCx_Com, E - TotE [Building w Oil Heat] | Health Service | Total Electric | RET | 0.0081526 | 0.011903 | 0.016625 | 0.020553 | 0.024536 | 0.024602 | 0.024325 | 0.024896 | 0.025126 | 0.024584
| RCx_Com, O - TotF [Building w Oil Heat] | Health Service |  | RET | 0.0081526 | 0.012084 | 0.01604 | 0.01985 | 0.023606 | 0.023402 | 0.023227 | 0.023043 | 0.02286 | 0.022664
| RCx_Com, E - TotE [Building w Propane Heat] | Health Service | Total Electric | RET | 0.0081771 | 0.011938 | 0.016675 | 0.020615 | 0.02461 | 0.024676 | 0.024398 | 0.02497 | 0.025201 | 0.024658
| RCx_Com, P - TotF [Building w Propane Heat] | Health Service |  | RET | 0.0081771 | 0.01212 | 0.016088 | 0.019909 | 0.023677 | 0.023473 | 0.023297 | 0.023112 | 0.022929 | 0.022732
| Commissioning_Com, E - TotE [Building w Elec Heat] | Health Service | Total Electric | NC | 0.15 | 0.19435 | 0.2351 | 0.26383 | 0.27308 | 0.28568 | 0.29377 | 0.28597 | 0.28792 | 0.28725
| Commissioning_Com, E - TotE [Building w Gas Heat] | Health Service | Total Electric | NC | 0.15 | 0.18979 | 0.22476 | 0.24817 | 0.25408 | 0.26402 | 0.26918 | 0.26199 | 0.26377 | 0.26315
| Commissioning_Com, G - TotF [Building w Gas Heat] | Health Service |  | NC | 0.15 | 0.19166 | 0.2282 | 0.24964 | 0.25785 | 0.2619 | 0.26544 | 0.26498 | 0.26805 | 0.26986
| Commissioning_Com, E - TotE [Building w Oil Heat] | Health Service | Total Electric | NC | 0.15 | 0.19174 | 0.22914 | 0.25474 | 0.26201 | 0.27302 | 0.27937 | 0.2719 | 0.27375 | 0.27311
| Commissioning_Com, O - TotF [Building w Oil Heat] | Health Service |  | NC | 0.15 | 0.19159 | 0.2291 | 0.25153 | 0.25919 | 0.2616 | 0.2633 | 0.25978 | 0.25918 | 0.25742
| Commissioning_Com, E - TotE [Building w Propane Heat] | Health Service | Total Electric | NC | 0.15 | 0.19018 | 0.22563 | 0.24946 | 0.25563 | 0.26578 | 0.27117 | 0.26392 | 0.26572 | 0.2651
| Commissioning_Com, P - TotF [Building w Propane Heat] | Health Service |  | NC | 0.15 | 0.19002 | 0.22559 | 0.24631 | 0.25288 | 0.25467 | 0.25557 | 0.25215 | 0.25157 | 0.24986
| Integrated Building Design_Com, E - TotE [Building w Elec Heat] | Health Service | Total Electric | NC | 0.07 | 0.10291 | 0.14212 | 0.17866 | 0.19929 | 0.21514 | 0.22002 | 0.21065 | 0.20081 | 0.18383
| Integrated Building Design_Com, E - TotE [Building w Gas Heat] | Health Service | Total Electric | NC | 0.07 | 0.10291 | 0.14212 | 0.17866 | 0.19929 | 0.21514 | 0.22002 | 0.21065 | 0.20081 | 0.18383
| Integrated Building Design_Com, G - TotF [Building w Gas Heat] | Health Service |  | NC | 0.07 | 0.10393 | 0.1443 | 0.17971 | 0.20225 | 0.21341 | 0.21697 | 0.21305 | 0.20407 | 0.18851
| Integrated Building Design_Com, E - TotE [Building w Oil Heat] | Health Service | Total Electric | NC | 0.07 | 0.10291 | 0.14212 | 0.17866 | 0.19929 | 0.21514 | 0.22002 | 0.21065 | 0.20081 | 0.18383
| Integrated Building Design_Com, O - TotF [Building w Oil Heat] | Health Service |  | NC | 0.07 | 0.10283 | 0.1421 | 0.1764 | 0.19714 | 0.20614 | 0.20737 | 0.20125 | 0.19012 | 0.17326
| Integrated Building Design_Com, E - TotE [Building w Propane Heat] | Health Service | Total Electric | NC | 0.07 | 0.10291 | 0.14212 | 0.17866 | 0.19929 | 0.21514 | 0.22002 | 0.21065 | 0.20081 | 0.18383
| Integrated Building Design_Com, P - TotF [Building w Propane Heat] | Health Service |  | NC | 0.07 | 0.10283 | 0.1421 | 0.1764 | 0.19714 | 0.20614 | 0.20737 | 0.20125 | 0.19012 | 0.17326
| Deep Energy Retrofit_Com, E - TotE [Building w Elec Heat] | Health Service | Total Electric | RET | 0.0041128 | 0.0088995 | 0.017553 | 0.026829 | 0.034293 | 0.038922 | 0.040686 | 0.041864 | 0.042251 | 0.041341
| Deep Energy Retrofit_Com, E - TotE [Building w Gas Heat] | Health Service | Total Electric | RET | 0.0037154 | 0.0080394 | 0.015857 | 0.024236 | 0.030979 | 0.03516 | 0.036754 | 0.037819 | 0.038168 | 0.037346
| Deep Energy Retrofit_Com, G - TotF [Building w Gas Heat] | Health Service |  | RET | 0.0037154 | 0.0082493 | 0.015536 | 0.023846 | 0.030576 | 0.034626 | 0.03672 | 0.037057 | 0.037274 | 0.037458
| Deep Energy Retrofit_Com, E - TotE [Building w Oil Heat] | Health Service | Total Electric | RET | 0.003865 | 0.0083632 | 0.016495 | 0.025212 | 0.032226 | 0.036576 | 0.038234 | 0.039342 | 0.039705 | 0.03885
| Deep Energy Retrofit_Com, O - TotF [Building w Oil Heat] | Health Service |  | RET | 0.003865 | 0.0084907 | 0.015915 | 0.024349 | 0.031005 | 0.034793 | 0.036509 | 0.036414 | 0.036125 | 0.035815
| Deep Energy Retrofit_Com, E - TotE [Building w Propane Heat] | Health Service | Total Electric | RET | 0.0037343 | 0.0080804 | 0.015937 | 0.024359 | 0.031137 | 0.035339 | 0.036941 | 0.038011 | 0.038363 | 0.037536
| Deep Energy Retrofit_Com, P - TotF [Building w Propane Heat] | Health Service |  | RET | 0.0037343 | 0.0082036 | 0.015377 | 0.023526 | 0.029956 | 0.033616 | 0.035274 | 0.035183 | 0.034903 | 0.034604
| EMS_Com, E - TotE [Building w Elec Heat] | Health Service | Total Electric | NC | 0.07 | 0.070879 | 0.080856 | 0.10096 | 0.12309 | 0.1443 | 0.15469 | 0.15234 | 0.1548 | 0.15407
| EMS_Com, E - TotE [Building w Elec Heat] | Health Service | Total Electric | RET | 0.0029614 | 0.0042009 | 0.0079706 | 0.013966 | 0.019495 | 0.022439 | 0.02323 | 0.024115 | 0.024338 | 0.023813
| EMS_Com, E - TotE [Building w Gas Heat] | Health Service | Total Electric | NC | 0.07 | 0.070879 | 0.080856 | 0.10096 | 0.12309 | 0.1443 | 0.15469 | 0.15234 | 0.1548 | 0.15407
| EMS_Com, E - TotE [Building w Gas Heat] | Health Service | Total Electric | RET | 0.0021753 | 0.0030858 | 0.0058549 | 0.010259 | 0.01432 | 0.016483 | 0.017064 | 0.017714 | 0.017877 | 0.017492
| EMS_Com, G - TotF [Building w Gas Heat] | Health Service |  | NC | 0.07 | 0.071579 | 0.082093 | 0.10156 | 0.12492 | 0.14314 | 0.15254 | 0.15408 | 0.15731 | 0.158
| EMS_Com, G - TotF [Building w Gas Heat] | Health Service |  | RET | 0.0021753 | 0.0031664 | 0.0057363 | 0.010094 | 0.014134 | 0.016232 | 0.017048 | 0.017357 | 0.017458 | 0.017545
| EMS_Com, E - TotE [Building w Oil Heat] | Health Service | Total Electric | NC | 0.07 | 0.070879 | 0.080856 | 0.10096 | 0.12309 | 0.1443 | 0.15469 | 0.15234 | 0.1548 | 0.15407
| EMS_Com, E - TotE [Building w Oil Heat] | Health Service | Total Electric | RET | 0.0019745 | 0.002801 | 0.0053145 | 0.009312 | 0.012999 | 0.014962 | 0.015489 | 0.016079 | 0.016228 | 0.015878
| EMS_Com, O - TotF [Building w Oil Heat] | Health Service |  | NC | 0.07 | 0.070821 | 0.080842 | 0.099685 | 0.12177 | 0.13826 | 0.14579 | 0.14554 | 0.14656 | 0.14522
| EMS_Com, O - TotF [Building w Oil Heat] | Health Service |  | RET | 0.0019745 | 0.0028437 | 0.0051276 | 0.0089934 | 0.012506 | 0.014232 | 0.01479 | 0.014883 | 0.014764 | 0.014638
| EMS_Com, E - TotE [Building w Propane Heat] | Health Service | Total Electric | NC | 0.07 | 0.070879 | 0.080856 | 0.10096 | 0.12309 | 0.1443 | 0.15469 | 0.15234 | 0.1548 | 0.15407
| EMS_Com, E - TotE [Building w Propane Heat] | Health Service | Total Electric | RET | 0.0019785 | 0.0028066 | 0.0053251 | 0.0093306 | 0.013025 | 0.014992 | 0.01552 | 0.016111 | 0.01626 | 0.01591
| EMS_Com, P - TotF [Building w Propane Heat] | Health Service |  | NC | 0.07 | 0.070821 | 0.080842 | 0.099685 | 0.12177 | 0.13826 | 0.14579 | 0.14554 | 0.14656 | 0.14522
| EMS_Com, P - TotF [Building w Propane Heat] | Health Service |  | RET | 0.0019785 | 0.0028494 | 0.0051378 | 0.0090113 | 0.012531 | 0.014261 | 0.01482 | 0.014912 | 0.014794 | 0.014667
| VFDs on HVAC Pumps_Com, E - Oth | Health Service | Other | RET | 0.0043706 | 0.015132 | 0.031452 | 0.040253 | 0.043082 | 0.043963 | 0.043468 | 0.044488 | 0.044899 | 0.043932
| ECM Circulators_Com, E - Oth | Health Service | Other | RET | 0.007769 | 0.020058 | 0.032864 | 0.03751 | 0.038756 | 0.039073 | 0.038633 | 0.03954 | 0.039905 | 0.039046
| Motors_Com, E - Oth | Health Service | Other | NC | 0.3 | 0.41302 | 0.46028 | 0.46707 | 0.44799 | 0.44486 | 0.44424 | 0.43236 | 0.43095 | 0.42565
| Motors_Com, E - Oth | Health Service | Other | RET | 0.003203 | 0.011054 | 0.022718 | 0.028424 | 0.02954 | 0.029205 | 0.02796 | 0.027782 | 0.027223 | 0.025863
| Motors_Com, E - Oth | Health Service | Other | REPL | 0.3 | 0.42217 | 0.49998 | 0.50276 | 0.49001 | 0.47388 | 0.45129 | 0.44545 | 0.43299 | 0.40744
| Ext Area Ltg_Com, E - ExtL | Health Service | Exterior Lighting | NC | 0.16 | 0.17828 | 0.19882 | 0.21895 | 0.20849 | 0.20703 | 0.20675 | 0.20122 | 0.20056 | 0.1981
| Ext Area Ltg_Com, E - ExtL | Health Service | Exterior Lighting | RET | 0.019391 | 0.035728 | 0.045159 | 0.046017 | 0.045082 | 0.048763 | 0.048213 | 0.049345 | 0.049801 | 0.048729
| Ext Area Ltg_Com, E - ExtL | Health Service | Exterior Lighting | REPL | 0.16 | 0.17449 | 0.20143 | 0.21457 | 0.20261 | 0.22927 | 0.25063 | 0.25651 | 0.25888 | 0.2533
| Street Ltg_Com, E - ExtL | Health Service | Exterior Lighting | NC | 0.25 | 0.26273 | 0.30726 | 0.34277 | 0.33901 | 0.34268 | 0.34378 | 0.33459 | 0.33349 | 0.32939
| Street Ltg_Com, E - ExtL | Health Service | Exterior Lighting | RET | 0.019711 | 0.03328 | 0.043621 | 0.045871 | 0.045723 | 0.049567 | 0.049009 | 0.050159 | 0.050623 | 0.049533
| Street Ltg_Com, E - ExtL | Health Service | Exterior Lighting | REPL | 0.25 | 0.25775 | 0.31262 | 0.33752 | 0.33087 | 0.38061 | 0.41673 | 0.42652 | 0.43046 | 0.42119
| Ext Ltg Ctrls_Com, E - ExtL | Health Service | Exterior Lighting | RET | 0.019547 | 0.03532 | 0.046213 | 0.048612 | 0.049024 | 0.049155 | 0.048601 | 0.049742 | 0.050202 | 0.049121
| Ext Ltg Dsgn_Com, E - ExtL | Health Service | Exterior Lighting | NC | 0.013 | 0.018767 | 0.027112 | 0.038481 | 0.045504 | 0.05327 | 0.054659 | 0.053771 | 0.053595 | 0.052936
| Ext Ltg Dsgn_Com, E - ExtL | Health Service | Exterior Lighting | REPL | 0.013 | 0.019466 | 0.030588 | 0.04437 | 0.055176 | 0.065222 | 0.066259 | 0.068545 | 0.069179 | 0.067688
| Int Ltg Ctrls_Com, E - IntL [No Heat] | Health Service | Interior Lighting | RET | 0.027878 | 0.039188 | 0.045906 | 0.046736 | 0.046612 | 0.046737 | 0.04621 | 0.047295 | 0.047732 | 0.046704
| Int Ltg Ctrls_Com, E - IntL [Electric Heat] | Health Service | Interior Lighting | RET | 0.02668 | 0.037504 | 0.043934 | 0.044728 | 0.04461 | 0.044729 | 0.044225 | 0.045263 | 0.045682 | 0.044698
| Int Ltg Ctrls_Com, E/G - IntL | Health Service | Interior Lighting | RET | 0.026684 | 0.037509 | 0.043939 | 0.044733 | 0.044615 | 0.044735 | 0.04423 | 0.045269 | 0.045687 | 0.044703
| Int Ltg Ctrls_Com, E/O - IntL | Health Service | Interior Lighting | RET | 0.025064 | 0.035231 | 0.041271 | 0.042017 | 0.041906 | 0.042019 | 0.041545 | 0.04252 | 0.042913 | 0.041989
| Int Ltg Ctrls_Com, E/P - IntL | Health Service | Interior Lighting | RET | 0.019673 | 0.027653 | 0.032394 | 0.03298 | 0.032893 | 0.032981 | 0.032609 | 0.033375 | 0.033683 | 0.032958
| Exit Sign RetFit_Com, E - IntL [No Heat] | Health Service | Interior Lighting | RET | 0.029474 | 0.041431 | 0.048534 | 0.049411 | 0.049281 | 0.049413 | 0.048856 | 0.050003 | 0.050465 | 0.049378
| Exit Sign RetFit_Com, E - IntL [Electric Heat] | Health Service | Interior Lighting | RET | 0.029016 | 0.040787 | 0.04778 | 0.048643 | 0.048515 | 0.048645 | 0.048096 | 0.049225 | 0.049681 | 0.04861
| Exit Sign RetFit_Com, E/G - IntL | Health Service | Interior Lighting | RET | 0.028555 | 0.040138 | 0.04702 | 0.04787 | 0.047743 | 0.047871 | 0.047331 | 0.048442 | 0.04889 | 0.047837
| Exit Sign RetFit_Com, E/O - IntL | Health Service | Interior Lighting | RET | 0.027214 | 0.038253 | 0.044812 | 0.045622 | 0.045501 | 0.045623 | 0.045109 | 0.046168 | 0.046594 | 0.045591
| Exit Sign RetFit_Com, E/P - IntL | Health Service | Interior Lighting | RET | 0.021074 | 0.029623 | 0.034701 | 0.035328 | 0.035235 | 0.035329 | 0.034931 | 0.035751 | 0.036082 | 0.035305
| Repl Scre_Com, E - IntL [No Heat] | Health Service | Interior Lighting | NC | 0.3 | 0.57734 | 0 | 0 | 0 | 0 | 0 | 0 | 0 | 0
| Repl Scre_Com, E - IntL [No Heat] | Health Service | Interior Lighting | RET | 0.089529 | 0.10333 | 0 | 0 | 0 | 0 | 0 | 0 | 0 | 0
| Repl Scre_Com, E - IntL [No Heat] | Health Service | Interior Lighting | REPL | 0.3 | 0.59886 | 0 | 0 | 0 | 0 | 0 | 0 | 0 | 0
| Repl Scre_Com, E - IntL [Electric Heat] | Health Service | Interior Lighting | NC | 0.3 | 0.57722 | 0 | 0 | 0 | 0 | 0 | 0 | 0 | 0
| Repl Scre_Com, E - IntL [Electric Heat] | Health Service | Interior Lighting | RET | 0.083255 | 0.096087 | 0 | 0 | 0 | 0 | 0 | 0 | 0 | 0
| Repl Scre_Com, E - IntL [Electric Heat] | Health Service | Interior Lighting | REPL | 0.3 | 0.59875 | 0 | 0 | 0 | 0 | 0 | 0 | 0 | 0
| Repl Scre_Com, E/G - IntL | Health Service | Interior Lighting | NC | 0.3 | 0.56669 | 0 | 0 | 0 | 0 | 0 | 0 | 0 | 0
| Repl Scre_Com, E/G - IntL | Health Service | Interior Lighting | RET | 0.087786 | 0.10132 | 0 | 0 | 0 | 0 | 0 | 0 | 0 | 0
| Repl Scre_Com, E/G - IntL | Health Service | Interior Lighting | REPL | 0.3 | 0.58782 | 0 | 0 | 0 | 0 | 0 | 0 | 0 | 0
| Repl Scre_Com, E/O - IntL | Health Service | Interior Lighting | NC | 0.3 | 0.5447 | 0 | 0 | 0 | 0 | 0 | 0 | 0 | 0
| Repl Scre_Com, E/O - IntL | Health Service | Interior Lighting | RET | 0.079584 | 0.091851 | 0 | 0 | 0 | 0 | 0 | 0 | 0 | 0
| Repl Scre_Com, E/O - IntL | Health Service | Interior Lighting | REPL | 0.3 | 0.565 | 0 | 0 | 0 | 0 | 0 | 0 | 0 | 0
| Repl Scre_Com, E/P - IntL | Health Service | Interior Lighting | NC | 0.3 | 0.47418 | 0 | 0 | 0 | 0 | 0 | 0 | 0 | 0
| Repl Scre_Com, E/P - IntL | Health Service | Interior Lighting | RET | 0.061918 | 0.071462 | 0 | 0 | 0 | 0 | 0 | 0 | 0 | 0
| Repl Scre_Com, E/P - IntL | Health Service | Interior Lighting | REPL | 0.3 | 0.49186 | 0 | 0 | 0 | 0 | 0 | 0 | 0 | 0
| Lin LED Fixture_Com, E - IntL [No Heat] | Health Service | Interior Lighting | NC | 0.045 | 0.060362 | 0.087124 | 0.10234 | 0.10112 | 0.09982 | 0.099682 | 0.097017 | 0.096701 | 0.09551
| Lin LED Fixture_Com, E - IntL [No Heat] | Health Service | Interior Lighting | RET | 0.0027879 | 0.0029146 | 0.0034106 | 0.003613 | 0.0036699 | 0.0036912 | 0.003639 | 0.0037136 | 0.0038187 | 0.0037364
| Lin LED Fixture_Com, E - IntL [No Heat] | Health Service | Interior Lighting | REPL | 0.045 | 0.062251 | 0.097397 | 0.1165 | 0.12059 | 0.11975 | 0.11795 | 0.12026 | 0.12482 | 0.12213
| Lin LED Fixture_Com, E - IntL [Electric Heat] | Health Service | Interior Lighting | NC | 0.045 | 0.060362 | 0.087124 | 0.10234 | 0.10112 | 0.09982 | 0.099682 | 0.097017 | 0.096701 | 0.09551
| Lin LED Fixture_Com, E - IntL [Electric Heat] | Health Service | Interior Lighting | RET | 0.0024153 | 0.0025258 | 0.0029566 | 0.0031331 | 0.0031837 | 0.0032034 | 0.0031593 | 0.0032254 | 0.0033083 | 0.0032371
| Lin LED Fixture_Com, E - IntL [Electric Heat] | Health Service | Interior Lighting | REPL | 0.045 | 0.062299 | 0.097518 | 0.1167 | 0.12086 | 0.12008 | 0.11834 | 0.12072 | 0.12482 | 0.12213
| Lin LED Fixture_Com, E/G - IntL | Health Service | Interior Lighting | NC | 0.045 | 0.060362 | 0.087124 | 0.10234 | 0.10112 | 0.09982 | 0.099682 | 0.097017 | 0.096701 | 0.09551
| Lin LED Fixture_Com, E/G - IntL | Health Service | Interior Lighting | RET | 0.0026801 | 0.0028021 | 0.0032793 | 0.0034743 | 0.0035294 | 0.0035503 | 0.0035004 | 0.0035726 | 0.003671 | 0.0035919
| Lin LED Fixture_Com, E/G - IntL | Health Service | Interior Lighting | REPL | 0.045 | 0.062265 | 0.097432 | 0.11656 | 0.12067 | 0.11984 | 0.11806 | 0.12039 | 0.12482 | 0.12213
| Lin LED Fixture_Com, E/O - IntL | Health Service | Interior Lighting | NC | 0.045 | 0.060362 | 0.087124 | 0.10234 | 0.10112 | 0.09982 | 0.099682 | 0.097017 | 0.096701 | 0.09551
| Lin LED Fixture_Com, E/O - IntL | Health Service | Interior Lighting | RET | 0.0025508 | 0.0026672 | 0.0031217 | 0.0033078 | 0.0033607 | 0.003381 | 0.003334 | 0.0034032 | 0.003494 | 0.0034187
| Lin LED Fixture_Com, E/O - IntL | Health Service | Interior Lighting | REPL | 0.045 | 0.062281 | 0.097474 | 0.11662 | 0.12076 | 0.11996 | 0.1182 | 0.12055 | 0.12482 | 0.12213
| Lin LED Fixture_Com, E/P - IntL | Health Service | Interior Lighting | NC | 0.045 | 0.060362 | 0.087124 | 0.10234 | 0.10112 | 0.09982 | 0.099682 | 0.097017 | 0.096701 | 0.09551
| Lin LED Fixture_Com, E/P - IntL | Health Service | Interior Lighting | RET | 0.0023062 | 0.0024119 | 0.0028235 | 0.0029924 | 0.003041 | 0.0030602 | 0.0030184 | 0.0030819 | 0.0031588 | 0.0030908
| Lin LED Fixture_Com, E/P - IntL | Health Service | Interior Lighting | REPL | 0.045 | 0.062313 | 0.097553 | 0.11676 | 0.12094 | 0.12018 | 0.11845 | 0.12085 | 0.12482 | 0.12213
| LED Tube Repl_Com, E - IntL [No Heat] | Health Service | Interior Lighting | RET | 0.025473 | 0.026157 | 0.030023 | 0.031123 | 0.030886 | 0.032593 | 0.033606 | 0.034571 | 0.034891 | 0.034139
| LED Tube Repl_Com, E - IntL [No Heat] | Health Service | Interior Lighting | REPL | 0.255 | 0.33604 | 0.51045 | 0.59073 | 0.59033 | 0.61074 | 0.62591 | 0.66318 | 0.69209 | 0.69206
| LED Tube Repl_Com, E - IntL [Electric Heat] | Health Service | Interior Lighting | RET | 0.025289 | 0.025972 | 0.029815 | 0.030914 | 0.030684 | 0.032385 | 0.033395 | 0.034322 | 0.03464 | 0.033893
| LED Tube Repl_Com, E - IntL [Electric Heat] | Health Service | Interior Lighting | REPL | 0.255 | 0.33618 | 0.51079 | 0.5913 | 0.59108 | 0.61166 | 0.62699 | 0.66445 | 0.69355 | 0.69206
| LED Tube Repl_Com, E/G - IntL | Health Service | Interior Lighting | RET | 0.024968 | 0.025649 | 0.029452 | 0.030547 | 0.03033 | 0.032018 | 0.033025 | 0.033886 | 0.034199 | 0.033463
| LED Tube Repl_Com, E/G - IntL | Health Service | Interior Lighting | REPL | 0.255 | 0.33641 | 0.51137 | 0.59228 | 0.5924 | 0.61327 | 0.62887 | 0.66668 | 0.6961 | 0.69206
| LED Tube Repl_Com, E/O - IntL | Health Service | Interior Lighting | RET | 0.023411 | 0.024079 | 0.027687 | 0.028759 | 0.028601 | 0.030228 | 0.031044 | 0.031773 | 0.032067 | 0.031376
| LED Tube Repl_Com, E/O - IntL | Health Service | Interior Lighting | REPL | 0.255 | 0.33756 | 0.51422 | 0.59704 | 0.59878 | 0.62108 | 0.63801 | 0.67748 | 0.7073 | 0.69206
| LED Tube Repl_Com, E/P - IntL | Health Service | Interior Lighting | RET | 0.017281 | 0.017862 | 0.020646 | 0.021572 | 0.021589 | 0.022921 | 0.022916 | 0.023454 | 0.023671 | 0.023161
| LED Tube Repl_Com, E/P - IntL | Health Service | Interior Lighting | REPL | 0.255 | 0.34208 | 0.52543 | 0.6158 | 0.62391 | 0.65179 | 0.67397 | 0.70082 | 0.7073 | 0.69206
| Repl pin CFL wLED_Com, E - IntL [No Heat] | Health Service | Interior Lighting | RET | 0.02223 | 0.031148 | 0.035521 | 0.035217 | 0.034222 | 0.037267 | 0.036847 | 0.037712 | 0.038061 | 0.037241
| Repl pin CFL wLED_Com, E - IntL [No Heat] | Health Service | Interior Lighting | REPL | 0.3 | 0.48903 | 0.58749 | 0.58266 | 0.55852 | 0.60849 | 0.64956 | 0.67857 | 0.68485 | 0.67009
| Repl pin CFL wLED_Com, E - IntL [Electric Heat] | Health Service | Interior Lighting | RET | 0.022522 | 0.031551 | 0.035972 | 0.035652 | 0.034634 | 0.037757 | 0.037332 | 0.038208 | 0.038561 | 0.037731
| Repl pin CFL wLED_Com, E - IntL [Electric Heat] | Health Service | Interior Lighting | REPL | 0.3 | 0.49277 | 0.59361 | 0.5889 | 0.56428 | 0.61457 | 0.65586 | 0.68736 | 0.69371 | 0.67877
| Repl pin CFL wLED_Com, E/G - IntL | Health Service | Interior Lighting | RET | 0.02216 | 0.031051 | 0.035414 | 0.035113 | 0.034124 | 0.03715 | 0.036732 | 0.037594 | 0.037941 | 0.037124
| Repl pin CFL wLED_Com, E/G - IntL | Health Service | Interior Lighting | REPL | 0.3 | 0.48789 | 0.58562 | 0.58073 | 0.55671 | 0.60657 | 0.64756 | 0.67596 | 0.68221 | 0.66751
| Repl pin CFL wLED_Com, E/O - IntL | Health Service | Interior Lighting | RET | 0.02108 | 0.029559 | 0.033747 | 0.033498 | 0.032593 | 0.03534 | 0.034942 | 0.035762 | 0.036093 | 0.035315
| Repl pin CFL wLED_Com, E/O - IntL | Health Service | Interior Lighting | REPL | 0.3 | 0.47281 | 0.56123 | 0.5558 | 0.53351 | 0.582 | 0.62196 | 0.64164 | 0.64757 | 0.63362
| Repl pin CFL wLED_Com, E/P - IntL | Health Service | Interior Lighting | RET | 0.017936 | 0.025202 | 0.028859 | 0.028742 | 0.028061 | 0.03007 | 0.029731 | 0.030429 | 0.03071 | 0.030049
| Repl pin CFL wLED_Com, E/P - IntL | Health Service | Interior Lighting | REPL | 0.3 | 0.42886 | 0.49269 | 0.48606 | 0.4683 | 0.51258 | 0.5355 | 0.54807 | 0.55314 | 0.54122
| Refrig Case LED_Com, E - IntL | Health Service | Interior Lighting | NC | 0.3 | 0.56023 | 0.67464 | 0.69168 | 0.66125 | 0.65662 | 0.65572 | 0.63818 | 0.6361 | 0.62827
| Refrig Case LED_Com, E - IntL | Health Service | Interior Lighting | RET | 0.026641 | 0.037363 | 0.042666 | 0.042362 | 0.041228 | 0.040421 | 0.039078 | 0.039107 | 0.043344 | 0.044632
| Refrig Case LED_Com, E - IntL | Health Service | Interior Lighting | REPL | 0.3 | 0.54303 | 0.67834 | 0.67537 | 0.64337 | 0.6094 | 0.56723 | 0.54443 | 0.59853 | 0.63365
| Refrig Case Ctrls_Com, E - IntL | Health Service | Interior Lighting | RET | 0.019017 | 0.026732 | 0.031315 | 0.031881 | 0.031797 | 0.031882 | 0.031522 | 0.032262 | 0.032561 | 0.031859
| Stair Occ Sensor_Com, E - IntL [No Heat] | Health Service | Interior Lighting | NC | 0.3 | 0.48237 | 0.58377 | 0.61098 | 0.59229 | 0.59024 | 0.58943 | 0.57367 | 0.5718 | 0.56476
| Stair Occ Sensor_Com, E - IntL [No Heat] | Health Service | Interior Lighting | RET | 0.017961 | 0.025193 | 0.030277 | 0.031305 | 0.031532 | 0.031617 | 0.03126 | 0.031994 | 0.03229 | 0.031594
| Stair Occ Sensor_Com, E - IntL [Electric Heat] | Health Service | Interior Lighting | NC | 0.3 | 0.47194 | 0.56398 | 0.58736 | 0.56847 | 0.56611 | 0.56533 | 0.55022 | 0.54842 | 0.54167
| Stair Occ Sensor_Com, E - IntL [Electric Heat] | Health Service | Interior Lighting | RET | 0.017227 | 0.025002 | 0.02965 | 0.030289 | 0.030243 | 0.030324 | 0.029982 | 0.030686 | 0.03097 | 0.030303
| Stair Occ Sensor_Com, E/G - IntL | Health Service | Interior Lighting | NC | 0.3 | 0.47174 | 0.56361 | 0.58691 | 0.56802 | 0.56566 | 0.56488 | 0.54978 | 0.54798 | 0.54124
| Stair Occ Sensor_Com, E/G - IntL | Health Service | Interior Lighting | RET | 0.017213 | 0.024982 | 0.029626 | 0.030265 | 0.030219 | 0.0303 | 0.029958 | 0.030662 | 0.030945 | 0.030278
| Stair Occ Sensor_Com, E/O - IntL | Health Service | Interior Lighting | NC | 0.3 | 0.45815 | 0.53849 | 0.55725 | 0.53822 | 0.53551 | 0.53477 | 0.52047 | 0.51878 | 0.51239
| Stair Occ Sensor_Com, E/O - IntL | Health Service | Interior Lighting | RET | 0.016295 | 0.02365 | 0.028047 | 0.028651 | 0.028608 | 0.028685 | 0.028362 | 0.029027 | 0.029296 | 0.028665
| Stair Occ Sensor_Com, E/P - IntL | Health Service | Interior Lighting | NC | 0.3 | 0.40378 | 0.44519 | 0.45006 | 0.43093 | 0.42792 | 0.42733 | 0.41591 | 0.41455 | 0.40945
| Stair Occ Sensor_Com, E/P - IntL | Health Service | Interior Lighting | RET | 0.013022 | 0.018899 | 0.022412 | 0.022895 | 0.022861 | 0.022922 | 0.022663 | 0.023195 | 0.02341 | 0.022906
| Int Delamping_Com, E - IntL [No Heat] | Health Service | Interior Lighting | RET | 0.020061 | 0.028138 | 0.033816 | 0.034964 | 0.035219 | 0.035313 | 0.034915 | 0.035735 | 0.036065 | 0.035288
| Int Delamping_Com, E - IntL [Electric Heat] | Health Service | Interior Lighting | RET | 0.020063 | 0.028141 | 0.03382 | 0.034968 | 0.035222 | 0.035317 | 0.034919 | 0.035738 | 0.036069 | 0.035292
| Int Delamping_Com, E/G - IntL | Health Service | Interior Lighting | RET | 0.019935 | 0.027961 | 0.033604 | 0.034745 | 0.034998 | 0.035091 | 0.034696 | 0.03551 | 0.035839 | 0.035067
| Int Delamping_Com, E/O - IntL | Health Service | Interior Lighting | RET | 0.019463 | 0.027299 | 0.032809 | 0.033923 | 0.034169 | 0.034261 | 0.033875 | 0.03467 | 0.03499 | 0.034237
| Int Delamping_Com, E/P - IntL | Health Service | Interior Lighting | RET | 0.015132 | 0.021224 | 0.025507 | 0.026373 | 0.026565 | 0.026636 | 0.026336 | 0.026954 | 0.027204 | 0.026618
| Int Ltg Dsgn_Com, E - IntL [No Heat] | Health Service | Interior Lighting | NC | 0.2 | 0.33792 | 0.46072 | 0.52956 | 0.54007 | 0.55302 | 0.55903 | 0.54458 | 0.5428 | 0.53612
| Int Ltg Dsgn_Com, E - IntL [Electric Heat] | Health Service | Interior Lighting | NC | 0.2 | 0.33916 | 0.46383 | 0.53415 | 0.54526 | 0.55856 | 0.56472 | 0.55018 | 0.54839 | 0.54164
| Int Ltg Dsgn_Com, E/G - IntL | Health Service | Interior Lighting | NC | 0.2 | 0.33332 | 0.44928 | 0.51278 | 0.52117 | 0.53288 | 0.53835 | 0.52423 | 0.52252 | 0.51609
| Int Ltg Dsgn_Com, E/O - IntL | Health Service | Interior Lighting | NC | 0.2 | 0.32691 | 0.43367 | 0.49022 | 0.49594 | 0.50608 | 0.51087 | 0.49722 | 0.49559 | 0.48949
| Int Ltg Dsgn_Com, E/P - IntL | Health Service | Interior Lighting | NC | 0.2 | 0.29661 | 0.36526 | 0.39578 | 0.3926 | 0.39734 | 0.39893 | 0.38826 | 0.38699 | 0.38223
| Room Air Conditioner_Com, E - Cool | Lodging | Cooling | NC | 0.35 | 0.53219 | 0.62405 | 0.64521 | 0.62299 | 0.61977 | 0.61892 | 0.60237 | 0.60041 | 0.59302
| Room Air Conditioner_Com, E - Cool | Lodging | Cooling | RET | 0.0012031 | 0.0014025 | 0.0022696 | 0.003326 | 0.0038247 | 0.0038229 | 0.0044226 | 0.0050809 | 0.0055616 | 0.0054418
| Room Air Conditioner_Com, E - Cool | Lodging | Cooling | REPL | 0.35 | 0.55051 | 0.70033 | 0.73698 | 0.74456 | 0.74389 | 0.75027 | 0.76788 | 0.77498 | 0.75829
| Chiller Systems_Com, E - Cool | Lodging | Cooling | NC | 0.2 | 0.40998 | 0.58524 | 0.65854 | 0.65441 | 0.65937 | 0.65846 | 0.64086 | 0.63877 | 0.6309
| Chiller Systems_Com, E - Cool | Lodging | Cooling | RET | 0.010032 | 0.023277 | 0.038616 | 0.045605 | 0.047698 | 0.048102 | 0.04697 | 0.047409 | 0.047187 | 0.045534
| Chiller Systems_Com, E - Cool | Lodging | Cooling | REPL | 0.2 | 0.4108 | 0.61259 | 0.66944 | 0.66059 | 0.63163 | 0.58448 | 0.55722 | 0.52102 | 0.46933
| Chiller Tuneup_Com, E - Cool | Lodging | Cooling | RET | 0.019867 | 0.033877 | 0.045184 | 0.048582 | 0.049611 | 0.049959 | 0.049396 | 0.050556 | 0.051023 | 0.049924
| Computer Room Air Conditioner_Com, E - Cool | Lodging | Cooling | NC | 0.25 | 0.45345 | 0.59214 | 0.63956 | 0.62654 | 0.62727 | 0.6264 | 0.60965 | 0.60767 | 0.60019
| Computer Room Air Conditioner_Com, E - Cool | Lodging | Cooling | REPL | 0.25 | 0.47035 | 0.66807 | 0.73744 | 0.75971 | 0.76799 | 0.75934 | 0.77716 | 0.78435 | 0.76745
| Mini Split Ductless AC_Com, E - Cool | Lodging | Cooling | NC | 0 | 0 | 0 | 0 | 0 | 0 | 0 | 0 | 0 | 0
| Mini Split Ductless AC_Com, E - Cool | Lodging | Cooling | RET | 0 | 0 | 0 | 0 | 0 | 0 | 0 | 0 | 0 | 0
| Mini Split Ductless AC_Com, E - Cool | Lodging | Cooling | REPL | 0 | 0 | 0 | 0 | 0 | 0 | 0 | 0 | 0 | 0
| Eff Unitary AC_Com, E - Cool | Lodging | Cooling | NC | 0.35 | 0.49552 | 0.55981 | 0.57087 | 0.54876 | 0.54492 | 0.54417 | 0.52962 | 0.52789 | 0.52139
| Eff Unitary AC_Com, E - Cool | Lodging | Cooling | RET | 0.025686 | 0.024702 | 0.025568 | 0.024985 | 0.02456 | 0.024331 | 0.02377 | 0.025346 | 0.026388 | 0.025819
| Eff Unitary AC_Com, E - Cool | Lodging | Cooling | REPL | 0.35 | 0.49815 | 0.60239 | 0.61765 | 0.61412 | 0.60548 | 0.58849 | 0.62569 | 0.65508 | 0.66406
| PTAC_Com, E - Cool | Lodging | Cooling | NC | 0.35 | 0.46324 | 0.50679 | 0.51095 | 0.48865 | 0.48523 | 0.48456 | 0.4716 | 0.47007 | 0.46428
| PTAC_Com, E - Cool | Lodging | Cooling | RET | 0.0022318 | 0.0028114 | 0.0048247 | 0.0075259 | 0.009219 | 0.0098135 | 0.0098193 | 0.010223 | 0.010317 | 0.010095
| PTAC_Com, E - Cool | Lodging | Cooling | REPL | 0.35 | 0.47805 | 0.56614 | 0.57891 | 0.57673 | 0.5724 | 0.56005 | 0.60118 | 0.60674 | 0.59367
| Unitary Equipment Economizer_Com, E - Cool | Lodging | Cooling | RET | 0.012398 | 0.022403 | 0.029312 | 0.030834 | 0.031095 | 0.031178 | 0.030826 | 0.03155 | 0.031842 | 0.031156
| Guest Room EM_Com, E - Cool [Building w Elec Heat] | Lodging | Cooling | RET | 0.01858 | 0.031683 | 0.042257 | 0.045436 | 0.046398 | 0.046724 | 0.046197 | 0.047282 | 0.047719 | 0.046691
| Guest Room EM_Com, E - Heat [Building w Elec Heat] | Lodging | Space Heating | RET | 0.019848 | 0.033845 | 0.045141 | 0.048537 | 0.049565 | 0.049912 | 0.04935 | 0.050508 | 0.050975 | 0.049877
| Guest Room EM_Com, E - Cool [Building w Gas Heat] | Lodging | Cooling | RET | 0.018315 | 0.022283 | 0.023343 | 0.023086 | 0.022967 | 0.018423 | 0.0091077 | 0.0093215 | 0.0094077 | 0
| Guest Room EM_Com, G - Heat [Building w Gas Heat] | Lodging |  | RET | 0.017092 | 0.029907 | 0.038086 | 0.041125 | 0.042127 | 0.042328 | 0.042458 | 0.042619 | 0.042868 | 0.043081
| Guest Room EM_Com, E - Cool [Building w Oil Heat] | Lodging | Cooling | RET | 0.0045999 | 0.0067158 | 0.0093803 | 0.0092772 | 0.006922 | 0.0069405 | 0.0068623 | 0.0046822 | 0.0047255 | 0
| Guest Room EM_Com, O - Heat [Building w Oil Heat] | Lodging |  | RET | 0.019009 | 0.032908 | 0.041711 | 0.044894 | 0.045669 | 0.045471 | 0.04513 | 0.044773 | 0.044417 | 0.044036
| Guest Room EM_Com, E - Cool [Building w Propane Heat] | Lodging | Cooling | RET | 0.017229 | 0.029379 | 0.039183 | 0.042131 | 0.043023 | 0.043325 | 0.042837 | 0.043842 | 0.044248 | 0.043294
| Guest Room EM_Com, P - Heat [Building w Propane Heat] | Lodging |  | RET | 0.017229 | 0.029826 | 0.037805 | 0.040689 | 0.041392 | 0.041213 | 0.040904 | 0.04058 | 0.040257 | 0.039912
| AC Tuneup_Com, E - Cool [ASHP] | Lodging | Cooling | RET | 0.0096645 | 0.024952 | 0.040882 | 0.046662 | 0.048212 | 0.048607 | 0.048059 | 0.049187 | 0.049642 | 0.048573
| AC Tuneup_Com, E - Heat [ASHP] | Lodging | Space Heating | RET | 0.0096645 | 0.024952 | 0.040882 | 0.046662 | 0.048212 | 0.048607 | 0.048059 | 0.049187 | 0.049642 | 0.048573
| AC Tuneup_Com, E - Cool [Unitary AC] | Lodging | Cooling | RET | 0.0088796 | 0.022925 | 0.037562 | 0.042872 | 0.044296 | 0.044659 | 0.044156 | 0.045192 | 0.04561 | 0.044628
| DCV_Com, E - Cool [Building w Elec Heat] | Lodging | Cooling | RET | 0.014781 | 0.028962 | 0.042315 | 0.047295 | 0.048932 | 0.04956 | 0.049001 | 0.050151 | 0.050615 | 0.049525
| DCV_Com, E - Heat [Building w Elec Heat] | Lodging | Space Heating | RET | 0.014781 | 0.028962 | 0.042315 | 0.047295 | 0.048932 | 0.04956 | 0.049001 | 0.050151 | 0.050615 | 0.049525
| DCV_Com, E - Vent [Building w Elec Heat] | Lodging | Ventilation | RET | 0.014781 | 0.028962 | 0.042315 | 0.047295 | 0.048932 | 0.04956 | 0.049001 | 0.050151 | 0.050615 | 0.049525
| DCV_Com, E - Cool [Building w Gas Heat] | Lodging | Cooling | RET | 0.014925 | 0.029244 | 0.042726 | 0.047755 | 0.049408 | 0.050042 | 0.049478 | 0.050639 | 0.051108 | 0.050007
| DCV_Com, G - Heat [Building w Gas Heat] | Lodging |  | RET | 0.014925 | 0.030007 | 0.041861 | 0.046987 | 0.048765 | 0.049281 | 0.049432 | 0.049619 | 0.04991 | 0.050157
| DCV_Com, E - Vent [Building w Gas Heat] | Lodging | Ventilation | RET | 0.014925 | 0.029244 | 0.042726 | 0.047755 | 0.049408 | 0.050042 | 0.049478 | 0.050639 | 0.051108 | 0.050007
| DCV_Com, E - Cool [Building w Oil Heat] | Lodging | Cooling | RET | 0.015018 | 0.029426 | 0.042993 | 0.048053 | 0.049716 | 0.050354 | 0.049787 | 0.050955 | 0.051426 | 0.050319
| DCV_Com, O - Heat [Building w Oil Heat] | Lodging |  | RET | 0.015018 | 0.029875 | 0.041481 | 0.046409 | 0.047831 | 0.047899 | 0.04754 | 0.047164 | 0.046789 | 0.046388
| DCV_Com, E - Vent [Building w Oil Heat] | Lodging | Ventilation | RET | 0.015018 | 0.029426 | 0.042993 | 0.048053 | 0.049716 | 0.050354 | 0.049787 | 0.050955 | 0.051426 | 0.050319
| DCV_Com, E - Cool [Building w Propane Heat] | Lodging | Cooling | RET | 0.01475 | 0.028902 | 0.042226 | 0.047196 | 0.04883 | 0.049456 | 0.048899 | 0.050047 | 0.05051 | 0.049421
| DCV_Com, P - Heat [Building w Propane Heat] | Lodging |  | RET | 0.01475 | 0.029342 | 0.040741 | 0.045581 | 0.046978 | 0.047045 | 0.046692 | 0.046323 | 0.045955 | 0.04556
| DCV_Com, E - Vent [Building w Propane Heat] | Lodging | Ventilation | RET | 0.01475 | 0.028902 | 0.042226 | 0.047196 | 0.04883 | 0.049456 | 0.048899 | 0.050047 | 0.05051 | 0.049421
| Controls for Unitary AC_Com, E - Cool | Lodging | Cooling | RET | 0.010775 | 0.021112 | 0.030846 | 0.034476 | 0.035669 | 0.036127 | 0.03572 | 0.036558 | 0.036896 | 0.036102
| Optimized Unitary AC Sys_Com, E - Cool [Building w Elec Heat] | Lodging | Cooling | NC | 0.15 | 0.23577 | 0.30322 | 0.3366 | 0.33761 | 0.34327 | 0.3457 | 0.33645 | 0.33536 | 0.33123
| Optimized Unitary AC Sys_Com, E - Heat [Building w Elec Heat] | Lodging | Space Heating | NC | 0.15 | 0.23577 | 0.30322 | 0.3366 | 0.33761 | 0.34327 | 0.3457 | 0.33645 | 0.33536 | 0.33123
| Optimized Unitary AC Sys_Com, E - Cool [Building w Gas Heat] | Lodging | Cooling | NC | 0.15 | 0.27856 | 0.41269 | 0.50097 | 0.52526 | 0.54441 | 0.55306 | 0.5405 | 0.53874 | 0.5321
| Optimized Unitary AC Sys_Com, G - Heat [Building w Gas Heat] | Lodging |  | NC | 0.15 | 0.28131 | 0.41901 | 0.50393 | 0.53306 | 0.54004 | 0.54537 | 0.54668 | 0.54747 | 0.54566
| Optimized Unitary AC Sys_Com, E - Cool [Building w Oil Heat] | Lodging | Cooling | NC | 0.15 | 0.28164 | 0.42147 | 0.51523 | 0.54223 | 0.56293 | 0.57226 | 0.55952 | 0.55769 | 0.55083
| Optimized Unitary AC Sys_Com, O - Heat [Building w Oil Heat] | Lodging |  | NC | 0.15 | 0.2814 | 0.4214 | 0.50873 | 0.53639 | 0.53938 | 0.53935 | 0.53457 | 0.52801 | 0.51917
| Optimized Unitary AC Sys_Com, E - Cool [Building w Propane Heat] | Lodging | Cooling | NC | 0.15 | 0.26589 | 0.37781 | 0.44587 | 0.46072 | 0.47446 | 0.48073 | 0.469 | 0.46747 | 0.46172
| Optimized Unitary AC Sys_Com, P - Heat [Building w Propane Heat] | Lodging |  | NC | 0.15 | 0.26567 | 0.37774 | 0.44024 | 0.45576 | 0.45461 | 0.45307 | 0.44809 | 0.44259 | 0.43518
| Optimized Chiller Sys_Com, E - Cool | Lodging | Cooling | NC | 0.15 | 0.24033 | 0.31376 | 0.35133 | 0.35383 | 0.36038 | 0.36333 | 0.35362 | 0.35246 | 0.34812
| Cool Roof_Com, E - Cool [Building w Elec Heat] | Lodging | Cooling | NC | 0.1 | 0.12746 | 0.15111 | 0.16663 | 0.1703 | 0.17671 | 0.17954 | 0.17474 | 0.17417 | 0.17202
| Cool Roof_Com, E - Cool [Building w Elec Heat] | Lodging | Cooling | RET | 0 | 0.00089265 | 0.002875 | 0.0063124 | 0.011206 | 0.016345 | 0.019909 | 0.02258 | 0.023883 | 0.023368
| Cool Roof_Com, E - Heat [Building w Elec Heat] | Lodging | Space Heating | NC | 0.1 | 0.12746 | 0.15111 | 0.16663 | 0.1703 | 0.17671 | 0.17954 | 0.17474 | 0.17417 | 0.17202
| Cool Roof_Com, E - Heat [Building w Elec Heat] | Lodging | Space Heating | RET | 0 | 0.00089265 | 0.002875 | 0.0063124 | 0.011206 | 0.016345 | 0.019909 | 0.02258 | 0.023883 | 0.023368
| Cool Roof_Com, E - Cool [Building w Gas Heat] | Lodging | Cooling | NC | 0.1 | 0.12739 | 0.15094 | 0.16638 | 0.17 | 0.17637 | 0.17916 | 0.17437 | 0.1738 | 0.17166
| Cool Roof_Com, E - Cool [Building w Gas Heat] | Lodging | Cooling | RET | 0 | 0.00088804 | 0.0028602 | 0.0062798 | 0.011149 | 0.016261 | 0.019806 | 0.022464 | 0.02376 | 0.023248
| Cool Roof_Com, G - Heat [Building w Gas Heat] | Lodging |  | NC | 0.1 | 0.12864 | 0.15325 | 0.16736 | 0.17252 | 0.17495 | 0.17667 | 0.17637 | 0.17662 | 0.17604
| Cool Roof_Com, G - Heat [Building w Gas Heat] | Lodging |  | RET | 0 | 0.00091123 | 0.0028023 | 0.0061788 | 0.011004 | 0.016013 | 0.019788 | 0.022011 | 0.023203 | 0.023318
| Cool Roof_Com, E - Cool [Building w Oil Heat] | Lodging | Cooling | NC | 0.1 | 0.12628 | 0.14854 | 0.16286 | 0.16584 | 0.1717 | 0.17397 | 0.16931 | 0.16876 | 0.16668
| Cool Roof_Com, E - Cool [Building w Oil Heat] | Lodging | Cooling | RET | 0 | 0.00086978 | 0.0028014 | 0.0061507 | 0.010919 | 0.015926 | 0.019399 | 0.022002 | 0.023271 | 0.02277
| Cool Roof_Com, O - Heat [Building w Oil Heat] | Lodging |  | NC | 0.1 | 0.12617 | 0.14851 | 0.16081 | 0.16406 | 0.16452 | 0.16396 | 0.16177 | 0.15978 | 0.1571
| Cool Roof_Com, O - Heat [Building w Oil Heat] | Lodging |  | RET | 0 | 0.00088304 | 0.0027029 | 0.0059402 | 0.010505 | 0.01515 | 0.018524 | 0.020365 | 0.021173 | 0.020991
| Cool Roof_Com, E - Cool [Building w Propane Heat] | Lodging | Cooling | NC | 0.1 | 0.12707 | 0.15026 | 0.16538 | 0.16881 | 0.17503 | 0.17767 | 0.17292 | 0.17236 | 0.17024
| Cool Roof_Com, E - Cool [Building w Propane Heat] | Lodging | Cooling | RET | 0 | 0.00088294 | 0.0028438 | 0.0062437 | 0.011085 | 0.016167 | 0.019693 | 0.022335 | 0.023623 | 0.023114
| Cool Roof_Com, P - Heat [Building w Propane Heat] | Lodging |  | NC | 0.1 | 0.12697 | 0.15023 | 0.16329 | 0.16699 | 0.16771 | 0.16745 | 0.16521 | 0.16318 | 0.16045
| Cool Roof_Com, P - Heat [Building w Propane Heat] | Lodging |  | RET | 0 | 0.0008964 | 0.0027437 | 0.0060301 | 0.010664 | 0.015379 | 0.018804 | 0.020673 | 0.021493 | 0.021309
| GSHP_Com, E - Cool | Lodging | Cooling | RET | 0.0011836 | 0.0023012 | 0.0036075 | 0.0047403 | 0.0058671 | 0.0070178 | 0.0080379 | 0.0093243 | 0.010487 | 0.01128
| GSHP_Com, E - Cool | Lodging | Cooling | REPL | 0.02 | 0.035406 | 0.06246 | 0.096266 | 0.13645 | 0.1763 | 0.20339 | 0.2232 | 0.22672 | 0.21366
| GSHP_Com, E - Heat | Lodging | Space Heating | RET | 0.0011836 | 0.0023012 | 0.0036075 | 0.0047403 | 0.0058671 | 0.0070178 | 0.0080379 | 0.0093243 | 0.010487 | 0.01128
| GSHP_Com, E - Heat | Lodging | Space Heating | REPL | 0.02 | 0.035406 | 0.06246 | 0.096266 | 0.13645 | 0.1763 | 0.20339 | 0.2232 | 0.22672 | 0.21366
| Unitary HP_Com, E - Cool | Lodging | Cooling | NC | 0.35 | 0.46087 | 0.50303 | 0.50674 | 0.48445 | 0.48106 | 0.4804 | 0.46756 | 0.46603 | 0.4603
| Unitary HP_Com, E - Cool | Lodging | Cooling | RET | 0.0042903 | 0.012205 | 0.021473 | 0.025088 | 0.025858 | 0.025822 | 0.025202 | 0.027294 | 0.027546 | 0.026953
| Unitary HP_Com, E - Cool | Lodging | Cooling | REPL | 0.35 | 0.47 | 0.54592 | 0.54723 | 0.53455 | 0.52018 | 0.49871 | 0.56312 | 0.60154 | 0.58858
| Unitary HP_Com, E - Heat | Lodging | Space Heating | NC | 0.35 | 0.46087 | 0.50303 | 0.50674 | 0.48445 | 0.48106 | 0.4804 | 0.46756 | 0.46603 | 0.4603
| Unitary HP_Com, E - Heat | Lodging | Space Heating | RET | 0.0042903 | 0.012205 | 0.021473 | 0.025088 | 0.025858 | 0.025822 | 0.025202 | 0.027294 | 0.027546 | 0.026953
| Unitary HP_Com, E - Heat | Lodging | Space Heating | REPL | 0.35 | 0.47 | 0.54592 | 0.54723 | 0.53455 | 0.52018 | 0.49871 | 0.56312 | 0.60154 | 0.58858
| PTHP_Com, E - Cool | Lodging | Cooling | NC | 0.35 | 0.5405 | 0.63922 | 0.66304 | 0.64089 | 0.63787 | 0.63699 | 0.61996 | 0.61793 | 0.61033
| PTHP_Com, E - Cool | Lodging | Cooling | RET | 0.0020511 | 0.002161 | 0.002753 | 0.0034408 | 0.0038734 | 0.00403 | 0.0040123 | 0.0041757 | 0.0042143 | 0.0041235
| PTHP_Com, E - Cool | Lodging | Cooling | REPL | 0.35 | 0.55826 | 0.71615 | 0.75655 | 0.76598 | 0.76662 | 0.75481 | 0.78539 | 0.79761 | 0.78042
| PTHP_Com, E - Heat | Lodging | Space Heating | NC | 0.35 | 0.5405 | 0.63922 | 0.66304 | 0.64089 | 0.63787 | 0.63699 | 0.61996 | 0.61793 | 0.61033
| PTHP_Com, E - Heat | Lodging | Space Heating | RET | 0.0020511 | 0.002161 | 0.002753 | 0.0034408 | 0.0038734 | 0.00403 | 0.0040123 | 0.0041757 | 0.0042143 | 0.0041235
| PTHP_Com, E - Heat | Lodging | Space Heating | REPL | 0.35 | 0.55826 | 0.71615 | 0.75655 | 0.76598 | 0.76662 | 0.75481 | 0.78539 | 0.79761 | 0.78042
| Minisplit Ductless HP_Com, E - Cool | Lodging | Cooling | RET | 0.023233 | 0.035937 | 0.042626 | 0.042218 | 0.040524 | 0.038918 | 0.036855 | 0.037092 | 0.036827 | 0.035464
| Minisplit Ductless HP_Com, E - Cool | Lodging | Cooling | REPL | 0.175 | 0.25983 | 0.3119 | 0.30513 | 0.28433 | 0.26064 | 0.2338 | 0.22254 | 0.21602 | 0.20297
| Minisplit Ductless HP_Com, E - Heat | Lodging | Space Heating | RET | 0.023233 | 0.035937 | 0.042626 | 0.042218 | 0.040524 | 0.038918 | 0.036855 | 0.037092 | 0.036827 | 0.035464
| Minisplit Ductless HP_Com, E - Heat | Lodging | Space Heating | REPL | 0.175 | 0.25983 | 0.3119 | 0.30513 | 0.28433 | 0.26064 | 0.2338 | 0.22254 | 0.21602 | 0.20297
| Programmable TStat_Com, E - Cool [Building w Elec Heat] | Lodging | Cooling | NC | 0.3 | 0.18391 | 0.086757 | 0 | 0 | 0 | 0 | 0 | 0 | 0
| Programmable TStat_Com, E - Cool [Building w Elec Heat] | Lodging | Cooling | RET | 0.015144 | 0.0073699 | 0 | 0 | 0 | 0 | 0 | 0 | 0 | 0
| Programmable TStat_Com, E - Heat [Building w Elec Heat] | Lodging | Space Heating | NC | 0.3 | 0.18391 | 0.086757 | 0 | 0 | 0 | 0 | 0 | 0 | 0
| Programmable TStat_Com, E - Heat [Building w Elec Heat] | Lodging | Space Heating | RET | 0.015144 | 0.0073699 | 0 | 0 | 0 | 0 | 0 | 0 | 0 | 0
| Programmable TStat_Com, E - Cool [Building w Gas Heat] | Lodging | Cooling | NC | 0.3 | 0.18391 | 0.086757 | 0 | 0 | 0 | 0 | 0 | 0 | 0
| Programmable TStat_Com, E - Cool [Building w Gas Heat] | Lodging | Cooling | RET | 0.019485 | 0.0094826 | 0 | 0 | 0 | 0 | 0 | 0 | 0 | 0
| Programmable TStat_Com, G - Heat [Building w Gas Heat] | Lodging |  | NC | 0.3 | 0.18573 | 0.088084 | 0 | 0 | 0 | 0 | 0 | 0 | 0
| Programmable TStat_Com, G - Heat [Building w Gas Heat] | Lodging |  | RET | 0.019485 | 0.0097302 | 0 | 0 | 0 | 0 | 0 | 0 | 0 | 0
| Programmable TStat_Com, E - Cool [Building w Propane Heat] | Lodging | Cooling | NC | 0.3 | 0.18391 | 0.086757 | 0 | 0 | 0 | 0 | 0 | 0 | 0
| Programmable TStat_Com, E - Cool [Building w Propane Heat] | Lodging | Cooling | RET | 0.018993 | 0.0092433 | 0 | 0 | 0 | 0 | 0 | 0 | 0 | 0
| Programmable TStat_Com, P - Heat [Building w Propane Heat] | Lodging |  | NC | 0.3 | 0.18376 | 0.086742 | 0 | 0 | 0 | 0 | 0 | 0 | 0
| Programmable TStat_Com, P - Heat [Building w Propane Heat] | Lodging |  | RET | 0.018993 | 0.0093842 | 0 | 0 | 0 | 0 | 0 | 0 | 0 | 0
| Programmable TStat_Com, E - Cool [Building w Oil Heat] | Lodging | Cooling | NC | 0.3 | 0.18391 | 0.086757 | 0 | 0 | 0 | 0 | 0 | 0 | 0
| Programmable TStat_Com, E - Cool [Building w Oil Heat] | Lodging | Cooling | RET | 0.015557 | 0.0075708 | 0 | 0 | 0 | 0 | 0 | 0 | 0 | 0
| Programmable TStat_Com, O - Heat [Building w Oil Heat] | Lodging |  | NC | 0.3 | 0.18376 | 0.086742 | 0 | 0 | 0 | 0 | 0 | 0 | 0
| Programmable TStat_Com, O - Heat [Building w Oil Heat] | Lodging |  | RET | 0.015557 | 0.0076862 | 0 | 0 | 0 | 0 | 0 | 0 | 0 | 0
| Smart TStat_Com, E - Cool [Building w Elec Heat] | Lodging | Cooling | NC | 0.05 | 0.18391 | 0.34703 | 0.41104 | 0.4567 | 0.51759 | 0.59071 | 0.57492 | 0.57304 | 0.56599
| Smart TStat_Com, E - Cool [Building w Elec Heat] | Lodging | Cooling | RET | 0.0047516 | 0.0082949 | 0.016382 | 0.021859 | 0.023405 | 0.023898 | 0.023628 | 0.024183 | 0.024406 | 0.023881
| Smart TStat_Com, E - Heat [Building w Elec Heat] | Lodging | Space Heating | NC | 0.05 | 0.18391 | 0.34703 | 0.41104 | 0.4567 | 0.51759 | 0.59071 | 0.57492 | 0.57304 | 0.56599
| Smart TStat_Com, E - Heat [Building w Elec Heat] | Lodging | Space Heating | RET | 0.0047516 | 0.0082949 | 0.016382 | 0.021859 | 0.023405 | 0.023898 | 0.023628 | 0.024183 | 0.024406 | 0.023881
| Smart TStat_Com, E - Cool [Building w Gas Heat] | Lodging | Cooling | NC | 0.05 | 0.18391 | 0.34703 | 0.41104 | 0.4567 | 0.51759 | 0.59071 | 0.57492 | 0.57304 | 0.56599
| Smart TStat_Com, E - Cool [Building w Gas Heat] | Lodging | Cooling | RET | 0.0068584 | 0.011973 | 0.023645 | 0.031551 | 0.033784 | 0.034494 | 0.034105 | 0.034906 | 0.035229 | 0.03447
| Smart TStat_Com, G - Heat [Building w Gas Heat] | Lodging |  | NC | 0.05 | 0.18573 | 0.35234 | 0.41347 | 0.46348 | 0.51343 | 0.5825 | 0.58149 | 0.58234 | 0.5804
| Smart TStat_Com, G - Heat [Building w Gas Heat] | Lodging |  | RET | 0.0068584 | 0.012286 | 0.023167 | 0.031044 | 0.033344 | 0.03397 | 0.034073 | 0.034203 | 0.034403 | 0.034573
| Smart TStat_Com, E - Cool [Building w Propane Heat] | Lodging | Cooling | NC | 0.05 | 0.18391 | 0.34703 | 0.41104 | 0.4567 | 0.51759 | 0.59071 | 0.57492 | 0.57304 | 0.56599
| Smart TStat_Com, E - Cool [Building w Propane Heat] | Lodging | Cooling | RET | 0.0064463 | 0.011253 | 0.022225 | 0.029655 | 0.031753 | 0.032421 | 0.032056 | 0.032808 | 0.033112 | 0.032398
| Smart TStat_Com, P - Heat [Building w Propane Heat] | Lodging |  | NC | 0.05 | 0.18376 | 0.34697 | 0.40585 | 0.45178 | 0.49593 | 0.55673 | 0.54929 | 0.54254 | 0.53346
| Smart TStat_Com, P - Heat [Building w Propane Heat] | Lodging |  | RET | 0.0064463 | 0.011425 | 0.021443 | 0.02864 | 0.03055 | 0.03084 | 0.030609 | 0.030367 | 0.030126 | 0.029867
| Smart TStat_Com, E - Cool [Building w Oil Heat] | Lodging | Cooling | NC | 0.05 | 0.18391 | 0.34703 | 0.41104 | 0.4567 | 0.51759 | 0.59071 | 0.57492 | 0.57304 | 0.56599
| Smart TStat_Com, E - Cool [Building w Oil Heat] | Lodging | Cooling | RET | 0.0050162 | 0.0087569 | 0.017294 | 0.023076 | 0.024709 | 0.025229 | 0.024944 | 0.02553 | 0.025766 | 0.025211
| Smart TStat_Com, O - Heat [Building w Oil Heat] | Lodging |  | NC | 0.05 | 0.18376 | 0.34697 | 0.40585 | 0.45178 | 0.49593 | 0.55673 | 0.54929 | 0.54254 | 0.53346
| Smart TStat_Com, O - Heat [Building w Oil Heat] | Lodging |  | RET | 0.0050162 | 0.0088904 | 0.016686 | 0.022287 | 0.023772 | 0.023999 | 0.023819 | 0.02363 | 0.023442 | 0.023241
| Boiler Blowdown Controls_Com, G - Heat | Lodging |  | RET | 0.006368 | 0.012803 | 0.017861 | 0.020048 | 0.020807 | 0.021027 | 0.021091 | 0.021171 | 0.021295 | 0.021401
| Boiler Blowdown Controls_Com, O - Heat | Lodging |  | RET | 0.0061918 | 0.012317 | 0.017102 | 0.019134 | 0.019721 | 0.019749 | 0.019601 | 0.019446 | 0.019291 | 0.019125
| Boiler Blowdown Controls_Com, P - Heat | Lodging |  | RET | 0.0066073 | 0.013144 | 0.01825 | 0.020418 | 0.021044 | 0.021074 | 0.020916 | 0.020751 | 0.020585 | 0.020409
| Boiler Modifications_Com, G - Heat | Lodging |  | RET | 0.010864 | 0.021843 | 0.030471 | 0.034202 | 0.035497 | 0.035872 | 0.035982 | 0.036118 | 0.03633 | 0.03651
| Boiler Modifications_Com, O - Heat | Lodging |  | RET | 0.012476 | 0.024819 | 0.034461 | 0.038555 | 0.039737 | 0.039793 | 0.039495 | 0.039183 | 0.038871 | 0.038538
| Boiler Modifications_Com, P - Heat | Lodging |  | RET | 0.014901 | 0.029642 | 0.041157 | 0.046047 | 0.047459 | 0.047526 | 0.047169 | 0.046797 | 0.046424 | 0.046026
| Boilers_Com, G - Heat | Lodging |  | NC | 0.35 | 0.41511 | 0.43402 | 0.42621 | 0.40814 | 0.39615 | 0.39327 | 0.39258 | 0.39316 | 0.39185
| Boilers_Com, G - Heat | Lodging |  | RET | 0.007889 | 0.017039 | 0.022978 | 0.024576 | 0.024633 | 0.024186 | 0.023793 | 0.023423 | 0.023106 | 0.022773
| Boilers_Com, G - Heat | Lodging |  | REPL | 0.35 | 0.42655 | 0.44963 | 0.44504 | 0.43297 | 0.4205 | 0.40909 | 0.39789 | 0.38739 | 0.37643
| Boilers_Com, O - Heat | Lodging |  | NC | 0.35 | 0.54962 | 0.65689 | 0.67545 | 0.65492 | 0.6317 | 0.6205 | 0.6122 | 0.60468 | 0.59456
| Boilers_Com, O - Heat | Lodging |  | RET | 0.013577 | 0.028866 | 0.038312 | 0.040217 | 0.039358 | 0.037633 | 0.036 | 0.034423 | 0.032914 | 0.031451
| Boilers_Com, O - Heat | Lodging |  | REPL | 0.35 | 0.55431 | 0.65551 | 0.66458 | 0.63884 | 0.60037 | 0.56138 | 0.52273 | 0.48462 | 0.44681
| Boilers_Com, P - Heat | Lodging |  | NC | 0.35 | 0.54966 | 0.65696 | 0.67554 | 0.65501 | 0.63179 | 0.62059 | 0.61228 | 0.60476 | 0.59464
| Boilers_Com, P - Heat | Lodging |  | RET | 0.015048 | 0.031971 | 0.042368 | 0.044383 | 0.043337 | 0.041341 | 0.039455 | 0.037639 | 0.035904 | 0.034229
| Boilers_Com, P - Heat | Lodging |  | REPL | 0.35 | 0.55164 | 0.64912 | 0.65413 | 0.62446 | 0.58231 | 0.53972 | 0.49752 | 0.45594 | 0.41472
| Furnace_Com, G - Heat | Lodging |  | NC | 0.35 | 0.45744 | 0.49809 | 0.4958 | 0.47763 | 0.4636 | 0.46022 | 0.45942 | 0.46009 | 0.45856
| Furnace_Com, G - Heat | Lodging |  | RET | 0.008116 | 0.017544 | 0.023704 | 0.025418 | 0.02555 | 0.02516 | 0.024822 | 0.024508 | 0.024246 | 0.023967
| Furnace_Com, G - Heat | Lodging |  | REPL | 0.35 | 0.4697 | 0.51524 | 0.51652 | 0.50506 | 0.49004 | 0.47625 | 0.4627 | 0.44997 | 0.43669
| Furnace_Com, O - Heat | Lodging |  | NC | 0.35 | 0.52962 | 0.62007 | 0.63258 | 0.61179 | 0.58945 | 0.579 | 0.57125 | 0.56424 | 0.55479
| Furnace_Com, O - Heat | Lodging |  | RET | 0.0096258 | 0.02051 | 0.027354 | 0.028907 | 0.028499 | 0.027457 | 0.026464 | 0.025496 | 0.024563 | 0.023649
| Furnace_Com, O - Heat | Lodging |  | REPL | 0.35 | 0.54114 | 0.63516 | 0.64889 | 0.63306 | 0.60569 | 0.57833 | 0.55113 | 0.52429 | 0.49753
| Furnace_Com, P - Heat | Lodging |  | NC | 0.35 | 0.5492 | 0.6561 | 0.67453 | 0.65399 | 0.63079 | 0.61961 | 0.61132 | 0.60381 | 0.5937
| Furnace_Com, P - Heat | Lodging |  | RET | 0.012257 | 0.026101 | 0.034767 | 0.036677 | 0.03609 | 0.034702 | 0.033382 | 0.032099 | 0.030863 | 0.029657
| Furnace_Com, P - Heat | Lodging |  | REPL | 0.35 | 0.55631 | 0.66052 | 0.67311 | 0.65089 | 0.61577 | 0.58006 | 0.54463 | 0.5097 | 0.47499
| Unit Heater_Com, G - Heat | Lodging |  | NC | 0.35 | 0.49403 | 0.55758 | 0.56205 | 0.54452 | 0.52852 | 0.52467 | 0.52376 | 0.52452 | 0.52278
| Unit Heater_Com, G - Heat | Lodging |  | RET | 0.0091336 | 0.019699 | 0.02648 | 0.028198 | 0.028129 | 0.027483 | 0.026903 | 0.026354 | 0.027122 | 0.027858
| Unit Heater_Com, G - Heat | Lodging |  | REPL | 0.35 | 0.50559 | 0.57299 | 0.57948 | 0.56747 | 0.54817 | 0.53022 | 0.51254 | 0.52239 | 0.53187
| Unit Heater_Com, P - Heat | Lodging |  | NC | 0.35 | 0.54966 | 0.65696 | 0.67554 | 0.65501 | 0.63179 | 0.62059 | 0.61228 | 0.60476 | 0.59464
| Unit Heater_Com, P - Heat | Lodging |  | RET | 0.015046 | 0.031854 | 0.041882 | 0.043399 | 0.041872 | 0.039457 | 0.037197 | 0.035053 | 0.03303 | 0.031104
| Unit Heater_Com, P - Heat | Lodging |  | REPL | 0.35 | 0.55165 | 0.64912 | 0.65414 | 0.62447 | 0.58233 | 0.53973 | 0.49754 | 0.45596 | 0.41475
| Destratification Fans_Com, G - Heat | Lodging |  | NC | 0.05 | 0.075663 | 0.10465 | 0.129 | 0.14496 | 0.15536 | 0.16333 | 0.16837 | 0.16902 | 0.16846
| Destratification Fans_Com, G - Heat | Lodging |  | RET | 0 | 0.00049401 | 0.0015188 | 0.0033464 | 0.0059494 | 0.0086319 | 0.01062 | 0.011933 | 0.012579 | 0.012641
| Destratification Fans_Com, G - Heat | Lodging |  | REPL | 0.05 | 0.079706 | 0.1137 | 0.1447 | 0.16899 | 0.18504 | 0.19438 | 0.20793 | 0.20965 | 0.21069
| Destratification Fans_Com, O - Heat | Lodging |  | NC | 0.05 | 0.075811 | 0.10565 | 0.13127 | 0.14777 | 0.15788 | 0.16485 | 0.16832 | 0.1671 | 0.16431
| Destratification Fans_Com, O - Heat | Lodging |  | RET | 0 | 0.00051868 | 0.0015872 | 0.0034855 | 0.0061531 | 0.0088449 | 0.010764 | 0.011962 | 0.012436 | 0.01233
| Destratification Fans_Com, O - Heat | Lodging |  | REPL | 0.05 | 0.07986 | 0.11478 | 0.1472 | 0.17215 | 0.1878 | 0.1958 | 0.20787 | 0.20727 | 0.2055
| Destratification Fans_Com, P - Heat | Lodging |  | NC | 0.05 | 0.07987 | 0.11712 | 0.15256 | 0.17851 | 0.19604 | 0.20832 | 0.21494 | 0.21623 | 0.21261
| Destratification Fans_Com, P - Heat | Lodging |  | RET | 0 | 0.00067118 | 0.0020537 | 0.0045088 | 0.0079554 | 0.011425 | 0.013885 | 0.015479 | 0.016093 | 0.015955
| Destratification Fans_Com, P - Heat | Lodging |  | REPL | 0.05 | 0.084123 | 0.12716 | 0.17079 | 0.2072 | 0.23169 | 0.24497 | 0.26545 | 0.26821 | 0.26591
| Energy Recovery Ventilator_Com, G - Heat | Lodging |  | NC | 0.2 | 0.29912 | 0.36995 | 0.39694 | 0.39715 | 0.39284 | 0.39206 | 0.39137 | 0.39194 | 0.39064
| Energy Recovery Ventilator_Com, G - Heat | Lodging |  | RET | 0.0069229 | 0.016432 | 0.025832 | 0.030268 | 0.031294 | 0.031001 | 0.030224 | 0.030596 | 0.031027 | 0.031427
| Energy Recovery Ventilator_Com, G - Heat | Lodging |  | REPL | 0.2 | 0.30786 | 0.3827 | 0.41111 | 0.41421 | 0.4058 | 0.39254 | 0.39341 | 0.39508 | 0.39642
| Energy Recovery Ventilator_Com, O - Heat | Lodging |  | NC | 0.2 | 0.32868 | 0.43853 | 0.49103 | 0.49842 | 0.49295 | 0.48959 | 0.48312 | 0.47719 | 0.4692
| Energy Recovery Ventilator_Com, O - Heat | Lodging |  | RET | 0.0090468 | 0.021207 | 0.033038 | 0.038314 | 0.039002 | 0.037937 | 0.036257 | 0.036008 | 0.035757 | 0.035485
| Energy Recovery Ventilator_Com, O - Heat | Lodging |  | REPL | 0.2 | 0.33579 | 0.44634 | 0.49468 | 0.49898 | 0.4816 | 0.4561 | 0.44547 | 0.43488 | 0.42417
| Energy Recovery Ventilator_Com, P - Heat | Lodging |  | NC | 0.2 | 0.34115 | 0.46951 | 0.53586 | 0.54899 | 0.54512 | 0.54228 | 0.53567 | 0.52909 | 0.52024
| Energy Recovery Ventilator_Com, P - Heat | Lodging |  | RET | 0.010031 | 0.023494 | 0.036526 | 0.04222 | 0.042806 | 0.041461 | 0.039453 | 0.039047 | 0.038648 | 0.038232
| Energy Recovery Ventilator_Com, P - Heat | Lodging |  | REPL | 0.2 | 0.34733 | 0.47425 | 0.53281 | 0.53897 | 0.51843 | 0.48769 | 0.4733 | 0.45849 | 0.44362
| Forced Air Heating Maintenance_Com, G - Heat | Lodging |  | RET | 0.0044163 | 0.0084541 | 0.0114 | 0.012606 | 0.013016 | 0.013124 | 0.013164 | 0.013214 | 0.013292 | 0.013358
| Forced Air Heating Maintenance_Com, O - Heat | Lodging |  | RET | 0.005325 | 0.010086 | 0.013536 | 0.01492 | 0.015299 | 0.015286 | 0.015171 | 0.015051 | 0.014931 | 0.014803
| Forced Air Heating Maintenance_Com, P - Heat | Lodging |  | RET | 0.0070745 | 0.013399 | 0.017984 | 0.019822 | 0.020325 | 0.020308 | 0.020155 | 0.019996 | 0.019837 | 0.019667
| Infrared Heater_Com, P - Heat | Lodging |  | NC | 0.05 | 0.17102 | 0.37422 | 0.54647 | 0.61142 | 0.62111 | 0.62043 | 0.61228 | 0.60476 | 0.59464
| Infrared Heater_Com, P - Heat | Lodging |  | RET | 0.010032 | 0.026273 | 0.040815 | 0.046464 | 0.047626 | 0.04727 | 0.046712 | 0.046142 | 0.046884 | 0.046482
| Infrared Heater_Com, P - Heat | Lodging |  | REPL | 0.05 | 0.17365 | 0.37554 | 0.53848 | 0.59399 | 0.58408 | 0.55129 | 0.50914 | 0.60185 | 0.69261
| Steam Trap Maintenance_Com, G - Heat | Lodging |  | RET | 0.022298 | 0.036808 | 0.042751 | 0.04407 | 0.044157 | 0.044177 | 0.044312 | 0.04448 | 0.04474 | 0.044962
| Steam Trap Maintenance_Com, O - Heat | Lodging |  | RET | 0.024965 | 0.040775 | 0.047136 | 0.048433 | 0.048191 | 0.047776 | 0.047418 | 0.047043 | 0.046669 | 0.046268
| Windows_Com, E - Cool [Building w Elec Heat] | Lodging | Cooling | NC | 0.25 | 0.26791 | 0.27301 | 0.2703 | 0.25772 | 0.25592 | 0.25556 | 0.24873 | 0.24792 | 0.24487
| Windows_Com, E - Heat [Building w Elec Heat] | Lodging | Space Heating | NC | 0.25 | 0.26791 | 0.27301 | 0.2703 | 0.25772 | 0.25592 | 0.25556 | 0.24873 | 0.24792 | 0.24487
| Windows_Com, E - Cool [Building w Gas Heat] | Lodging | Cooling | NC | 0.25 | 0.2705 | 0.27689 | 0.27466 | 0.2622 | 0.26037 | 0.26001 | 0.25306 | 0.25223 | 0.24913
| Windows_Com, G - Heat [Building w Gas Heat] | Lodging |  | NC | 0.25 | 0.27317 | 0.28113 | 0.27628 | 0.2661 | 0.25828 | 0.2564 | 0.25595 | 0.25632 | 0.25547
| Windows_Com, E - Cool [Building w Oil Heat] | Lodging | Cooling | NC | 0.25 | 0.27853 | 0.28915 | 0.28853 | 0.27629 | 0.27461 | 0.27423 | 0.26689 | 0.26602 | 0.26275
| Windows_Com, O - Heat [Building w Oil Heat] | Lodging |  | NC | 0.25 | 0.27831 | 0.2891 | 0.28488 | 0.27332 | 0.26312 | 0.25845 | 0.255 | 0.25186 | 0.24765
| Windows_Com, E - Cool [Building w Propane Heat] | Lodging | Cooling | NC | 0.25 | 0.27285 | 0.28045 | 0.27866 | 0.26633 | 0.26447 | 0.26411 | 0.25704 | 0.25621 | 0.25305
| Windows_Com, P - Heat [Building w Propane Heat] | Lodging |  | NC | 0.25 | 0.27263 | 0.2804 | 0.27514 | 0.26347 | 0.25341 | 0.24891 | 0.24558 | 0.24257 | 0.23851
| Window Film_Com, E - Cool [Building w Elec Heat] | Lodging | Cooling | RET | 0.0037706 | 0.0097348 | 0.01595 | 0.018205 | 0.01881 | 0.018964 | 0.01875 | 0.01919 | 0.019368 | 0.01895
| Window Film_Com, E - Heat [Building w Elec Heat] | Lodging | Space Heating | RET | 0.0037706 | 0.0097348 | 0.01595 | 0.018205 | 0.01881 | 0.018964 | 0.01875 | 0.01919 | 0.019368 | 0.01895
| Window Film_Com, E - Cool [Building w Gas Heat] | Lodging | Cooling | RET | 0.0039047 | 0.010081 | 0.016518 | 0.018853 | 0.019479 | 0.019639 | 0.019417 | 0.019873 | 0.020057 | 0.019625
| Window Film_Com, G - Heat [Building w Gas Heat] | Lodging |  | RET | 0.0039047 | 0.010344 | 0.016183 | 0.018549 | 0.019226 | 0.01934 | 0.019399 | 0.019473 | 0.019587 | 0.019684
| Window Film_Com, E - Cool [Building w Oil Heat] | Lodging | Cooling | RET | 0.0037329 | 0.0096375 | 0.015791 | 0.018023 | 0.018622 | 0.018774 | 0.018563 | 0.018998 | 0.019174 | 0.018761
| Window Film_Com, O - Heat [Building w Oil Heat] | Lodging |  | RET | 0.0037329 | 0.0097844 | 0.015235 | 0.017406 | 0.017916 | 0.017859 | 0.017725 | 0.017585 | 0.017445 | 0.017295
| Window Film_Com, E - Cool [Building w Propane Heat] | Lodging | Cooling | RET | 0.0038552 | 0.0099532 | 0.016308 | 0.018613 | 0.019232 | 0.019389 | 0.019171 | 0.019621 | 0.019802 | 0.019376
| Window Film_Com, P - Heat [Building w Propane Heat] | Lodging |  | RET | 0.0038552 | 0.010105 | 0.015734 | 0.017976 | 0.018502 | 0.018444 | 0.018306 | 0.018161 | 0.018016 | 0.017862
| Motors and Fans_Com, E - Vent | Lodging | Ventilation | NC | 0.4 | 0.42225 | 0.49705 | 0.52474 | 0.53778 | 0.53402 | 0.53328 | 0.51902 | 0.51733 | 0.51096
| Motors and Fans_Com, E - Vent | Lodging | Ventilation | RET | 0.019833 | 0.027331 | 0.031108 | 0.030667 | 0.029587 | 0.028695 | 0.027444 | 0.027243 | 0.026671 | 0.025316
| Motors and Fans_Com, E - Vent | Lodging | Ventilation | REPL | 0.4 | 0.41676 | 0.51564 | 0.53638 | 0.55653 | 0.53641 | 0.50899 | 0.50054 | 0.48458 | 0.454
| ECM Furnace Motors_Com, E - Vent | Lodging | Ventilation | RET | 0.024243 | 0.038308 | 0.047051 | 0.048551 | 0.048642 | 0.048772 | 0.048222 | 0.049354 | 0.049811 | 0.048737
| VFD on HVAC System_Com, E - Vent | Lodging | Ventilation | RET | 0.024842 | 0.039254 | 0.048213 | 0.04975 | 0.049843 | 0.049976 | 0.049413 | 0.050573 | 0.051041 | 0.049941
| Kitchen DCV_Com, E - Vent [Building w Elec Heat] | Lodging | Ventilation | NC | 0.1 | 0.21201 | 0.35544 | 0.47352 | 0.52307 | 0.55536 | 0.56989 | 0.56065 | 0.55882 | 0.55194
| Kitchen DCV_Com, E - Vent [Building w Elec Heat] | Lodging | Ventilation | RET | 0.0050152 | 0.014967 | 0.030734 | 0.040831 | 0.043923 | 0.043706 | 0.04161 | 0.041394 | 0.04063 | 0.038685
| Kitchen DCV_Com, E - Vent [Building w Elec Heat] | Lodging | Ventilation | REPL | 0.1 | 0.21542 | 0.38049 | 0.49483 | 0.5445 | 0.54996 | 0.5241 | 0.51748 | 0.49731 | 0.46218
| Kitchen DCV_Com, E - Heat [Building w Elec Heat] | Lodging | Space Heating | NC | 0.1 | 0.21201 | 0.35544 | 0.47352 | 0.52307 | 0.55536 | 0.56989 | 0.56065 | 0.55882 | 0.55194
| Kitchen DCV_Com, E - Heat [Building w Elec Heat] | Lodging | Space Heating | RET | 0.0050152 | 0.014967 | 0.030734 | 0.040831 | 0.043923 | 0.043706 | 0.04161 | 0.041394 | 0.04063 | 0.038685
| Kitchen DCV_Com, E - Heat [Building w Elec Heat] | Lodging | Space Heating | REPL | 0.1 | 0.21542 | 0.38049 | 0.49483 | 0.5445 | 0.54996 | 0.5241 | 0.51748 | 0.49731 | 0.46218
| Kitchen DCV_Com, E - Vent [Building w Gas Heat] | Lodging | Ventilation | NC | 0.1 | 0.21201 | 0.35544 | 0.47352 | 0.52308 | 0.55536 | 0.56989 | 0.56065 | 0.55882 | 0.55195
| Kitchen DCV_Com, E - Vent [Building w Gas Heat] | Lodging | Ventilation | RET | 0.0050152 | 0.014967 | 0.030734 | 0.040831 | 0.043923 | 0.043706 | 0.04161 | 0.041394 | 0.04063 | 0.038685
| Kitchen DCV_Com, E - Vent [Building w Gas Heat] | Lodging | Ventilation | REPL | 0.1 | 0.21542 | 0.38049 | 0.49484 | 0.5445 | 0.54996 | 0.52411 | 0.51749 | 0.49732 | 0.46218
| Kitchen DCV_Com, G - Heat [Building w Gas Heat] | Lodging |  | NC | 0.1 | 0.2141 | 0.36088 | 0.47631 | 0.53084 | 0.5509 | 0.56197 | 0.56706 | 0.56789 | 0.566
| Kitchen DCV_Com, G - Heat [Building w Gas Heat] | Lodging |  | RET | 0.0050152 | 0.015357 | 0.030112 | 0.040174 | 0.043352 | 0.043042 | 0.041571 | 0.040561 | 0.039678 | 0.038801
| Kitchen DCV_Com, G - Heat [Building w Gas Heat] | Lodging |  | REPL | 0.1 | 0.22104 | 0.37279 | 0.48688 | 0.53742 | 0.5416 | 0.52362 | 0.50706 | 0.48566 | 0.46357
| Kitchen DCV_Com, E - Vent [Building w Oil Heat] | Lodging | Ventilation | NC | 0.1 | 0.21202 | 0.35547 | 0.47357 | 0.52315 | 0.55545 | 0.56998 | 0.56074 | 0.55891 | 0.55203
| Kitchen DCV_Com, E - Vent [Building w Oil Heat] | Lodging | Ventilation | RET | 0.0050161 | 0.014969 | 0.030739 | 0.040837 | 0.04393 | 0.043712 | 0.041615 | 0.0414 | 0.040635 | 0.038689
| Kitchen DCV_Com, E - Vent [Building w Oil Heat] | Lodging | Ventilation | REPL | 0.1 | 0.21542 | 0.38052 | 0.49489 | 0.54456 | 0.55002 | 0.52416 | 0.51753 | 0.49736 | 0.46221
| Kitchen DCV_Com, O - Heat [Building w Oil Heat] | Lodging |  | NC | 0.1 | 0.21185 | 0.35541 | 0.46759 | 0.51752 | 0.53221 | 0.53719 | 0.53574 | 0.52916 | 0.5203
| Kitchen DCV_Com, O - Heat [Building w Oil Heat] | Lodging |  | RET | 0.0050161 | 0.015197 | 0.029658 | 0.03944 | 0.042264 | 0.041581 | 0.039737 | 0.038319 | 0.03697 | 0.035667
| Kitchen DCV_Com, O - Heat [Building w Oil Heat] | Lodging |  | REPL | 0.1 | 0.21871 | 0.36714 | 0.47795 | 0.52392 | 0.5232 | 0.50051 | 0.47903 | 0.4525 | 0.4261
| Kitchen DCV_Com, E - Vent [Building w Propane Heat] | Lodging | Ventilation | NC | 0.1 | 0.21166 | 0.35431 | 0.47143 | 0.52038 | 0.5523 | 0.56666 | 0.55742 | 0.55561 | 0.54877
| Kitchen DCV_Com, E - Vent [Building w Propane Heat] | Lodging | Ventilation | RET | 0.0049863 | 0.014881 | 0.03056 | 0.040607 | 0.043692 | 0.043488 | 0.041414 | 0.04121 | 0.040459 | 0.038531
| Kitchen DCV_Com, E - Vent [Building w Propane Heat] | Lodging | Ventilation | REPL | 0.1 | 0.21509 | 0.3794 | 0.49294 | 0.54221 | 0.54767 | 0.5221 | 0.5157 | 0.49587 | 0.46111
| Kitchen DCV_Com, P - Heat [Building w Propane Heat] | Lodging |  | NC | 0.1 | 0.21149 | 0.35425 | 0.46547 | 0.51478 | 0.5292 | 0.53407 | 0.53257 | 0.52603 | 0.51722
| Kitchen DCV_Com, P - Heat [Building w Propane Heat] | Lodging |  | RET | 0.0049863 | 0.015107 | 0.029485 | 0.039217 | 0.042036 | 0.041368 | 0.039545 | 0.038144 | 0.036811 | 0.035521
| Kitchen DCV_Com, P - Heat [Building w Propane Heat] | Lodging |  | REPL | 0.1 | 0.21836 | 0.36606 | 0.47608 | 0.52165 | 0.52097 | 0.49854 | 0.47733 | 0.45115 | 0.42509
| Duct Sealing Regulated_Com, E - Vent [Building w Elec Heat] | Lodging | Ventilation | RET | 0.0077487 | 0.01803 | 0.03011 | 0.035937 | 0.038069 | 0.038918 | 0.038532 | 0.039437 | 0.039802 | 0.038944
| Duct Sealing Regulated_Com, E - Heat [Building w Elec Heat] | Lodging | Space Heating | RET | 0.0077487 | 0.01803 | 0.03011 | 0.035937 | 0.038069 | 0.038918 | 0.038532 | 0.039437 | 0.039802 | 0.038944
| Duct Sealing Regulated_Com, E - Cool [Building w Elec Heat] | Lodging | Cooling | RET | 0.0077487 | 0.01803 | 0.03011 | 0.035937 | 0.038069 | 0.038918 | 0.038532 | 0.039437 | 0.039802 | 0.038944
| Duct Sealing Regulated_Com, E - Vent [Building w Gas Heat] | Lodging | Ventilation | RET | 0.0084965 | 0.01977 | 0.033016 | 0.039405 | 0.041743 | 0.042674 | 0.042251 | 0.043243 | 0.043643 | 0.042703
| Duct Sealing Regulated_Com, G - Heat [Building w Gas Heat] | Lodging |  | RET | 0.0084965 | 0.020286 | 0.032347 | 0.038771 | 0.0412 | 0.042025 | 0.042212 | 0.042372 | 0.04262 | 0.042831
| Duct Sealing Regulated_Com, E - Cool [Building w Gas Heat] | Lodging | Cooling | RET | 0.0084965 | 0.01977 | 0.033016 | 0.039405 | 0.041743 | 0.042674 | 0.042251 | 0.043243 | 0.043643 | 0.042703
| Duct Sealing Non Regulated_Com, E - Vent [Building w Oil Heat] | Lodging | Ventilation | RET | 0.0082972 | 0.019306 | 0.032241 | 0.038481 | 0.040764 | 0.041673 | 0.04126 | 0.042229 | 0.042619 | 0.041701
| Duct Sealing Non Regulated_Com, O - Heat [Building w Oil Heat] | Lodging |  | RET | 0.0082972 | 0.019601 | 0.031107 | 0.037164 | 0.039218 | 0.039641 | 0.039398 | 0.039087 | 0.038776 | 0.038443
| Duct Sealing Non Regulated_Com, E - Cool [Building w Oil Heat] | Lodging | Cooling | RET | 0.0082972 | 0.019306 | 0.032241 | 0.038481 | 0.040764 | 0.041673 | 0.04126 | 0.042229 | 0.042619 | 0.041701
| Duct Sealing Non Regulated_Com, E - Vent [Building w Propane Heat] | Lodging | Ventilation | RET | 0.0086103 | 0.020035 | 0.033458 | 0.039933 | 0.042302 | 0.043245 | 0.042817 | 0.043822 | 0.044227 | 0.043274
| Duct Sealing Non Regulated_Com, P - Heat [Building w Propane Heat] | Lodging |  | RET | 0.0086103 | 0.02034 | 0.032281 | 0.038566 | 0.040698 | 0.041137 | 0.040885 | 0.040562 | 0.040239 | 0.039894
| Duct Sealing Non Regulated_Com, E - Cool [Building w Propane Heat] | Lodging | Cooling | RET | 0.0086103 | 0.020035 | 0.033458 | 0.039933 | 0.042302 | 0.043245 | 0.042817 | 0.043822 | 0.044227 | 0.043274
| Power Strip_Com, E - Plug [Tier 1] | Lodging | Plug Loads | NC | 0.25 | 0.18767 | 0.13556 | 0.13118 | 0.1241 | 0.12323 | 0.12306 | 0.11977 | 0.12059 | 0.12031
| Power Strip_Com, E - Plug [Tier 1] | Lodging | Plug Loads | RET | 0.0098003 | 0.0085039 | 0.0078513 | 0.0067431 | 0.0058033 | 0.0048978 | 0.0038987 | 0.0029927 | 0.0020136 | 0.0009851
| Power Strip_Com, E - Plug [Tier 1] | Lodging | Plug Loads | REPL | 0.25 | 0.19104 | 0.14889 | 0.14622 | 0.14691 | 0.1489 | 0.14894 | 0.15268 | 0.1541 | 0.15078
| Power Strip_Com, E - Plug [Tier 2] | Lodging | Plug Loads | NC | 0 | 0.02815 | 0.090372 | 0.26237 | 0.33094 | 0.32863 | 0.32817 | 0.3194 | 0.32157 | 0.32082
| Power Strip_Com, E - Plug [Tier 2] | Lodging | Plug Loads | RET | 0 | 0.00076068 | 0.0015925 | 0.0023589 | 0.0031361 | 0.0039306 | 0.0046636 | 0.0055686 | 0.006423 | 0.0070702
| Power Strip_Com, E - Plug [Tier 2] | Lodging | Plug Loads | REPL | 0 | 0.029177 | 0.10172 | 0.3011 | 0.40128 | 0.40235 | 0.39782 | 0.40716 | 0.41092 | 0.40207
| Computer Power Management_Com, E - Plug | Lodging | Plug Loads | RET | 0.0046766 | 0.016191 | 0.033655 | 0.043072 | 0.046098 | 0.047042 | 0.046511 | 0.047603 | 0.048043 | 0.047008
| Vending Machine Controls_Com, E - Plug [Non-Refrigerated] | Lodging | Plug Loads | RET | 0.0037603 | 0.013019 | 0.027061 | 0.034632 | 0.037066 | 0.037824 | 0.037398 | 0.038276 | 0.03863 | 0.037798
| Vending Machine Controls_Com, E - Plug [Refrigerated] | Lodging | Plug Loads | RET | 0.0050145 | 0.017361 | 0.036086 | 0.046183 | 0.049429 | 0.05044 | 0.049872 | 0.051042 | 0.051514 | 0.050405
| Ovens_Com, E - Cook | Lodging | Cooking | NC | 0.4 | 0.67179 | 0.77455 | 0.78444 | 0.74702 | 0.74179 | 0.74077 | 0.72096 | 0.71861 | 0.70977
| Ovens_Com, E - Cook | Lodging | Cooking | REPL | 0.4 | 0.69684 | 0.87388 | 0.90449 | 0.90579 | 0.90821 | 0.89798 | 0.91906 | 0.92756 | 0.90757
| Ovens_Com, G - Cook | Lodging |  | NC | 0.4 | 0.67842 | 0.7864 | 0.78908 | 0.75811 | 0.73583 | 0.73048 | 0.7292 | 0.73027 | 0.72784
| Ovens_Com, G - Cook | Lodging |  | REPL | 0.4 | 0.71503 | 0.85618 | 0.88994 | 0.89401 | 0.89441 | 0.89714 | 0.90055 | 0.90581 | 0.9103
| Ovens_Com, P - Cook | Lodging |  | NC | 0.4 | 0.67124 | 0.77442 | 0.77453 | 0.73898 | 0.71076 | 0.69816 | 0.68882 | 0.68036 | 0.66897
| Ovens_Com, P - Cook | Lodging |  | REPL | 0.4 | 0.70746 | 0.84314 | 0.87354 | 0.87145 | 0.86393 | 0.85745 | 0.85068 | 0.84391 | 0.83667
| Fryers_Com, E - Cook | Lodging | Cooking | NC | 0.4 | 0.67179 | 0.77455 | 0.78444 | 0.74702 | 0.74179 | 0.74077 | 0.72096 | 0.71861 | 0.70977
| Fryers_Com, E - Cook | Lodging | Cooking | REPL | 0.4 | 0.69684 | 0.87388 | 0.90449 | 0.90579 | 0.90821 | 0.89798 | 0.91906 | 0.92756 | 0.90757
| Fryers_Com, G - Cook | Lodging |  | NC | 0.4 | 0.64607 | 0.73486 | 0.73355 | 0.70362 | 0.68294 | 0.67797 | 0.67679 | 0.67778 | 0.67553
| Fryers_Com, G - Cook | Lodging |  | REPL | 0.4 | 0.68093 | 0.80007 | 0.82732 | 0.82975 | 0.83012 | 0.83266 | 0.83582 | 0.84071 | 0.84487
| Fryers_Com, P - Cook | Lodging |  | NC | 0.4 | 0.67124 | 0.77442 | 0.77453 | 0.73898 | 0.71076 | 0.69816 | 0.68882 | 0.68036 | 0.66897
| Fryers_Com, P - Cook | Lodging |  | REPL | 0.4 | 0.70746 | 0.84314 | 0.87354 | 0.87145 | 0.86393 | 0.85745 | 0.85068 | 0.84391 | 0.83667
| Griddles_Com, E - Cook | Lodging | Cooking | NC | 0.4 | 0.65462 | 0.74715 | 0.75459 | 0.71796 | 0.71294 | 0.71196 | 0.69293 | 0.69067 | 0.68216
| Griddles_Com, E - Cook | Lodging | Cooking | REPL | 0.4 | 0.67903 | 0.84296 | 0.87007 | 0.87056 | 0.87289 | 0.86305 | 0.88332 | 0.89148 | 0.87228
| Griddles_Com, G - Cook | Lodging |  | NC | 0.4 | 0.67841 | 0.78638 | 0.78906 | 0.75809 | 0.73581 | 0.73046 | 0.72919 | 0.73025 | 0.72783
| Griddles_Com, G - Cook | Lodging |  | REPL | 0.4 | 0.71502 | 0.85617 | 0.88992 | 0.89399 | 0.89439 | 0.89712 | 0.90053 | 0.90579 | 0.91028
| Griddles_Com, P - Cook | Lodging |  | NC | 0.4 | 0.67124 | 0.77442 | 0.77453 | 0.73898 | 0.71076 | 0.69816 | 0.68882 | 0.68036 | 0.66897
| Griddles_Com, P - Cook | Lodging |  | REPL | 0.4 | 0.70746 | 0.84314 | 0.87354 | 0.87145 | 0.86393 | 0.85745 | 0.85068 | 0.84391 | 0.83667
| Hot Food Holding Cabinet_Com, E - Cook | Lodging | Cooking | NC | 0.4 | 0.67179 | 0.77455 | 0.78444 | 0.74702 | 0.74179 | 0.74077 | 0.72096 | 0.71861 | 0.70977
| Hot Food Holding Cabinet_Com, E - Cook | Lodging | Cooking | REPL | 0.4 | 0.69684 | 0.87388 | 0.90449 | 0.90579 | 0.90821 | 0.89798 | 0.91906 | 0.92756 | 0.90757
| Steamers_Com, E - Cook | Lodging | Cooking | NC | 0.4 | 0.66948 | 0.77084 | 0.78039 | 0.74307 | 0.73788 | 0.73686 | 0.71716 | 0.71482 | 0.70602
| Steamers_Com, E - Cook | Lodging | Cooking | REPL | 0.4 | 0.69445 | 0.86969 | 0.89982 | 0.90101 | 0.90342 | 0.89324 | 0.91421 | 0.92266 | 0.90278
| Steamers_Com, G - Cook | Lodging |  | NC | 0.4 | 0.67842 | 0.7864 | 0.78908 | 0.75811 | 0.73583 | 0.73048 | 0.7292 | 0.73027 | 0.72784
| Steamers_Com, G - Cook | Lodging |  | REPL | 0.4 | 0.71503 | 0.85618 | 0.88994 | 0.89401 | 0.89441 | 0.89714 | 0.90055 | 0.90581 | 0.9103
| ES Refrigerator and Freezer_Com, E - Refr | Lodging | Refrigeration | NC | 0.2 | 0.39773 | 0.55473 | 0.6173 | 0.61101 | 0.61455 | 0.6137 | 0.59729 | 0.59534 | 0.58802
| ES Refrigerator and Freezer_Com, E - Refr | Lodging | Refrigeration | REPL | 0.2 | 0.41256 | 0.62586 | 0.71177 | 0.74088 | 0.75242 | 0.74394 | 0.76141 | 0.76845 | 0.75189
| Anti Sweat Heat Control_Com, E - Refr | Lodging | Refrigeration | NC | 0.2 | 0.32236 | 0.42285 | 0.47481 | 0.47881 | 0.48795 | 0.49213 | 0.47897 | 0.47741 | 0.47153
| Anti Sweat Heat Control_Com, E - Refr | Lodging | Refrigeration | RET | 0.0085692 | 0.022124 | 0.036249 | 0.041373 | 0.042748 | 0.043098 | 0.042612 | 0.043613 | 0.044016 | 0.043068
| Loading Dock Pit Seals_Com, E - Refr | Lodging | Refrigeration | NC | 0.05 | 0.10796 | 0.18409 | 0.24867 | 0.27701 | 0.29529 | 0.30353 | 0.29882 | 0.29798 | 0.29431
| Loading Dock Pit Seals_Com, E - Refr | Lodging | Refrigeration | RET | 0.0053485 | 0.013809 | 0.022625 | 0.025823 | 0.026681 | 0.0269 | 0.026597 | 0.027221 | 0.027473 | 0.026881
| ECM Comp Cond Fan Motor_Com, E - Refr | Lodging | Refrigeration | NC | 0.15 | 0.27953 | 0.41546 | 0.50545 | 0.53058 | 0.55022 | 0.55907 | 0.54645 | 0.54467 | 0.53797
| ECM Comp Cond Fan Motor_Com, E - Refr | Lodging | Refrigeration | RET | 0.010032 | 0.025811 | 0.041899 | 0.04713 | 0.047883 | 0.047438 | 0.046086 | 0.051059 | 0.051531 | 0.050421
| ECM Comp Cond Fan Motor_Com, E - Refr | Lodging | Refrigeration | REPL | 0.15 | 0.27933 | 0.43205 | 0.5092 | 0.53001 | 0.52118 | 0.49033 | 0.57005 | 0.64199 | 0.68789
| Evap Fan Motor Replacement_Com, E - Refr | Lodging | Refrigeration | NC | 0.15 | 0.27056 | 0.39043 | 0.46551 | 0.48355 | 0.49911 | 0.50617 | 0.49413 | 0.49252 | 0.48646
| Evap Fan Motor Replacement_Com, E - Refr | Lodging | Refrigeration | RET | 0.0096365 | 0.024648 | 0.039387 | 0.04322 | 0.042666 | 0.041026 | 0.038676 | 0.038117 | 0.037058 | 0.034943
| Evap Fan Motor Replacement_Com, E - Refr | Lodging | Refrigeration | REPL | 0.15 | 0.27077 | 0.40738 | 0.47164 | 0.4871 | 0.47822 | 0.45062 | 0.43706 | 0.41533 | 0.38117
| Evap Fan Speed Controls_Com, E - Refr | Lodging | Refrigeration | NC | 0.15 | 0.2791 | 0.41422 | 0.50344 | 0.52819 | 0.5476 | 0.55636 | 0.54377 | 0.542 | 0.53533
| Evap Fan Speed Controls_Com, E - Refr | Lodging | Refrigeration | RET | 0.0099586 | 0.025711 | 0.042126 | 0.048082 | 0.049679 | 0.050086 | 0.049521 | 0.050684 | 0.051153 | 0.050051
| LowHeat NoHeat Doors_Com, E - Refr | Lodging | Refrigeration | NC | 0.15 | 0.28108 | 0.41987 | 0.51263 | 0.53912 | 0.55954 | 0.56874 | 0.55603 | 0.55421 | 0.54739
| LowHeat NoHeat Doors_Com, E - Refr | Lodging | Refrigeration | RET | 0.0099477 | 0.025683 | 0.04208 | 0.048029 | 0.049625 | 0.050031 | 0.049467 | 0.050629 | 0.051097 | 0.049996
| Refrigerated Vending Machine_Com, E - Refr | Lodging | Refrigeration | NC | 0.15 | 0.27044 | 0.39008 | 0.46497 | 0.48291 | 0.49842 | 0.50546 | 0.49343 | 0.49182 | 0.48576
| Refrigerated Vending Machine_Com, E - Refr | Lodging | Refrigeration | REPL | 0.15 | 0.28052 | 0.44011 | 0.53612 | 0.58555 | 0.61024 | 0.61273 | 0.629 | 0.63482 | 0.62114
| Walk In Refrigeration_Com, E - Refr | Lodging | Refrigeration | NC | 0.15 | 0.2818 | 0.42194 | 0.516 | 0.54315 | 0.56394 | 0.5733 | 0.56055 | 0.55872 | 0.55184
| Refrigeration Tune Up_Com, E - Refr | Lodging | Refrigeration | RET | 0.010031 | 0.025898 | 0.042433 | 0.048431 | 0.05004 | 0.05045 | 0.049882 | 0.051053 | 0.051525 | 0.050415
| ES Ice Machine_Com, E - Refr | Lodging | Refrigeration | NC | 0.35 | 0.47745 | 0.55544 | 0.58431 | 0.57206 | 0.57586 | 0.57614 | 0.56073 | 0.55891 | 0.55203
| ES Ice Machine_Com, E - Refr | Lodging | Refrigeration | REPL | 0.35 | 0.49526 | 0.62667 | 0.67373 | 0.69365 | 0.70506 | 0.69841 | 0.7148 | 0.72141 | 0.70587
| Walk In Cooler Retroft_Com, E - Refr | Lodging | Refrigeration | RET | 0.009988 | 0.025787 | 0.04225 | 0.048223 | 0.049825 | 0.050234 | 0.049667 | 0.050833 | 0.051303 | 0.050198
| Door Gasket Replacement_Com, E - Refr | Lodging | Refrigeration | RET | 0.010032 | 0.028419 | 0.044394 | 0.049155 | 0.05027 | 0.050456 | 0.049888 | 0.051059 | 0.051531 | 0.050421
| EnergyStar Dehumidifier_Com, E - Appl | Lodging | Appliances | NC | 0.4 | 0.6459 | 0.73341 | 0.73967 | 0.70346 | 0.69854 | 0.69758 | 0.67893 | 0.67671 | 0.66838
| EnergyStar Dehumidifier_Com, E - Appl | Lodging | Appliances | REPL | 0.4 | 0.66999 | 0.82746 | 0.85287 | 0.85297 | 0.85526 | 0.84562 | 0.86547 | 0.87347 | 0.85465
| Clothes Washer Elec WH_Com, E - Appl [unit w/ elec dry - Washer] | Lodging | Appliances | NC | 0.4 | 0.60991 | 0.6326 | 0.65592 | 0.62051 | 0.61617 | 0.61532 | 0.60492 | 0.60904 | 0.60762
| Clothes Washer Elec WH_Com, E - Appl [unit w/ elec dry - Washer] | Lodging | Appliances | REPL | 0.4 | 0.63266 | 0.71373 | 0.7563 | 0.7524 | 0.75441 | 0.74591 | 0.76342 | 0.77048 | 0.75388
| Clothes Washer Elec WH_Com, E - Appl [unit w/ elec dry - Dryer] | Lodging | Appliances | NC | 0.4 | 0.60991 | 0.6326 | 0.65592 | 0.62051 | 0.61617 | 0.61532 | 0.60492 | 0.60904 | 0.60762
| Clothes Washer Elec WH_Com, E - Appl [unit w/ elec dry - Dryer] | Lodging | Appliances | REPL | 0.4 | 0.63266 | 0.71373 | 0.7563 | 0.7524 | 0.75441 | 0.74591 | 0.76342 | 0.77048 | 0.75388
| Clothes Washer Elec WH_Com, E - HWat [unit w/ elec dry - Water Heater] | Lodging | Water Heating | NC | 0.4 | 0.60991 | 0.6326 | 0.65592 | 0.62051 | 0.61617 | 0.61532 | 0.60492 | 0.60904 | 0.60762
| Clothes Washer Elec WH_Com, E - HWat [unit w/ elec dry - Water Heater] | Lodging | Water Heating | REPL | 0.4 | 0.63266 | 0.71373 | 0.7563 | 0.7524 | 0.75441 | 0.74591 | 0.76342 | 0.77048 | 0.75388
| Clothes Washer Elec WH_Com, E - Appl [unit w/ gas dry - Washer] | Lodging | Appliances | NC | 0.4 | 0.60991 | 0.6326 | 0.65592 | 0.62051 | 0.61617 | 0.61532 | 0.60492 | 0.60904 | 0.60762
| Clothes Washer Elec WH_Com, E - Appl [unit w/ gas dry - Washer] | Lodging | Appliances | REPL | 0.4 | 0.63266 | 0.71373 | 0.7563 | 0.7524 | 0.75441 | 0.74591 | 0.76342 | 0.77048 | 0.75388
| Clothes Washer Elec WH_Com, G - Oth [unit w/ gas dry - Dryer] | Lodging |  | NC | 0.4 | 0.61594 | 0.64228 | 0.6598 | 0.62973 | 0.61122 | 0.60677 | 0.61183 | 0.61892 | 0.62309
| Clothes Washer Elec WH_Com, G - Oth [unit w/ gas dry - Dryer] | Lodging |  | REPL | 0.4 | 0.64917 | 0.69928 | 0.74413 | 0.74261 | 0.74295 | 0.74522 | 0.74804 | 0.75242 | 0.75615
| Clothes Washer Elec WH_Com, E - HWat [unit w/ gas dry - Water Heater] | Lodging | Water Heating | NC | 0.4 | 0.60991 | 0.6326 | 0.65592 | 0.62051 | 0.61617 | 0.61532 | 0.60492 | 0.60904 | 0.60762
| Clothes Washer Elec WH_Com, E - HWat [unit w/ gas dry - Water Heater] | Lodging | Water Heating | REPL | 0.4 | 0.63266 | 0.71373 | 0.7563 | 0.7524 | 0.75441 | 0.74591 | 0.76342 | 0.77048 | 0.75388
| Clothes Washer Elec WH_Com, E - Appl [unit w/ propane dry - Washer] | Lodging | Appliances | NC | 0.4 | 0.60991 | 0.6326 | 0.65592 | 0.62051 | 0.61617 | 0.61532 | 0.60492 | 0.60904 | 0.60762
| Clothes Washer Elec WH_Com, E - Appl [unit w/ propane dry - Washer] | Lodging | Appliances | REPL | 0.4 | 0.63266 | 0.71373 | 0.7563 | 0.7524 | 0.75441 | 0.74591 | 0.76342 | 0.77048 | 0.75388
| Clothes Washer Elec WH_Com, P - Oth [unit w/ propane dry - Dryer] | Lodging |  | NC | 0.4 | 0.60941 | 0.63249 | 0.64764 | 0.61383 | 0.5904 | 0.57993 | 0.57795 | 0.57662 | 0.57269
| Clothes Washer Elec WH_Com, P - Oth [unit w/ propane dry - Dryer] | Lodging |  | REPL | 0.4 | 0.6423 | 0.68862 | 0.73042 | 0.72387 | 0.71763 | 0.71225 | 0.70662 | 0.701 | 0.69499
| Clothes Washer Elec WH_Com, E - HWat [unit w/ propane dry - Water Heater] | Lodging | Water Heating | NC | 0.4 | 0.60991 | 0.6326 | 0.65592 | 0.62051 | 0.61617 | 0.61532 | 0.60492 | 0.60904 | 0.60762
| Clothes Washer Elec WH_Com, E - HWat [unit w/ propane dry - Water Heater] | Lodging | Water Heating | REPL | 0.4 | 0.63266 | 0.71373 | 0.7563 | 0.7524 | 0.75441 | 0.74591 | 0.76342 | 0.77048 | 0.75388
| Clothes Washer Gas WH_Com, E - Appl [unit w/ elec dry - Washer] | Lodging | Appliances | NC | 0.4 | 0.60991 | 0.6326 | 0.65592 | 0.62051 | 0.61617 | 0.61532 | 0.60492 | 0.60904 | 0.60762
| Clothes Washer Gas WH_Com, E - Appl [unit w/ elec dry - Washer] | Lodging | Appliances | REPL | 0.4 | 0.63266 | 0.71373 | 0.7563 | 0.7524 | 0.75441 | 0.74591 | 0.76342 | 0.77048 | 0.75388
| Clothes Washer Gas WH_Com, E - Appl [unit w/ elec dry - Dryer] | Lodging | Appliances | NC | 0.4 | 0.60991 | 0.6326 | 0.65592 | 0.62051 | 0.61617 | 0.61532 | 0.60492 | 0.60904 | 0.60762
| Clothes Washer Gas WH_Com, E - Appl [unit w/ elec dry - Dryer] | Lodging | Appliances | REPL | 0.4 | 0.63266 | 0.71373 | 0.7563 | 0.7524 | 0.75441 | 0.74591 | 0.76342 | 0.77048 | 0.75388
| Clothes Washer Gas WH_Com, G - HWat [unit w/ elec dry - Water Heater] | Lodging |  | NC | 0.4 | 0.61594 | 0.64228 | 0.6598 | 0.62973 | 0.61122 | 0.60677 | 0.61183 | 0.61892 | 0.62309
| Clothes Washer Gas WH_Com, G - HWat [unit w/ elec dry - Water Heater] | Lodging |  | REPL | 0.4 | 0.64917 | 0.69928 | 0.74413 | 0.74261 | 0.74295 | 0.74522 | 0.74804 | 0.75242 | 0.75615
| Clothes Washer Gas WH_Com, E - Appl [unit w/ gas dry - Washer] | Lodging | Appliances | NC | 0.4 | 0.60991 | 0.6326 | 0.65592 | 0.62051 | 0.61617 | 0.61532 | 0.60492 | 0.60904 | 0.60762
| Clothes Washer Gas WH_Com, E - Appl [unit w/ gas dry - Washer] | Lodging | Appliances | REPL | 0.4 | 0.63266 | 0.71373 | 0.7563 | 0.7524 | 0.75441 | 0.74591 | 0.76342 | 0.77048 | 0.75388
| Clothes Washer Gas WH_Com, G - Oth [unit w/ gas dry - Dryer] | Lodging |  | NC | 0.4 | 0.61594 | 0.64228 | 0.6598 | 0.62973 | 0.61122 | 0.60677 | 0.61183 | 0.61892 | 0.62309
| Clothes Washer Gas WH_Com, G - Oth [unit w/ gas dry - Dryer] | Lodging |  | REPL | 0.4 | 0.64917 | 0.69928 | 0.74413 | 0.74261 | 0.74295 | 0.74522 | 0.74804 | 0.75242 | 0.75615
| Clothes Washer Gas WH_Com, G - HWat [unit w/ gas dry - Water Heater] | Lodging |  | NC | 0.4 | 0.61594 | 0.64228 | 0.6598 | 0.62973 | 0.61122 | 0.60677 | 0.61183 | 0.61892 | 0.62309
| Clothes Washer Gas WH_Com, G - HWat [unit w/ gas dry - Water Heater] | Lodging |  | REPL | 0.4 | 0.64917 | 0.69928 | 0.74413 | 0.74261 | 0.74295 | 0.74522 | 0.74804 | 0.75242 | 0.75615
| Clothes Washer Gas WH_Com, E - Appl [unit w/ propane dry - Washer] | Lodging | Appliances | NC | 0.4 | 0.60991 | 0.6326 | 0.65592 | 0.62051 | 0.61617 | 0.61532 | 0.60492 | 0.60904 | 0.60762
| Clothes Washer Gas WH_Com, E - Appl [unit w/ propane dry - Washer] | Lodging | Appliances | REPL | 0.4 | 0.63266 | 0.71373 | 0.7563 | 0.7524 | 0.75441 | 0.74591 | 0.76342 | 0.77048 | 0.75388
| Clothes Washer Gas WH_Com, P - Oth [unit w/ propane dry - Dryer] | Lodging |  | NC | 0.4 | 0.60941 | 0.63249 | 0.64764 | 0.61383 | 0.5904 | 0.57993 | 0.57795 | 0.57662 | 0.57269
| Clothes Washer Gas WH_Com, P - Oth [unit w/ propane dry - Dryer] | Lodging |  | REPL | 0.4 | 0.6423 | 0.68862 | 0.73042 | 0.72387 | 0.71763 | 0.71225 | 0.70662 | 0.701 | 0.69499
| Clothes Washer Gas WH_Com, G - HWat [unit w/ propane dry - Water Heater] | Lodging |  | NC | 0.4 | 0.61594 | 0.64228 | 0.6598 | 0.62973 | 0.61122 | 0.60677 | 0.61183 | 0.61892 | 0.62309
| Clothes Washer Gas WH_Com, G - HWat [unit w/ propane dry - Water Heater] | Lodging |  | REPL | 0.4 | 0.64917 | 0.69928 | 0.74413 | 0.74261 | 0.74295 | 0.74522 | 0.74804 | 0.75242 | 0.75615
| Clothes Washer Oil WH_Com, E - Appl [unit w/ elec dry - Washer] | Lodging | Appliances | NC | 0.4 | 0.60991 | 0.6326 | 0.65592 | 0.62051 | 0.61617 | 0.61532 | 0.60492 | 0.60904 | 0.60762
| Clothes Washer Oil WH_Com, E - Appl [unit w/ elec dry - Washer] | Lodging | Appliances | REPL | 0.4 | 0.63266 | 0.71373 | 0.7563 | 0.7524 | 0.75441 | 0.74591 | 0.76342 | 0.77048 | 0.75388
| Clothes Washer Oil WH_Com, E - Appl [unit w/ elec dry - Dryer] | Lodging | Appliances | NC | 0.4 | 0.60991 | 0.6326 | 0.65592 | 0.62051 | 0.61617 | 0.61532 | 0.60492 | 0.60904 | 0.60762
| Clothes Washer Oil WH_Com, E - Appl [unit w/ elec dry - Dryer] | Lodging | Appliances | REPL | 0.4 | 0.63266 | 0.71373 | 0.7563 | 0.7524 | 0.75441 | 0.74591 | 0.76342 | 0.77048 | 0.75388
| Clothes Washer Oil WH_Com, O - HWat [unit w/ elec dry - Water Heater] | Lodging |  | NC | 0.4 | 0.60941 | 0.63249 | 0.64764 | 0.61383 | 0.5904 | 0.57993 | 0.57795 | 0.57662 | 0.57269
| Clothes Washer Oil WH_Com, O - HWat [unit w/ elec dry - Water Heater] | Lodging |  | REPL | 0.4 | 0.6423 | 0.68862 | 0.73042 | 0.72387 | 0.71763 | 0.71225 | 0.70662 | 0.701 | 0.69499
| Clothes Washer Oil WH_Com, E - Appl [unit w/ gas dry - Washer] | Lodging | Appliances | NC | 0.4 | 0.60991 | 0.6326 | 0.65592 | 0.62051 | 0.61617 | 0.61532 | 0.60492 | 0.60904 | 0.60762
| Clothes Washer Oil WH_Com, E - Appl [unit w/ gas dry - Washer] | Lodging | Appliances | REPL | 0.4 | 0.63266 | 0.71373 | 0.7563 | 0.7524 | 0.75441 | 0.74591 | 0.76342 | 0.77048 | 0.75388
| Clothes Washer Oil WH_Com, G - Oth [unit w/ gas dry - Dryer] | Lodging |  | NC | 0.4 | 0.61594 | 0.64228 | 0.6598 | 0.62973 | 0.61122 | 0.60677 | 0.61183 | 0.61892 | 0.62309
| Clothes Washer Oil WH_Com, G - Oth [unit w/ gas dry - Dryer] | Lodging |  | REPL | 0.4 | 0.64917 | 0.69928 | 0.74413 | 0.74261 | 0.74295 | 0.74522 | 0.74804 | 0.75242 | 0.75615
| Clothes Washer Oil WH_Com, O - HWat [unit w/ gas dry - Water Heater] | Lodging |  | NC | 0.4 | 0.60941 | 0.63249 | 0.64764 | 0.61383 | 0.5904 | 0.57993 | 0.57795 | 0.57662 | 0.57269
| Clothes Washer Oil WH_Com, O - HWat [unit w/ gas dry - Water Heater] | Lodging |  | REPL | 0.4 | 0.6423 | 0.68862 | 0.73042 | 0.72387 | 0.71763 | 0.71225 | 0.70662 | 0.701 | 0.69499
| Clothes Washer Oil WH_Com, E - Appl [unit w/ propane dry - Washer] | Lodging | Appliances | NC | 0.4 | 0.60991 | 0.6326 | 0.65592 | 0.62051 | 0.61617 | 0.61532 | 0.60492 | 0.60904 | 0.60762
| Clothes Washer Oil WH_Com, E - Appl [unit w/ propane dry - Washer] | Lodging | Appliances | REPL | 0.4 | 0.63266 | 0.71373 | 0.7563 | 0.7524 | 0.75441 | 0.74591 | 0.76342 | 0.77048 | 0.75388
| Clothes Washer Oil WH_Com, P - Oth [unit w/ propane dry - Dryer] | Lodging |  | NC | 0.4 | 0.60941 | 0.63249 | 0.64764 | 0.61383 | 0.5904 | 0.57993 | 0.57795 | 0.57662 | 0.57269
| Clothes Washer Oil WH_Com, P - Oth [unit w/ propane dry - Dryer] | Lodging |  | REPL | 0.4 | 0.6423 | 0.68862 | 0.73042 | 0.72387 | 0.71763 | 0.71225 | 0.70662 | 0.701 | 0.69499
| Clothes Washer Oil WH_Com, O - HWat [unit w/ propane dry - Water Heater] | Lodging |  | NC | 0.4 | 0.60941 | 0.63249 | 0.64764 | 0.61383 | 0.5904 | 0.57993 | 0.57795 | 0.57662 | 0.57269
| Clothes Washer Oil WH_Com, O - HWat [unit w/ propane dry - Water Heater] | Lodging |  | REPL | 0.4 | 0.6423 | 0.68862 | 0.73042 | 0.72387 | 0.71763 | 0.71225 | 0.70662 | 0.701 | 0.69499
| Clothes Washer Propane WH_Com, E - Appl [unit w/ elec dry - Washer] | Lodging | Appliances | NC | 0.4 | 0.60991 | 0.6326 | 0.65592 | 0.62051 | 0.61617 | 0.61532 | 0.60492 | 0.60904 | 0.60762
| Clothes Washer Propane WH_Com, E - Appl [unit w/ elec dry - Washer] | Lodging | Appliances | REPL | 0.4 | 0.63266 | 0.71373 | 0.7563 | 0.7524 | 0.75441 | 0.74591 | 0.76342 | 0.77048 | 0.75388
| Clothes Washer Propane WH_Com, E - Appl [unit w/ elec dry - Dryer] | Lodging | Appliances | NC | 0.4 | 0.60991 | 0.6326 | 0.65592 | 0.62051 | 0.61617 | 0.61532 | 0.60492 | 0.60904 | 0.60762
| Clothes Washer Propane WH_Com, E - Appl [unit w/ elec dry - Dryer] | Lodging | Appliances | REPL | 0.4 | 0.63266 | 0.71373 | 0.7563 | 0.7524 | 0.75441 | 0.74591 | 0.76342 | 0.77048 | 0.75388
| Clothes Washer Propane WH_Com, P - HWat [unit w/ elec dry - Water Heater] | Lodging |  | NC | 0.4 | 0.60941 | 0.63249 | 0.64764 | 0.61383 | 0.5904 | 0.57993 | 0.57795 | 0.57662 | 0.57269
| Clothes Washer Propane WH_Com, P - HWat [unit w/ elec dry - Water Heater] | Lodging |  | REPL | 0.4 | 0.6423 | 0.68862 | 0.73042 | 0.72387 | 0.71763 | 0.71225 | 0.70662 | 0.701 | 0.69499
| Clothes Washer Propane WH_Com, E - Appl [unit w/ gas dry - Washer] | Lodging | Appliances | NC | 0.4 | 0.60991 | 0.6326 | 0.65592 | 0.62051 | 0.61617 | 0.61532 | 0.60492 | 0.60904 | 0.60762
| Clothes Washer Propane WH_Com, E - Appl [unit w/ gas dry - Washer] | Lodging | Appliances | REPL | 0.4 | 0.63266 | 0.71373 | 0.7563 | 0.7524 | 0.75441 | 0.74591 | 0.76342 | 0.77048 | 0.75388
| Clothes Washer Propane WH_Com, G - Oth [unit w/ gas dry - Dryer] | Lodging |  | NC | 0.4 | 0.61594 | 0.64228 | 0.6598 | 0.62973 | 0.61122 | 0.60677 | 0.61183 | 0.61892 | 0.62309
| Clothes Washer Propane WH_Com, G - Oth [unit w/ gas dry - Dryer] | Lodging |  | REPL | 0.4 | 0.64917 | 0.69928 | 0.74413 | 0.74261 | 0.74295 | 0.74522 | 0.74804 | 0.75242 | 0.75615
| Clothes Washer Propane WH_Com, P - HWat [unit w/ gas dry - Water Heater] | Lodging |  | NC | 0.4 | 0.60941 | 0.63249 | 0.64764 | 0.61383 | 0.5904 | 0.57993 | 0.57795 | 0.57662 | 0.57269
| Clothes Washer Propane WH_Com, P - HWat [unit w/ gas dry - Water Heater] | Lodging |  | REPL | 0.4 | 0.6423 | 0.68862 | 0.73042 | 0.72387 | 0.71763 | 0.71225 | 0.70662 | 0.701 | 0.69499
| Clothes Washer Propane WH_Com, E - Appl [unit w/ propane dry - Washer] | Lodging | Appliances | NC | 0.4 | 0.60991 | 0.6326 | 0.65592 | 0.62051 | 0.61617 | 0.61532 | 0.60492 | 0.60904 | 0.60762
| Clothes Washer Propane WH_Com, E - Appl [unit w/ propane dry - Washer] | Lodging | Appliances | REPL | 0.4 | 0.63266 | 0.71373 | 0.7563 | 0.7524 | 0.75441 | 0.74591 | 0.76342 | 0.77048 | 0.75388
| Clothes Washer Propane WH_Com, P - Oth [unit w/ propane dry - Dryer] | Lodging |  | NC | 0.4 | 0.60941 | 0.63249 | 0.64764 | 0.61383 | 0.5904 | 0.57993 | 0.57795 | 0.57662 | 0.57269
| Clothes Washer Propane WH_Com, P - Oth [unit w/ propane dry - Dryer] | Lodging |  | REPL | 0.4 | 0.6423 | 0.68862 | 0.73042 | 0.72387 | 0.71763 | 0.71225 | 0.70662 | 0.701 | 0.69499
| Clothes Washer Propane WH_Com, P - HWat [unit w/ propane dry - Water Heater] | Lodging |  | NC | 0.4 | 0.60941 | 0.63249 | 0.64764 | 0.61383 | 0.5904 | 0.57993 | 0.57795 | 0.57662 | 0.57269
| Clothes Washer Propane WH_Com, P - HWat [unit w/ propane dry - Water Heater] | Lodging |  | REPL | 0.4 | 0.6423 | 0.68862 | 0.73042 | 0.72387 | 0.71763 | 0.71225 | 0.70662 | 0.701 | 0.69499
| Ozone Laundry_Com, E - HWat | Lodging | Water Heating | RET | 0 | 0.0031866 | 0.011965 | 0.026534 | 0.039933 | 0.047029 | 0.049021 | 0.050992 | 0.051463 | 0.050355
| Ozone Laundry_Com, G - HWat | Lodging |  | RET | 0 | 0.0022585 | 0.0080973 | 0.018033 | 0.027224 | 0.03199 | 0.033829 | 0.034512 | 0.034714 | 0.034886
| Ozone Laundry_Com, O - HWat | Lodging |  | RET | 0 | 0.0028259 | 0.010084 | 0.022384 | 0.033559 | 0.039077 | 0.040888 | 0.041228 | 0.0409 | 0.040549
| Ozone Laundry_Com, P - HWat | Lodging |  | RET | 0 | 0.0032364 | 0.011549 | 0.025636 | 0.038433 | 0.044753 | 0.046827 | 0.047216 | 0.04684 | 0.046438
| Dishwasher_Com, E - Appl [Building w elec WH] | Lodging | Appliances | NC | 0.4 | 0.66263 | 0.75988 | 0.76844 | 0.73144 | 0.72632 | 0.72532 | 0.70593 | 0.70363 | 0.69497
| Dishwasher_Com, E - Appl [Building w elec WH] | Lodging | Appliances | REPL | 0.4 | 0.68734 | 0.85732 | 0.88604 | 0.8869 | 0.88927 | 0.87925 | 0.89989 | 0.90821 | 0.88865
| Dishwasher_Com, E - HWat [Building w elec WH] | Lodging | Water Heating | NC | 0.4 | 0.66263 | 0.75988 | 0.76844 | 0.73144 | 0.72632 | 0.72532 | 0.70593 | 0.70363 | 0.69497
| Dishwasher_Com, E - HWat [Building w elec WH] | Lodging | Water Heating | REPL | 0.4 | 0.68734 | 0.85732 | 0.88604 | 0.8869 | 0.88927 | 0.87925 | 0.89989 | 0.90821 | 0.88865
| Dishwasher_Com, E - Appl [Building w gas WH] | Lodging | Appliances | NC | 0.4 | 0.66671 | 0.7664 | 0.77555 | 0.73835 | 0.73319 | 0.73218 | 0.7126 | 0.71028 | 0.70154
| Dishwasher_Com, E - Appl [Building w gas WH] | Lodging | Appliances | REPL | 0.4 | 0.69157 | 0.86468 | 0.89423 | 0.89529 | 0.89768 | 0.88756 | 0.9084 | 0.9168 | 0.89705
| Dishwasher_Com, G - HWat [Building w gas WH] | Lodging |  | NC | 0.4 | 0.67329 | 0.77812 | 0.78013 | 0.74932 | 0.7273 | 0.72201 | 0.72075 | 0.7218 | 0.7194
| Dishwasher_Com, G - HWat [Building w gas WH] | Lodging |  | REPL | 0.4 | 0.70963 | 0.84717 | 0.87985 | 0.88364 | 0.88404 | 0.88674 | 0.89011 | 0.89531 | 0.89975
| Dishwasher_Com, E - Appl [Building w oil WH] | Lodging | Appliances | NC | 0.4 | 0.65584 | 0.74908 | 0.75669 | 0.72 | 0.71497 | 0.71398 | 0.69489 | 0.69262 | 0.6841
| Dishwasher_Com, E - Appl [Building w oil WH] | Lodging | Appliances | REPL | 0.4 | 0.68029 | 0.84514 | 0.87249 | 0.87303 | 0.87537 | 0.8655 | 0.88582 | 0.89401 | 0.87475
| Dishwasher_Com, O - HWat [Building w oil WH] | Lodging |  | NC | 0.4 | 0.6553 | 0.74895 | 0.74713 | 0.71225 | 0.68506 | 0.67291 | 0.66391 | 0.65576 | 0.64478
| Dishwasher_Com, O - HWat [Building w oil WH] | Lodging |  | REPL | 0.4 | 0.69066 | 0.81541 | 0.84263 | 0.83993 | 0.83269 | 0.82645 | 0.81991 | 0.81339 | 0.80641
| Dishwasher_Com, E - Appl [Building w propane WH] | Lodging | Appliances | NC | 0.4 | 0.65859 | 0.75345 | 0.76144 | 0.72462 | 0.71955 | 0.71856 | 0.69935 | 0.69707 | 0.68849
| Dishwasher_Com, E - Appl [Building w propane WH] | Lodging | Appliances | REPL | 0.4 | 0.68314 | 0.85006 | 0.87796 | 0.87864 | 0.88099 | 0.87106 | 0.89151 | 0.89975 | 0.88037
| Dishwasher_Com, P - HWat [Building w propane WH] | Lodging |  | NC | 0.4 | 0.65805 | 0.75331 | 0.75182 | 0.71682 | 0.68945 | 0.67723 | 0.66817 | 0.65996 | 0.64892
| Dishwasher_Com, P - HWat [Building w propane WH] | Lodging |  | REPL | 0.4 | 0.69356 | 0.82016 | 0.84792 | 0.84532 | 0.83803 | 0.83175 | 0.82518 | 0.81861 | 0.81159
| Faucet Aerator_Com, E - HWat | Lodging | Water Heating | RET | 0.030097 | 0.042779 | 0.04982 | 0.050559 | 0.050322 | 0.050456 | 0.049888 | 0.051059 | 0.051531 | 0.050421
| Faucet Aerator_Com, G - HWat | Lodging |  | RET | 0.028197 | 0.041124 | 0.045729 | 0.046605 | 0.046532 | 0.046552 | 0.046695 | 0.046872 | 0.047146 | 0.04738
| Faucet Aerator_Com, O - HWat | Lodging |  | RET | 0.029977 | 0.043259 | 0.047877 | 0.048635 | 0.048222 | 0.047806 | 0.047448 | 0.047073 | 0.046698 | 0.046298
| Faucet Aerator_Com, P - HWat | Lodging |  | RET | 0.030097 | 0.043431 | 0.048067 | 0.048829 | 0.048414 | 0.047996 | 0.047636 | 0.04726 | 0.046884 | 0.046482
| Pre Rinse Sprayers_Com, E - HWat | Lodging | Water Heating | RET | 0.030097 | 0.042779 | 0.04982 | 0.050559 | 0.050322 | 0.050456 | 0.049888 | 0.051059 | 0.051531 | 0.050421
| Pre Rinse Sprayers_Com, G - HWat | Lodging |  | RET | 0.030095 | 0.043893 | 0.048808 | 0.049743 | 0.049664 | 0.049686 | 0.049838 | 0.050027 | 0.05032 | 0.050569
| Pre Rinse Sprayers_Com, O - HWat | Lodging |  | RET | 0.030097 | 0.043431 | 0.048067 | 0.048829 | 0.048414 | 0.047996 | 0.047636 | 0.04726 | 0.046884 | 0.046482
| Pre Rinse Sprayers_Com, P - HWat | Lodging |  | RET | 0.030097 | 0.043431 | 0.048067 | 0.048829 | 0.048414 | 0.047996 | 0.047636 | 0.04726 | 0.046884 | 0.046482
| Heat Pump Water Heater_Com, E - HWat | Lodging | Water Heating | NC | 0.2 | 0.34103 | 0.42771 | 0.45414 | 0.44233 | 0.44173 | 0.44112 | 0.42932 | 0.42792 | 0.42266
| Heat Pump Water Heater_Com, E - HWat | Lodging | Water Heating | RET | 0.0062655 | 0.016078 | 0.025918 | 0.028836 | 0.028927 | 0.028598 | 0.027728 | 0.027835 | 0.027561 | 0.026463
| Heat Pump Water Heater_Com, E - HWat | Lodging | Water Heating | REPL | 0.2 | 0.34565 | 0.45897 | 0.48233 | 0.47733 | 0.46978 | 0.45308 | 0.45205 | 0.44445 | 0.42335
| FF Storage Water Heater_Com, G - HWat | Lodging |  | NC | 0.3 | 0.33166 | 0.41289 | 0.43986 | 0.50378 | 0.48898 | 0.48542 | 0.48457 | 0.48528 | 0.48367
| FF Storage Water Heater_Com, G - HWat | Lodging |  | RET | 0.0044651 | 0.011793 | 0.0183 | 0.02071 | 0.021152 | 0.020955 | 0.020699 | 0.022029 | 0.022398 | 0.022509
| FF Storage Water Heater_Com, G - HWat | Lodging |  | REPL | 0.3 | 0.34385 | 0.43388 | 0.4682 | 0.5475 | 0.53448 | 0.5228 | 0.55358 | 0.58578 | 0.60492
| FF Storage Water Heater_Com, O - HWat | Lodging |  | NC | 0.3 | 0.3303 | 0.33557 | 0.32592 | 0.30891 | 0.29712 | 0.29185 | 0.28795 | 0.28441 | 0.27965
| FF Storage Water Heater_Com, O - HWat | Lodging |  | RET | 0.0045799 | 0.011967 | 0.018479 | 0.020838 | 0.021127 | 0.020732 | 0.020255 | 0.0213 | 0.021403 | 0.02122
| FF Storage Water Heater_Com, O - HWat | Lodging |  | REPL | 0.3 | 0.3423 | 0.35229 | 0.34639 | 0.33499 | 0.32383 | 0.31319 | 0.32763 | 0.34179 | 0.34975
| FF Storage Water Heater_Com, P - HWat | Lodging |  | NC | 0.3 | 0.40443 | 0.4467 | 0.44613 | 0.42806 | 0.41172 | 0.40442 | 0.39901 | 0.39411 | 0.38751
| FF Storage Water Heater_Com, P - HWat | Lodging |  | RET | 0.0051136 | 0.013357 | 0.020605 | 0.0232 | 0.02348 | 0.022999 | 0.022428 | 0.023559 | 0.023898 | 0.023693
| FF Storage Water Heater_Com, P - HWat | Lodging |  | REPL | 0.3 | 0.41829 | 0.46693 | 0.47077 | 0.45947 | 0.44271 | 0.42669 | 0.44543 | 0.46382 | 0.48159
| FF Instantaneous Water Heater_Com, G - HWat | Lodging |  | NC | 0.3 | 0.33166 | 0.36702 | 0.39588 | 0.41982 | 0.43193 | 0.42879 | 0.42804 | 0.42866 | 0.42724
| FF Instantaneous Water Heater_Com, G - HWat | Lodging |  | RET | 0.0048113 | 0.01145 | 0.018113 | 0.021439 | 0.022438 | 0.022519 | 0.022247 | 0.021965 | 0.02173 | 0.021479
| FF Instantaneous Water Heater_Com, G - HWat | Lodging |  | REPL | 0.3 | 0.34385 | 0.38574 | 0.42113 | 0.4553 | 0.47022 | 0.45899 | 0.44802 | 0.43784 | 0.42716
| FF Instantaneous Water Heater_Com, O - HWat | Lodging |  | NC | 0.3 | 0.32815 | 0.36142 | 0.38858 | 0.40922 | 0.41721 | 0.40982 | 0.40434 | 0.39937 | 0.39268
| FF Instantaneous Water Heater_Com, O - HWat | Lodging |  | RET | 0.0049043 | 0.011547 | 0.018178 | 0.021441 | 0.022277 | 0.022148 | 0.021644 | 0.021113 | 0.020595 | 0.020076
| FF Instantaneous Water Heater_Com, O - HWat | Lodging |  | REPL | 0.3 | 0.3401 | 0.3796 | 0.41289 | 0.44306 | 0.45318 | 0.43744 | 0.42173 | 0.40623 | 0.3907
| FF Instantaneous Water Heater_Com, P - HWat | Lodging |  | NC | 0.3 | 0.32815 | 0.36142 | 0.38858 | 0.40922 | 0.41721 | 0.40982 | 0.40434 | 0.39937 | 0.39268
| FF Instantaneous Water Heater_Com, P - HWat | Lodging |  | RET | 0.0053435 | 0.012577 | 0.019786 | 0.02331 | 0.024185 | 0.024009 | 0.023427 | 0.022818 | 0.022223 | 0.021631
| FF Instantaneous Water Heater_Com, P - HWat | Lodging |  | REPL | 0.3 | 0.33959 | 0.37835 | 0.41062 | 0.43952 | 0.44835 | 0.43154 | 0.41478 | 0.39825 | 0.38171
| Clothes Dryer_Com, E - Appl | Lodging | Appliances | NC | 0.4 | 0.64591 | 0.73341 | 0.73968 | 0.70346 | 0.69854 | 0.69758 | 0.67893 | 0.67671 | 0.66838
| Clothes Dryer_Com, E - Appl | Lodging | Appliances | RET | 0 | 0.0073892 | 0.020633 | 0.028699 | 0.030674 | 0.030543 | 0.029247 | 0.02938 | 0.02911 | 0.02797
| Clothes Dryer_Com, E - Appl | Lodging | Appliances | REPL | 0.4 | 0.6649 | 0.80432 | 0.80408 | 0.77662 | 0.75039 | 0.71394 | 0.71204 | 0.69979 | 0.66629
| Clothes Dryer_Com, G - Oth | Lodging |  | NC | 0.4 | 0.61594 | 0.68816 | 0.70378 | 0.67171 | 0.65197 | 0.64722 | 0.6461 | 0.64704 | 0.64489
| Clothes Dryer_Com, G - Oth | Lodging |  | RET | 0 | 0.0052836 | 0.014118 | 0.019839 | 0.021455 | 0.021521 | 0.021113 | 0.020993 | 0.020919 | 0.02083
| Clothes Dryer_Com, G - Oth | Lodging |  | REPL | 0.4 | 0.64574 | 0.73462 | 0.7621 | 0.74271 | 0.72476 | 0.70864 | 0.70213 | 0.69698 | 0.69114
| Clothes Dryer_Com, P - Oth | Lodging |  | NC | 0.4 | 0.63565 | 0.71808 | 0.71407 | 0.68006 | 0.65409 | 0.6425 | 0.6339 | 0.62611 | 0.61563
| Clothes Dryer_Com, P - Oth | Lodging |  | RET | 0 | 0.006932 | 0.018405 | 0.025665 | 0.027385 | 0.027025 | 0.026042 | 0.025417 | 0.024811 | 0.024209
| Clothes Dryer_Com, P - Oth | Lodging |  | REPL | 0.4 | 0.66525 | 0.76159 | 0.76277 | 0.73563 | 0.70497 | 0.67555 | 0.6553 | 0.63529 | 0.61517
| Pnemautic to DDC_Com, E - TotE [Building w Elec Heat] | Lodging | Total Electric | RET | 0 | 0.0010936 | 0.0035223 | 0.0077335 | 0.013729 | 0.020025 | 0.024391 | 0.027664 | 0.02926 | 0.028629
| Pnemautic to DDC_Com, E - TotE [Building w Gas Heat] | Lodging | Total Electric | RET | 0 | 0.00089345 | 0.0028776 | 0.006318 | 0.011216 | 0.016359 | 0.019927 | 0.0226 | 0.023904 | 0.023389
| Pnemautic to DDC_Com, G - TotF [Building w Gas Heat] | Lodging |  | RET | 0 | 0.00091677 | 0.0028193 | 0.0062164 | 0.011071 | 0.016111 | 0.019908 | 0.022145 | 0.023344 | 0.02346
| Pnemautic to DDC_Com, E - TotE [Building w Oil Heat] | Lodging | Total Electric | RET | 0 | 0.00093145 | 0.003 | 0.0065867 | 0.011694 | 0.017055 | 0.020774 | 0.023561 | 0.024921 | 0.024384
| Pnemautic to DDC_Com, O - TotF [Building w Oil Heat] | Lodging |  | RET | 0 | 0.00094564 | 0.0028945 | 0.0063614 | 0.01125 | 0.016224 | 0.019837 | 0.021808 | 0.022674 | 0.022479
| Pnemautic to DDC_Com, E - TotE [Building w Propane Heat] | Lodging | Total Electric | RET | 0 | 0.00089808 | 0.0028925 | 0.0063508 | 0.011275 | 0.016444 | 0.02003 | 0.022717 | 0.024028 | 0.023511
| Pnemautic to DDC_Com, P - TotF [Building w Propane Heat] | Lodging |  | RET | 0 | 0.00091177 | 0.0027908 | 0.0061335 | 0.010847 | 0.015643 | 0.019126 | 0.021027 | 0.021861 | 0.021674
| RCx_Com, E - TotE [Building w Elec Heat] | Lodging | Total Electric | RET | 0.0093752 | 0.013688 | 0.019118 | 0.023635 | 0.028215 | 0.028291 | 0.027972 | 0.028629 | 0.028894 | 0.028271
| RCx_Com, E - TotE [Building w Gas Heat] | Lodging | Total Electric | RET | 0.0088898 | 0.012979 | 0.018128 | 0.022411 | 0.026755 | 0.026826 | 0.026524 | 0.027147 | 0.027398 | 0.026807
| RCx_Com, G - TotF [Building w Gas Heat] | Lodging |  | RET | 0.0088898 | 0.013318 | 0.017761 | 0.022051 | 0.026407 | 0.026418 | 0.026499 | 0.0266 | 0.026755 | 0.026888
| RCx_Com, E - TotE [Building w Oil Heat] | Lodging | Total Electric | RET | 0.0081526 | 0.011903 | 0.016625 | 0.020553 | 0.024536 | 0.024602 | 0.024325 | 0.024896 | 0.025126 | 0.024584
| RCx_Com, O - TotF [Building w Oil Heat] | Lodging |  | RET | 0.0081526 | 0.012084 | 0.01604 | 0.01985 | 0.023606 | 0.023402 | 0.023227 | 0.023043 | 0.02286 | 0.022664
| RCx_Com, E - TotE [Building w Propane Heat] | Lodging | Total Electric | RET | 0.0081771 | 0.011938 | 0.016675 | 0.020615 | 0.02461 | 0.024676 | 0.024398 | 0.02497 | 0.025201 | 0.024658
| RCx_Com, P - TotF [Building w Propane Heat] | Lodging |  | RET | 0.0081771 | 0.01212 | 0.016088 | 0.019909 | 0.023677 | 0.023473 | 0.023297 | 0.023112 | 0.022929 | 0.022732
| Commissioning_Com, E - TotE [Building w Elec Heat] | Lodging | Total Electric | NC | 0.15 | 0.19435 | 0.2351 | 0.26383 | 0.27308 | 0.28568 | 0.29377 | 0.28597 | 0.28792 | 0.28725
| Commissioning_Com, E - TotE [Building w Gas Heat] | Lodging | Total Electric | NC | 0.15 | 0.18979 | 0.22476 | 0.24817 | 0.25408 | 0.26402 | 0.26918 | 0.26199 | 0.26377 | 0.26315
| Commissioning_Com, G - TotF [Building w Gas Heat] | Lodging |  | NC | 0.15 | 0.19166 | 0.2282 | 0.24964 | 0.25785 | 0.2619 | 0.26544 | 0.26498 | 0.26805 | 0.26986
| Commissioning_Com, E - TotE [Building w Oil Heat] | Lodging | Total Electric | NC | 0.15 | 0.19174 | 0.22914 | 0.25474 | 0.26201 | 0.27302 | 0.27937 | 0.2719 | 0.27375 | 0.27311
| Commissioning_Com, O - TotF [Building w Oil Heat] | Lodging |  | NC | 0.15 | 0.19159 | 0.2291 | 0.25153 | 0.25919 | 0.2616 | 0.2633 | 0.25978 | 0.25918 | 0.25742
| Commissioning_Com, E - TotE [Building w Propane Heat] | Lodging | Total Electric | NC | 0.15 | 0.19018 | 0.22563 | 0.24946 | 0.25563 | 0.26578 | 0.27117 | 0.26392 | 0.26572 | 0.2651
| Commissioning_Com, P - TotF [Building w Propane Heat] | Lodging |  | NC | 0.15 | 0.19002 | 0.22559 | 0.24631 | 0.25288 | 0.25467 | 0.25557 | 0.25215 | 0.25157 | 0.24986
| Integrated Building Design_Com, E - TotE [Building w Elec Heat] | Lodging | Total Electric | NC | 0.07 | 0.10291 | 0.14212 | 0.17866 | 0.19929 | 0.21514 | 0.22002 | 0.21065 | 0.20081 | 0.18383
| Integrated Building Design_Com, E - TotE [Building w Gas Heat] | Lodging | Total Electric | NC | 0.07 | 0.10291 | 0.14212 | 0.17866 | 0.19929 | 0.21514 | 0.22002 | 0.21065 | 0.20081 | 0.18383
| Integrated Building Design_Com, G - TotF [Building w Gas Heat] | Lodging |  | NC | 0.07 | 0.10393 | 0.1443 | 0.17971 | 0.20225 | 0.21341 | 0.21697 | 0.21305 | 0.20407 | 0.18851
| Integrated Building Design_Com, E - TotE [Building w Oil Heat] | Lodging | Total Electric | NC | 0.07 | 0.10291 | 0.14212 | 0.17866 | 0.19929 | 0.21514 | 0.22002 | 0.21065 | 0.20081 | 0.18383
| Integrated Building Design_Com, O - TotF [Building w Oil Heat] | Lodging |  | NC | 0.07 | 0.10283 | 0.1421 | 0.1764 | 0.19714 | 0.20614 | 0.20737 | 0.20125 | 0.19012 | 0.17326
| Integrated Building Design_Com, E - TotE [Building w Propane Heat] | Lodging | Total Electric | NC | 0.07 | 0.10291 | 0.14212 | 0.17866 | 0.19929 | 0.21514 | 0.22002 | 0.21065 | 0.20081 | 0.18383
| Integrated Building Design_Com, P - TotF [Building w Propane Heat] | Lodging |  | NC | 0.07 | 0.10283 | 0.1421 | 0.1764 | 0.19714 | 0.20614 | 0.20737 | 0.20125 | 0.19012 | 0.17326
| Deep Energy Retrofit_Com, E - TotE [Building w Elec Heat] | Lodging | Total Electric | RET | 0.0041128 | 0.0088995 | 0.017553 | 0.026829 | 0.034293 | 0.038922 | 0.040686 | 0.041864 | 0.042251 | 0.041341
| Deep Energy Retrofit_Com, E - TotE [Building w Gas Heat] | Lodging | Total Electric | RET | 0.0037154 | 0.0080394 | 0.015857 | 0.024236 | 0.030979 | 0.03516 | 0.036754 | 0.037819 | 0.038168 | 0.037346
| Deep Energy Retrofit_Com, G - TotF [Building w Gas Heat] | Lodging |  | RET | 0.0037154 | 0.0082493 | 0.015536 | 0.023846 | 0.030576 | 0.034626 | 0.03672 | 0.037057 | 0.037274 | 0.037458
| Deep Energy Retrofit_Com, E - TotE [Building w Oil Heat] | Lodging | Total Electric | RET | 0.003865 | 0.0083632 | 0.016495 | 0.025212 | 0.032226 | 0.036576 | 0.038234 | 0.039342 | 0.039705 | 0.03885
| Deep Energy Retrofit_Com, O - TotF [Building w Oil Heat] | Lodging |  | RET | 0.003865 | 0.0084907 | 0.015915 | 0.024349 | 0.031005 | 0.034793 | 0.036509 | 0.036414 | 0.036125 | 0.035815
| Deep Energy Retrofit_Com, E - TotE [Building w Propane Heat] | Lodging | Total Electric | RET | 0.0037343 | 0.0080804 | 0.015937 | 0.024359 | 0.031137 | 0.035339 | 0.036941 | 0.038011 | 0.038363 | 0.037536
| Deep Energy Retrofit_Com, P - TotF [Building w Propane Heat] | Lodging |  | RET | 0.0037343 | 0.0082036 | 0.015377 | 0.023526 | 0.029956 | 0.033616 | 0.035274 | 0.035183 | 0.034903 | 0.034604
| EMS_Com, E - TotE [Building w Elec Heat] | Lodging | Total Electric | NC | 0.07 | 0.070879 | 0.080856 | 0.10096 | 0.12309 | 0.1443 | 0.15469 | 0.15234 | 0.1548 | 0.15407
| EMS_Com, E - TotE [Building w Elec Heat] | Lodging | Total Electric | RET | 0.0029614 | 0.0042009 | 0.0079706 | 0.013966 | 0.019495 | 0.022439 | 0.02323 | 0.024115 | 0.024338 | 0.023813
| EMS_Com, E - TotE [Building w Gas Heat] | Lodging | Total Electric | NC | 0.07 | 0.070879 | 0.080856 | 0.10096 | 0.12309 | 0.1443 | 0.15469 | 0.15234 | 0.1548 | 0.15407
| EMS_Com, E - TotE [Building w Gas Heat] | Lodging | Total Electric | RET | 0.0021753 | 0.0030858 | 0.0058549 | 0.010259 | 0.01432 | 0.016483 | 0.017064 | 0.017714 | 0.017877 | 0.017492
| EMS_Com, G - TotF [Building w Gas Heat] | Lodging |  | NC | 0.07 | 0.071579 | 0.082093 | 0.10156 | 0.12492 | 0.14314 | 0.15254 | 0.15408 | 0.15731 | 0.158
| EMS_Com, G - TotF [Building w Gas Heat] | Lodging |  | RET | 0.0021753 | 0.0031664 | 0.0057363 | 0.010094 | 0.014134 | 0.016232 | 0.017048 | 0.017357 | 0.017458 | 0.017545
| EMS_Com, E - TotE [Building w Oil Heat] | Lodging | Total Electric | NC | 0.07 | 0.070879 | 0.080856 | 0.10096 | 0.12309 | 0.1443 | 0.15469 | 0.15234 | 0.1548 | 0.15407
| EMS_Com, E - TotE [Building w Oil Heat] | Lodging | Total Electric | RET | 0.0019745 | 0.002801 | 0.0053145 | 0.009312 | 0.012999 | 0.014962 | 0.015489 | 0.016079 | 0.016228 | 0.015878
| EMS_Com, O - TotF [Building w Oil Heat] | Lodging |  | NC | 0.07 | 0.070821 | 0.080842 | 0.099685 | 0.12177 | 0.13826 | 0.14579 | 0.14554 | 0.14656 | 0.14522
| EMS_Com, O - TotF [Building w Oil Heat] | Lodging |  | RET | 0.0019745 | 0.0028437 | 0.0051276 | 0.0089934 | 0.012506 | 0.014232 | 0.01479 | 0.014883 | 0.014764 | 0.014638
| EMS_Com, E - TotE [Building w Propane Heat] | Lodging | Total Electric | NC | 0.07 | 0.070879 | 0.080856 | 0.10096 | 0.12309 | 0.1443 | 0.15469 | 0.15234 | 0.1548 | 0.15407
| EMS_Com, E - TotE [Building w Propane Heat] | Lodging | Total Electric | RET | 0.0019785 | 0.0028066 | 0.0053251 | 0.0093306 | 0.013025 | 0.014992 | 0.01552 | 0.016111 | 0.01626 | 0.01591
| EMS_Com, P - TotF [Building w Propane Heat] | Lodging |  | NC | 0.07 | 0.070821 | 0.080842 | 0.099685 | 0.12177 | 0.13826 | 0.14579 | 0.14554 | 0.14656 | 0.14522
| EMS_Com, P - TotF [Building w Propane Heat] | Lodging |  | RET | 0.0019785 | 0.0028494 | 0.0051378 | 0.0090113 | 0.012531 | 0.014261 | 0.01482 | 0.014912 | 0.014794 | 0.014667
| VFDs on HVAC Pumps_Com, E - Oth | Lodging | Other | RET | 0.0043706 | 0.015132 | 0.031452 | 0.040253 | 0.043082 | 0.043963 | 0.043468 | 0.044488 | 0.044899 | 0.043932
| ECM Circulators_Com, E - Oth | Lodging | Other | RET | 0.007769 | 0.020058 | 0.032864 | 0.03751 | 0.038756 | 0.039073 | 0.038633 | 0.03954 | 0.039905 | 0.039046
| Motors_Com, E - Oth | Lodging | Other | NC | 0.3 | 0.41302 | 0.46028 | 0.46707 | 0.44799 | 0.44486 | 0.44424 | 0.43236 | 0.43095 | 0.42565
| Motors_Com, E - Oth | Lodging | Other | RET | 0.003203 | 0.011054 | 0.022718 | 0.028424 | 0.02954 | 0.029205 | 0.02796 | 0.027782 | 0.027223 | 0.025863
| Motors_Com, E - Oth | Lodging | Other | REPL | 0.3 | 0.42217 | 0.49998 | 0.50276 | 0.49001 | 0.47388 | 0.45129 | 0.44545 | 0.43299 | 0.40744
| Ext Area Ltg_Com, E - ExtL | Lodging | Exterior Lighting | NC | 0.16 | 0.17828 | 0.19882 | 0.21895 | 0.20849 | 0.20703 | 0.20675 | 0.20122 | 0.20056 | 0.1981
| Ext Area Ltg_Com, E - ExtL | Lodging | Exterior Lighting | RET | 0.019391 | 0.035728 | 0.045159 | 0.046017 | 0.045082 | 0.048763 | 0.048213 | 0.049345 | 0.049801 | 0.048729
| Ext Area Ltg_Com, E - ExtL | Lodging | Exterior Lighting | REPL | 0.16 | 0.17449 | 0.20143 | 0.21457 | 0.20261 | 0.22927 | 0.25063 | 0.25651 | 0.25888 | 0.2533
| Street Ltg_Com, E - ExtL | Lodging | Exterior Lighting | NC | 0.25 | 0.26273 | 0.30726 | 0.34277 | 0.33901 | 0.34268 | 0.34378 | 0.33459 | 0.33349 | 0.32939
| Street Ltg_Com, E - ExtL | Lodging | Exterior Lighting | RET | 0.019711 | 0.03328 | 0.043621 | 0.045871 | 0.045723 | 0.049567 | 0.049009 | 0.050159 | 0.050623 | 0.049533
| Street Ltg_Com, E - ExtL | Lodging | Exterior Lighting | REPL | 0.25 | 0.25775 | 0.31262 | 0.33752 | 0.33087 | 0.38061 | 0.41673 | 0.42652 | 0.43046 | 0.42119
| Ext Ltg Ctrls_Com, E - ExtL | Lodging | Exterior Lighting | RET | 0.019547 | 0.03532 | 0.046213 | 0.048612 | 0.049024 | 0.049155 | 0.048601 | 0.049742 | 0.050202 | 0.049121
| Ext Ltg Dsgn_Com, E - ExtL | Lodging | Exterior Lighting | NC | 0.013 | 0.018767 | 0.027112 | 0.038481 | 0.045504 | 0.05327 | 0.054659 | 0.053771 | 0.053595 | 0.052936
| Ext Ltg Dsgn_Com, E - ExtL | Lodging | Exterior Lighting | REPL | 0.013 | 0.019466 | 0.030588 | 0.04437 | 0.055176 | 0.065222 | 0.066259 | 0.068545 | 0.069179 | 0.067688
| Int Ltg Ctrls_Com, E - IntL [No Heat] | Lodging | Interior Lighting | RET | 0.027878 | 0.039188 | 0.045906 | 0.046736 | 0.046612 | 0.046737 | 0.04621 | 0.047295 | 0.047732 | 0.046704
| Int Ltg Ctrls_Com, E - IntL [Electric Heat] | Lodging | Interior Lighting | RET | 0.02668 | 0.037504 | 0.043934 | 0.044728 | 0.04461 | 0.044729 | 0.044225 | 0.045263 | 0.045682 | 0.044698
| Int Ltg Ctrls_Com, E/G - IntL | Lodging | Interior Lighting | RET | 0.026684 | 0.037509 | 0.043939 | 0.044733 | 0.044615 | 0.044735 | 0.04423 | 0.045269 | 0.045687 | 0.044703
| Int Ltg Ctrls_Com, E/O - IntL | Lodging | Interior Lighting | RET | 0.025064 | 0.035231 | 0.041271 | 0.042017 | 0.041906 | 0.042019 | 0.041545 | 0.04252 | 0.042913 | 0.041989
| Int Ltg Ctrls_Com, E/P - IntL | Lodging | Interior Lighting | RET | 0.019673 | 0.027653 | 0.032394 | 0.03298 | 0.032893 | 0.032981 | 0.032609 | 0.033375 | 0.033683 | 0.032958
| Exit Sign RetFit_Com, E - IntL [No Heat] | Lodging | Interior Lighting | RET | 0.029474 | 0.041431 | 0.048534 | 0.049411 | 0.049281 | 0.049413 | 0.048856 | 0.050003 | 0.050465 | 0.049378
| Exit Sign RetFit_Com, E - IntL [Electric Heat] | Lodging | Interior Lighting | RET | 0.029016 | 0.040787 | 0.04778 | 0.048643 | 0.048515 | 0.048645 | 0.048096 | 0.049225 | 0.049681 | 0.04861
| Exit Sign RetFit_Com, E/G - IntL | Lodging | Interior Lighting | RET | 0.028555 | 0.040138 | 0.04702 | 0.04787 | 0.047743 | 0.047871 | 0.047331 | 0.048442 | 0.04889 | 0.047837
| Exit Sign RetFit_Com, E/O - IntL | Lodging | Interior Lighting | RET | 0.027214 | 0.038253 | 0.044812 | 0.045622 | 0.045501 | 0.045623 | 0.045109 | 0.046168 | 0.046594 | 0.045591
| Exit Sign RetFit_Com, E/P - IntL | Lodging | Interior Lighting | RET | 0.021074 | 0.029623 | 0.034701 | 0.035328 | 0.035235 | 0.035329 | 0.034931 | 0.035751 | 0.036082 | 0.035305
| LED HiLo Bay_Com, E - IntL [No Heat] | Lodging | Interior Lighting | NC | 0.3 | 0.50976 | 0.59046 | 0.59877 | 0.57043 | 0.56644 | 0.56566 | 0.55054 | 0.54874 | 0.54199
| LED HiLo Bay_Com, E - IntL [No Heat] | Lodging | Interior Lighting | RET | 0.014324 | 0.027614 | 0.042554 | 0.047679 | 0.05238 | 0.050494 | 0.047998 | 0.053134 | 0.056997 | 0.057205
| LED HiLo Bay_Com, E - IntL [No Heat] | Lodging | Interior Lighting | REPL | 0.3 | 0.50605 | 0.60893 | 0.59646 | 0.55792 | 0.51968 | 0.47454 | 0.44044 | 0.39379 | 0.37539
| LED HiLo Bay_Com, E - IntL [Electric Heat] | Lodging | Interior Lighting | NC | 0.3 | 0.47908 | 0.54169 | 0.54569 | 0.51878 | 0.51515 | 0.51444 | 0.50069 | 0.49906 | 0.49291
| LED HiLo Bay_Com, E - IntL [Electric Heat] | Lodging | Interior Lighting | RET | 0.012937 | 0.024964 | 0.038544 | 0.043311 | 0.047742 | 0.046201 | 0.044089 | 0.048995 | 0.052789 | 0.053128
| LED HiLo Bay_Com, E - IntL [Electric Heat] | Lodging | Interior Lighting | REPL | 0.3 | 0.47765 | 0.56371 | 0.55187 | 0.51918 | 0.48794 | 0.45016 | 0.42358 | 0.38582 | 0.37286
| LED HiLo Bay_Com, E/G - IntL | Lodging | Interior Lighting | NC | 0.3 | 0.49103 | 0.56047 | 0.56606 | 0.53859 | 0.53482 | 0.53408 | 0.5198 | 0.51811 | 0.51173
| LED HiLo Bay_Com, E/G - IntL | Lodging | Interior Lighting | RET | 0.01404 | 0.027073 | 0.041737 | 0.046792 | 0.05144 | 0.049627 | 0.047212 | 0.052305 | 0.056158 | 0.056395
| LED HiLo Bay_Com, E/G - IntL | Lodging | Interior Lighting | REPL | 0.3 | 0.48789 | 0.57908 | 0.56563 | 0.52928 | 0.49392 | 0.45199 | 0.42074 | 0.37768 | 0.3611
| LED HiLo Bay_Com, E/O - IntL | Lodging | Interior Lighting | NC | 0.3 | 0.47038 | 0.5282 | 0.53111 | 0.50463 | 0.5011 | 0.50041 | 0.48703 | 0.48544 | 0.47947
| LED HiLo Bay_Com, E/O - IntL | Lodging | Interior Lighting | RET | 0.013229 | 0.025523 | 0.039391 | 0.044236 | 0.048726 | 0.047116 | 0.044925 | 0.049884 | 0.053697 | 0.05401
| LED HiLo Bay_Com, E/O - IntL | Lodging | Interior Lighting | REPL | 0.3 | 0.46856 | 0.54863 | 0.53543 | 0.50261 | 0.47149 | 0.43407 | 0.4073 | 0.36962 | 0.35624
| LED HiLo Bay_Com, E/P - IntL | Lodging | Interior Lighting | NC | 0.3 | 0.41635 | 0.44769 | 0.44504 | 0.42136 | 0.41841 | 0.41784 | 0.40667 | 0.40534 | 0.40035
| LED HiLo Bay_Com, E/P - IntL | Lodging | Interior Lighting | RET | 0.011181 | 0.021601 | 0.033431 | 0.037703 | 0.041737 | 0.040589 | 0.038923 | 0.043466 | 0.047091 | 0.047562
| LED HiLo Bay_Com, E/P - IntL | Lodging | Interior Lighting | REPL | 0.3 | 0.41738 | 0.47121 | 0.45865 | 0.4338 | 0.41205 | 0.38475 | 0.3677 | 0.34186 | 0.33521
| Repl Scre_Com, E - IntL [No Heat] | Lodging | Interior Lighting | NC | 0.3 | 0.57734 | 0 | 0 | 0 | 0 | 0 | 0 | 0 | 0
| Repl Scre_Com, E - IntL [No Heat] | Lodging | Interior Lighting | RET | 0.089529 | 0.10333 | 0 | 0 | 0 | 0 | 0 | 0 | 0 | 0
| Repl Scre_Com, E - IntL [No Heat] | Lodging | Interior Lighting | REPL | 0.3 | 0.59886 | 0 | 0 | 0 | 0 | 0 | 0 | 0 | 0
| Repl Scre_Com, E - IntL [Electric Heat] | Lodging | Interior Lighting | NC | 0.3 | 0.57722 | 0 | 0 | 0 | 0 | 0 | 0 | 0 | 0
| Repl Scre_Com, E - IntL [Electric Heat] | Lodging | Interior Lighting | RET | 0.083255 | 0.096087 | 0 | 0 | 0 | 0 | 0 | 0 | 0 | 0
| Repl Scre_Com, E - IntL [Electric Heat] | Lodging | Interior Lighting | REPL | 0.3 | 0.59875 | 0 | 0 | 0 | 0 | 0 | 0 | 0 | 0
| Repl Scre_Com, E/G - IntL | Lodging | Interior Lighting | NC | 0.3 | 0.56669 | 0 | 0 | 0 | 0 | 0 | 0 | 0 | 0
| Repl Scre_Com, E/G - IntL | Lodging | Interior Lighting | RET | 0.087786 | 0.10132 | 0 | 0 | 0 | 0 | 0 | 0 | 0 | 0
| Repl Scre_Com, E/G - IntL | Lodging | Interior Lighting | REPL | 0.3 | 0.58782 | 0 | 0 | 0 | 0 | 0 | 0 | 0 | 0
| Repl Scre_Com, E/O - IntL | Lodging | Interior Lighting | NC | 0.3 | 0.5447 | 0 | 0 | 0 | 0 | 0 | 0 | 0 | 0
| Repl Scre_Com, E/O - IntL | Lodging | Interior Lighting | RET | 0.079584 | 0.091851 | 0 | 0 | 0 | 0 | 0 | 0 | 0 | 0
| Repl Scre_Com, E/O - IntL | Lodging | Interior Lighting | REPL | 0.3 | 0.565 | 0 | 0 | 0 | 0 | 0 | 0 | 0 | 0
| Repl Scre_Com, E/P - IntL | Lodging | Interior Lighting | NC | 0.3 | 0.47418 | 0 | 0 | 0 | 0 | 0 | 0 | 0 | 0
| Repl Scre_Com, E/P - IntL | Lodging | Interior Lighting | RET | 0.061918 | 0.071462 | 0 | 0 | 0 | 0 | 0 | 0 | 0 | 0
| Repl Scre_Com, E/P - IntL | Lodging | Interior Lighting | REPL | 0.3 | 0.49186 | 0 | 0 | 0 | 0 | 0 | 0 | 0 | 0
| Lin LED Fixture_Com, E - IntL [No Heat] | Lodging | Interior Lighting | NC | 0.045 | 0.060362 | 0.087124 | 0.10234 | 0.10112 | 0.09982 | 0.099682 | 0.097017 | 0.096701 | 0.09551
| Lin LED Fixture_Com, E - IntL [No Heat] | Lodging | Interior Lighting | RET | 0.0027879 | 0.0029146 | 0.0034106 | 0.003613 | 0.0036699 | 0.0036912 | 0.003639 | 0.0037136 | 0.0038187 | 0.0037364
| Lin LED Fixture_Com, E - IntL [No Heat] | Lodging | Interior Lighting | REPL | 0.045 | 0.062251 | 0.097397 | 0.1165 | 0.12059 | 0.11975 | 0.11795 | 0.12026 | 0.12482 | 0.12213
| Lin LED Fixture_Com, E - IntL [Electric Heat] | Lodging | Interior Lighting | NC | 0.045 | 0.060362 | 0.087124 | 0.10234 | 0.10112 | 0.09982 | 0.099682 | 0.097017 | 0.096701 | 0.09551
| Lin LED Fixture_Com, E - IntL [Electric Heat] | Lodging | Interior Lighting | RET | 0.0024153 | 0.0025258 | 0.0029566 | 0.0031331 | 0.0031837 | 0.0032034 | 0.0031593 | 0.0032254 | 0.0033083 | 0.0032371
| Lin LED Fixture_Com, E - IntL [Electric Heat] | Lodging | Interior Lighting | REPL | 0.045 | 0.062299 | 0.097518 | 0.1167 | 0.12086 | 0.12008 | 0.11834 | 0.12072 | 0.12482 | 0.12213
| Lin LED Fixture_Com, E/G - IntL | Lodging | Interior Lighting | NC | 0.045 | 0.060362 | 0.087124 | 0.10234 | 0.10112 | 0.09982 | 0.099682 | 0.097017 | 0.096701 | 0.09551
| Lin LED Fixture_Com, E/G - IntL | Lodging | Interior Lighting | RET | 0.0026801 | 0.0028021 | 0.0032793 | 0.0034743 | 0.0035294 | 0.0035503 | 0.0035004 | 0.0035726 | 0.003671 | 0.0035919
| Lin LED Fixture_Com, E/G - IntL | Lodging | Interior Lighting | REPL | 0.045 | 0.062265 | 0.097432 | 0.11656 | 0.12067 | 0.11984 | 0.11806 | 0.12039 | 0.12482 | 0.12213
| Lin LED Fixture_Com, E/O - IntL | Lodging | Interior Lighting | NC | 0.045 | 0.060362 | 0.087124 | 0.10234 | 0.10112 | 0.09982 | 0.099682 | 0.097017 | 0.096701 | 0.09551
| Lin LED Fixture_Com, E/O - IntL | Lodging | Interior Lighting | RET | 0.0025508 | 0.0026672 | 0.0031217 | 0.0033078 | 0.0033607 | 0.003381 | 0.003334 | 0.0034032 | 0.003494 | 0.0034187
| Lin LED Fixture_Com, E/O - IntL | Lodging | Interior Lighting | REPL | 0.045 | 0.062281 | 0.097474 | 0.11662 | 0.12076 | 0.11996 | 0.1182 | 0.12055 | 0.12482 | 0.12213
| Lin LED Fixture_Com, E/P - IntL | Lodging | Interior Lighting | NC | 0.045 | 0.060362 | 0.087124 | 0.10234 | 0.10112 | 0.09982 | 0.099682 | 0.097017 | 0.096701 | 0.09551
| Lin LED Fixture_Com, E/P - IntL | Lodging | Interior Lighting | RET | 0.0023062 | 0.0024119 | 0.0028235 | 0.0029924 | 0.003041 | 0.0030602 | 0.0030184 | 0.0030819 | 0.0031588 | 0.0030908
| Lin LED Fixture_Com, E/P - IntL | Lodging | Interior Lighting | REPL | 0.045 | 0.062313 | 0.097553 | 0.11676 | 0.12094 | 0.12018 | 0.11845 | 0.12085 | 0.12482 | 0.12213
| LED Tube Repl_Com, E - IntL [No Heat] | Lodging | Interior Lighting | RET | 0.025473 | 0.026157 | 0.030023 | 0.031123 | 0.030886 | 0.032593 | 0.033606 | 0.034571 | 0.034891 | 0.034139
| LED Tube Repl_Com, E - IntL [No Heat] | Lodging | Interior Lighting | REPL | 0.255 | 0.33604 | 0.51045 | 0.59073 | 0.59033 | 0.61074 | 0.62591 | 0.66318 | 0.69209 | 0.69206
| LED Tube Repl_Com, E - IntL [Electric Heat] | Lodging | Interior Lighting | RET | 0.025289 | 0.025972 | 0.029815 | 0.030914 | 0.030684 | 0.032385 | 0.033395 | 0.034322 | 0.03464 | 0.033893
| LED Tube Repl_Com, E - IntL [Electric Heat] | Lodging | Interior Lighting | REPL | 0.255 | 0.33618 | 0.51079 | 0.5913 | 0.59108 | 0.61166 | 0.62699 | 0.66445 | 0.69355 | 0.69206
| LED Tube Repl_Com, E/G - IntL | Lodging | Interior Lighting | RET | 0.024968 | 0.025649 | 0.029452 | 0.030547 | 0.03033 | 0.032018 | 0.033025 | 0.033886 | 0.034199 | 0.033463
| LED Tube Repl_Com, E/G - IntL | Lodging | Interior Lighting | REPL | 0.255 | 0.33641 | 0.51137 | 0.59228 | 0.5924 | 0.61327 | 0.62887 | 0.66668 | 0.6961 | 0.69206
| LED Tube Repl_Com, E/O - IntL | Lodging | Interior Lighting | RET | 0.023411 | 0.024079 | 0.027687 | 0.028759 | 0.028601 | 0.030228 | 0.031044 | 0.031773 | 0.032067 | 0.031376
| LED Tube Repl_Com, E/O - IntL | Lodging | Interior Lighting | REPL | 0.255 | 0.33756 | 0.51422 | 0.59704 | 0.59878 | 0.62108 | 0.63801 | 0.67748 | 0.7073 | 0.69206
| LED Tube Repl_Com, E/P - IntL | Lodging | Interior Lighting | RET | 0.017281 | 0.017862 | 0.020646 | 0.021572 | 0.021589 | 0.022921 | 0.022916 | 0.023454 | 0.023671 | 0.023161
| LED Tube Repl_Com, E/P - IntL | Lodging | Interior Lighting | REPL | 0.255 | 0.34208 | 0.52543 | 0.6158 | 0.62391 | 0.65179 | 0.67397 | 0.70082 | 0.7073 | 0.69206
| Repl pin CFL wLED_Com, E - IntL [No Heat] | Lodging | Interior Lighting | RET | 0.02223 | 0.031148 | 0.035521 | 0.035217 | 0.034222 | 0.037267 | 0.036847 | 0.037712 | 0.038061 | 0.037241
| Repl pin CFL wLED_Com, E - IntL [No Heat] | Lodging | Interior Lighting | REPL | 0.3 | 0.48903 | 0.58749 | 0.58266 | 0.55852 | 0.60849 | 0.64956 | 0.67857 | 0.68485 | 0.67009
| Repl pin CFL wLED_Com, E - IntL [Electric Heat] | Lodging | Interior Lighting | RET | 0.022522 | 0.031551 | 0.035972 | 0.035652 | 0.034634 | 0.037757 | 0.037332 | 0.038208 | 0.038561 | 0.037731
| Repl pin CFL wLED_Com, E - IntL [Electric Heat] | Lodging | Interior Lighting | REPL | 0.3 | 0.49277 | 0.59361 | 0.5889 | 0.56428 | 0.61457 | 0.65586 | 0.68736 | 0.69371 | 0.67877
| Repl pin CFL wLED_Com, E/G - IntL | Lodging | Interior Lighting | RET | 0.02216 | 0.031051 | 0.035414 | 0.035113 | 0.034124 | 0.03715 | 0.036732 | 0.037594 | 0.037941 | 0.037124
| Repl pin CFL wLED_Com, E/G - IntL | Lodging | Interior Lighting | REPL | 0.3 | 0.48789 | 0.58562 | 0.58073 | 0.55671 | 0.60657 | 0.64756 | 0.67596 | 0.68221 | 0.66751
| Repl pin CFL wLED_Com, E/O - IntL | Lodging | Interior Lighting | RET | 0.02108 | 0.029559 | 0.033747 | 0.033498 | 0.032593 | 0.03534 | 0.034942 | 0.035762 | 0.036093 | 0.035315
| Repl pin CFL wLED_Com, E/O - IntL | Lodging | Interior Lighting | REPL | 0.3 | 0.47281 | 0.56123 | 0.5558 | 0.53351 | 0.582 | 0.62196 | 0.64164 | 0.64757 | 0.63362
| Repl pin CFL wLED_Com, E/P - IntL | Lodging | Interior Lighting | RET | 0.017936 | 0.025202 | 0.028859 | 0.028742 | 0.028061 | 0.03007 | 0.029731 | 0.030429 | 0.03071 | 0.030049
| Repl pin CFL wLED_Com, E/P - IntL | Lodging | Interior Lighting | REPL | 0.3 | 0.42886 | 0.49269 | 0.48606 | 0.4683 | 0.51258 | 0.5355 | 0.54807 | 0.55314 | 0.54122
| Refrig Case LED_Com, E - IntL | Lodging | Interior Lighting | NC | 0.3 | 0.56023 | 0.67464 | 0.69168 | 0.66125 | 0.65662 | 0.65572 | 0.63818 | 0.6361 | 0.62827
| Refrig Case LED_Com, E - IntL | Lodging | Interior Lighting | RET | 0.026641 | 0.037363 | 0.042666 | 0.042362 | 0.041228 | 0.040421 | 0.039078 | 0.039107 | 0.043344 | 0.044632
| Refrig Case LED_Com, E - IntL | Lodging | Interior Lighting | REPL | 0.3 | 0.54303 | 0.67834 | 0.67537 | 0.64337 | 0.6094 | 0.56723 | 0.54443 | 0.59853 | 0.63365
| Refrig Case Ctrls_Com, E - IntL | Lodging | Interior Lighting | RET | 0.019017 | 0.026732 | 0.031315 | 0.031881 | 0.031797 | 0.031882 | 0.031522 | 0.032262 | 0.032561 | 0.031859
| Stair Occ Sensor_Com, E - IntL [No Heat] | Lodging | Interior Lighting | NC | 0.3 | 0.48237 | 0.58377 | 0.61098 | 0.59229 | 0.59024 | 0.58943 | 0.57367 | 0.5718 | 0.56476
| Stair Occ Sensor_Com, E - IntL [No Heat] | Lodging | Interior Lighting | RET | 0.017961 | 0.025193 | 0.030277 | 0.031305 | 0.031532 | 0.031617 | 0.03126 | 0.031994 | 0.03229 | 0.031594
| Stair Occ Sensor_Com, E - IntL [Electric Heat] | Lodging | Interior Lighting | NC | 0.3 | 0.47194 | 0.56398 | 0.58736 | 0.56847 | 0.56611 | 0.56533 | 0.55022 | 0.54842 | 0.54167
| Stair Occ Sensor_Com, E - IntL [Electric Heat] | Lodging | Interior Lighting | RET | 0.017227 | 0.025002 | 0.02965 | 0.030289 | 0.030243 | 0.030324 | 0.029982 | 0.030686 | 0.03097 | 0.030303
| Stair Occ Sensor_Com, E/G - IntL | Lodging | Interior Lighting | NC | 0.3 | 0.47174 | 0.56361 | 0.58691 | 0.56802 | 0.56566 | 0.56488 | 0.54978 | 0.54798 | 0.54124
| Stair Occ Sensor_Com, E/G - IntL | Lodging | Interior Lighting | RET | 0.017213 | 0.024982 | 0.029626 | 0.030265 | 0.030219 | 0.0303 | 0.029958 | 0.030662 | 0.030945 | 0.030278
| Stair Occ Sensor_Com, E/O - IntL | Lodging | Interior Lighting | NC | 0.3 | 0.45815 | 0.53849 | 0.55725 | 0.53822 | 0.53551 | 0.53477 | 0.52047 | 0.51878 | 0.51239
| Stair Occ Sensor_Com, E/O - IntL | Lodging | Interior Lighting | RET | 0.016295 | 0.02365 | 0.028047 | 0.028651 | 0.028608 | 0.028685 | 0.028362 | 0.029027 | 0.029296 | 0.028665
| Stair Occ Sensor_Com, E/P - IntL | Lodging | Interior Lighting | NC | 0.3 | 0.40378 | 0.44519 | 0.45006 | 0.43093 | 0.42792 | 0.42733 | 0.41591 | 0.41455 | 0.40945
| Stair Occ Sensor_Com, E/P - IntL | Lodging | Interior Lighting | RET | 0.013022 | 0.018899 | 0.022412 | 0.022895 | 0.022861 | 0.022922 | 0.022663 | 0.023195 | 0.02341 | 0.022906
| Int Delamping_Com, E - IntL [No Heat] | Lodging | Interior Lighting | RET | 0.020061 | 0.028138 | 0.033816 | 0.034964 | 0.035219 | 0.035313 | 0.034915 | 0.035735 | 0.036065 | 0.035288
| Int Delamping_Com, E - IntL [Electric Heat] | Lodging | Interior Lighting | RET | 0.020063 | 0.028141 | 0.03382 | 0.034968 | 0.035222 | 0.035317 | 0.034919 | 0.035738 | 0.036069 | 0.035292
| Int Delamping_Com, E/G - IntL | Lodging | Interior Lighting | RET | 0.019935 | 0.027961 | 0.033604 | 0.034745 | 0.034998 | 0.035091 | 0.034696 | 0.03551 | 0.035839 | 0.035067
| Int Delamping_Com, E/O - IntL | Lodging | Interior Lighting | RET | 0.019463 | 0.027299 | 0.032809 | 0.033923 | 0.034169 | 0.034261 | 0.033875 | 0.03467 | 0.03499 | 0.034237
| Int Delamping_Com, E/P - IntL | Lodging | Interior Lighting | RET | 0.015132 | 0.021224 | 0.025507 | 0.026373 | 0.026565 | 0.026636 | 0.026336 | 0.026954 | 0.027204 | 0.026618
| Int Ltg Dsgn_Com, E - IntL [No Heat] | Lodging | Interior Lighting | NC | 0.2 | 0.33792 | 0.46072 | 0.52956 | 0.54007 | 0.55302 | 0.55903 | 0.54458 | 0.5428 | 0.53612
| Int Ltg Dsgn_Com, E - IntL [Electric Heat] | Lodging | Interior Lighting | NC | 0.2 | 0.33916 | 0.46383 | 0.53415 | 0.54526 | 0.55856 | 0.56472 | 0.55018 | 0.54839 | 0.54164
| Int Ltg Dsgn_Com, E/G - IntL | Lodging | Interior Lighting | NC | 0.2 | 0.33332 | 0.44928 | 0.51278 | 0.52117 | 0.53288 | 0.53835 | 0.52423 | 0.52252 | 0.51609
| Int Ltg Dsgn_Com, E/O - IntL | Lodging | Interior Lighting | NC | 0.2 | 0.32691 | 0.43367 | 0.49022 | 0.49594 | 0.50608 | 0.51087 | 0.49722 | 0.49559 | 0.48949
| Int Ltg Dsgn_Com, E/P - IntL | Lodging | Interior Lighting | NC | 0.2 | 0.29661 | 0.36526 | 0.39578 | 0.3926 | 0.39734 | 0.39893 | 0.38826 | 0.38699 | 0.38223
| Room Air Conditioner_Com, E - Cool | Small Retail | Cooling | NC | 0.35 | 0.53219 | 0.62405 | 0.64521 | 0.62299 | 0.61977 | 0.61892 | 0.60237 | 0.60041 | 0.59302
| Room Air Conditioner_Com, E - Cool | Small Retail | Cooling | RET | 0.0012031 | 0.0014025 | 0.0022696 | 0.003326 | 0.0038247 | 0.0038229 | 0.0044226 | 0.0050809 | 0.0055616 | 0.0054418
| Room Air Conditioner_Com, E - Cool | Small Retail | Cooling | REPL | 0.35 | 0.55051 | 0.70033 | 0.73698 | 0.74456 | 0.74389 | 0.75027 | 0.76788 | 0.77498 | 0.75829
| Computer Room Air Conditioner_Com, E - Cool | Small Retail | Cooling | NC | 0.25 | 0.45345 | 0.59214 | 0.63956 | 0.62654 | 0.62727 | 0.6264 | 0.60965 | 0.60767 | 0.60019
| Computer Room Air Conditioner_Com, E - Cool | Small Retail | Cooling | REPL | 0.25 | 0.47035 | 0.66807 | 0.73744 | 0.75971 | 0.76799 | 0.75934 | 0.77716 | 0.78435 | 0.76745
| Mini Split Ductless AC_Com, E - Cool | Small Retail | Cooling | NC | 0 | 0 | 0 | 0 | 0 | 0 | 0 | 0 | 0 | 0
| Mini Split Ductless AC_Com, E - Cool | Small Retail | Cooling | RET | 0 | 0 | 0 | 0 | 0 | 0 | 0 | 0 | 0 | 0
| Mini Split Ductless AC_Com, E - Cool | Small Retail | Cooling | REPL | 0 | 0 | 0 | 0 | 0 | 0 | 0 | 0 | 0 | 0
| Eff Unitary AC_Com, E - Cool | Small Retail | Cooling | NC | 0.35 | 0.49552 | 0.55981 | 0.57087 | 0.54876 | 0.54492 | 0.54417 | 0.52962 | 0.52789 | 0.52139
| Eff Unitary AC_Com, E - Cool | Small Retail | Cooling | RET | 0.025686 | 0.024702 | 0.025568 | 0.024985 | 0.02456 | 0.024331 | 0.02377 | 0.025346 | 0.026388 | 0.025819
| Eff Unitary AC_Com, E - Cool | Small Retail | Cooling | REPL | 0.35 | 0.49815 | 0.60239 | 0.61765 | 0.61412 | 0.60548 | 0.58849 | 0.62569 | 0.65508 | 0.66406
| PTAC_Com, E - Cool | Small Retail | Cooling | NC | 0.35 | 0.46324 | 0.50679 | 0.51095 | 0.48865 | 0.48523 | 0.48456 | 0.4716 | 0.47007 | 0.46428
| PTAC_Com, E - Cool | Small Retail | Cooling | RET | 0.0022318 | 0.0028114 | 0.0048247 | 0.0075259 | 0.009219 | 0.0098135 | 0.0098193 | 0.010223 | 0.010317 | 0.010095
| PTAC_Com, E - Cool | Small Retail | Cooling | REPL | 0.35 | 0.47805 | 0.56614 | 0.57891 | 0.57673 | 0.5724 | 0.56005 | 0.60118 | 0.60674 | 0.59367
| Unitary Equipment Economizer_Com, E - Cool | Small Retail | Cooling | RET | 0.012398 | 0.022403 | 0.029312 | 0.030834 | 0.031095 | 0.031178 | 0.030826 | 0.03155 | 0.031842 | 0.031156
| AC Tuneup_Com, E - Cool [ASHP] | Small Retail | Cooling | RET | 0.0096645 | 0.024952 | 0.040882 | 0.046662 | 0.048212 | 0.048607 | 0.048059 | 0.049187 | 0.049642 | 0.048573
| AC Tuneup_Com, E - Heat [ASHP] | Small Retail | Space Heating | RET | 0.0096645 | 0.024952 | 0.040882 | 0.046662 | 0.048212 | 0.048607 | 0.048059 | 0.049187 | 0.049642 | 0.048573
| AC Tuneup_Com, E - Cool [Unitary AC] | Small Retail | Cooling | RET | 0.0088796 | 0.022925 | 0.037562 | 0.042872 | 0.044296 | 0.044659 | 0.044156 | 0.045192 | 0.04561 | 0.044628
| DCV_Com, E - Cool [Building w Elec Heat] | Small Retail | Cooling | RET | 0.014781 | 0.028962 | 0.042315 | 0.047295 | 0.048932 | 0.04956 | 0.049001 | 0.050151 | 0.050615 | 0.049525
| DCV_Com, E - Heat [Building w Elec Heat] | Small Retail | Space Heating | RET | 0.014781 | 0.028962 | 0.042315 | 0.047295 | 0.048932 | 0.04956 | 0.049001 | 0.050151 | 0.050615 | 0.049525
| DCV_Com, E - Vent [Building w Elec Heat] | Small Retail | Ventilation | RET | 0.014781 | 0.028962 | 0.042315 | 0.047295 | 0.048932 | 0.04956 | 0.049001 | 0.050151 | 0.050615 | 0.049525
| DCV_Com, E - Cool [Building w Gas Heat] | Small Retail | Cooling | RET | 0.014925 | 0.029244 | 0.042726 | 0.047755 | 0.049408 | 0.050042 | 0.049478 | 0.050639 | 0.051108 | 0.050007
| DCV_Com, G - Heat [Building w Gas Heat] | Small Retail |  | RET | 0.014925 | 0.030007 | 0.041861 | 0.046987 | 0.048765 | 0.049281 | 0.049432 | 0.049619 | 0.04991 | 0.050157
| DCV_Com, E - Vent [Building w Gas Heat] | Small Retail | Ventilation | RET | 0.014925 | 0.029244 | 0.042726 | 0.047755 | 0.049408 | 0.050042 | 0.049478 | 0.050639 | 0.051108 | 0.050007
| DCV_Com, E - Cool [Building w Oil Heat] | Small Retail | Cooling | RET | 0.015018 | 0.029426 | 0.042993 | 0.048053 | 0.049716 | 0.050354 | 0.049787 | 0.050955 | 0.051426 | 0.050319
| DCV_Com, O - Heat [Building w Oil Heat] | Small Retail |  | RET | 0.015018 | 0.029875 | 0.041481 | 0.046409 | 0.047831 | 0.047899 | 0.04754 | 0.047164 | 0.046789 | 0.046388
| DCV_Com, E - Vent [Building w Oil Heat] | Small Retail | Ventilation | RET | 0.015018 | 0.029426 | 0.042993 | 0.048053 | 0.049716 | 0.050354 | 0.049787 | 0.050955 | 0.051426 | 0.050319
| DCV_Com, E - Cool [Building w Propane Heat] | Small Retail | Cooling | RET | 0.01475 | 0.028902 | 0.042226 | 0.047196 | 0.04883 | 0.049456 | 0.048899 | 0.050047 | 0.05051 | 0.049421
| DCV_Com, P - Heat [Building w Propane Heat] | Small Retail |  | RET | 0.01475 | 0.029342 | 0.040741 | 0.045581 | 0.046978 | 0.047045 | 0.046692 | 0.046323 | 0.045955 | 0.04556
| DCV_Com, E - Vent [Building w Propane Heat] | Small Retail | Ventilation | RET | 0.01475 | 0.028902 | 0.042226 | 0.047196 | 0.04883 | 0.049456 | 0.048899 | 0.050047 | 0.05051 | 0.049421
| Controls for Unitary AC_Com, E - Cool | Small Retail | Cooling | RET | 0.010775 | 0.021112 | 0.030846 | 0.034476 | 0.035669 | 0.036127 | 0.03572 | 0.036558 | 0.036896 | 0.036102
| Optimized Unitary AC Sys_Com, E - Cool [Building w Elec Heat] | Small Retail | Cooling | NC | 0.15 | 0.23577 | 0.30322 | 0.3366 | 0.33761 | 0.34327 | 0.3457 | 0.33645 | 0.33536 | 0.33123
| Optimized Unitary AC Sys_Com, E - Heat [Building w Elec Heat] | Small Retail | Space Heating | NC | 0.15 | 0.23577 | 0.30322 | 0.3366 | 0.33761 | 0.34327 | 0.3457 | 0.33645 | 0.33536 | 0.33123
| Optimized Unitary AC Sys_Com, E - Cool [Building w Gas Heat] | Small Retail | Cooling | NC | 0.15 | 0.27856 | 0.41269 | 0.50097 | 0.52526 | 0.54441 | 0.55306 | 0.5405 | 0.53874 | 0.5321
| Optimized Unitary AC Sys_Com, G - Heat [Building w Gas Heat] | Small Retail |  | NC | 0.15 | 0.28131 | 0.41901 | 0.50393 | 0.53306 | 0.54004 | 0.54537 | 0.54668 | 0.54747 | 0.54566
| Optimized Unitary AC Sys_Com, E - Cool [Building w Oil Heat] | Small Retail | Cooling | NC | 0.15 | 0.28164 | 0.42147 | 0.51523 | 0.54223 | 0.56293 | 0.57226 | 0.55952 | 0.55769 | 0.55083
| Optimized Unitary AC Sys_Com, O - Heat [Building w Oil Heat] | Small Retail |  | NC | 0.15 | 0.2814 | 0.4214 | 0.50873 | 0.53639 | 0.53938 | 0.53935 | 0.53457 | 0.52801 | 0.51917
| Optimized Unitary AC Sys_Com, E - Cool [Building w Propane Heat] | Small Retail | Cooling | NC | 0.15 | 0.26589 | 0.37781 | 0.44587 | 0.46072 | 0.47446 | 0.48073 | 0.469 | 0.46747 | 0.46172
| Optimized Unitary AC Sys_Com, P - Heat [Building w Propane Heat] | Small Retail |  | NC | 0.15 | 0.26567 | 0.37774 | 0.44024 | 0.45576 | 0.45461 | 0.45307 | 0.44809 | 0.44259 | 0.43518
| Cool Roof_Com, E - Cool [Building w Elec Heat] | Small Retail | Cooling | NC | 0.1 | 0.12746 | 0.15111 | 0.16663 | 0.1703 | 0.17671 | 0.17954 | 0.17474 | 0.17417 | 0.17202
| Cool Roof_Com, E - Cool [Building w Elec Heat] | Small Retail | Cooling | RET | 0 | 0.00089265 | 0.002875 | 0.0063124 | 0.011206 | 0.016345 | 0.019909 | 0.02258 | 0.023883 | 0.023368
| Cool Roof_Com, E - Heat [Building w Elec Heat] | Small Retail | Space Heating | NC | 0.1 | 0.12746 | 0.15111 | 0.16663 | 0.1703 | 0.17671 | 0.17954 | 0.17474 | 0.17417 | 0.17202
| Cool Roof_Com, E - Heat [Building w Elec Heat] | Small Retail | Space Heating | RET | 0 | 0.00089265 | 0.002875 | 0.0063124 | 0.011206 | 0.016345 | 0.019909 | 0.02258 | 0.023883 | 0.023368
| Cool Roof_Com, E - Cool [Building w Gas Heat] | Small Retail | Cooling | NC | 0.1 | 0.12739 | 0.15094 | 0.16638 | 0.17 | 0.17637 | 0.17916 | 0.17437 | 0.1738 | 0.17166
| Cool Roof_Com, E - Cool [Building w Gas Heat] | Small Retail | Cooling | RET | 0 | 0.00088804 | 0.0028602 | 0.0062798 | 0.011149 | 0.016261 | 0.019806 | 0.022464 | 0.02376 | 0.023248
| Cool Roof_Com, G - Heat [Building w Gas Heat] | Small Retail |  | NC | 0.1 | 0.12864 | 0.15325 | 0.16736 | 0.17252 | 0.17495 | 0.17667 | 0.17637 | 0.17662 | 0.17604
| Cool Roof_Com, G - Heat [Building w Gas Heat] | Small Retail |  | RET | 0 | 0.00091123 | 0.0028023 | 0.0061788 | 0.011004 | 0.016013 | 0.019788 | 0.022011 | 0.023203 | 0.023318
| Cool Roof_Com, E - Cool [Building w Oil Heat] | Small Retail | Cooling | NC | 0.1 | 0.12628 | 0.14854 | 0.16286 | 0.16584 | 0.1717 | 0.17397 | 0.16931 | 0.16876 | 0.16668
| Cool Roof_Com, E - Cool [Building w Oil Heat] | Small Retail | Cooling | RET | 0 | 0.00086978 | 0.0028014 | 0.0061507 | 0.010919 | 0.015926 | 0.019399 | 0.022002 | 0.023271 | 0.02277
| Cool Roof_Com, O - Heat [Building w Oil Heat] | Small Retail |  | NC | 0.1 | 0.12617 | 0.14851 | 0.16081 | 0.16406 | 0.16452 | 0.16396 | 0.16177 | 0.15978 | 0.1571
| Cool Roof_Com, O - Heat [Building w Oil Heat] | Small Retail |  | RET | 0 | 0.00088304 | 0.0027029 | 0.0059402 | 0.010505 | 0.01515 | 0.018524 | 0.020365 | 0.021173 | 0.020991
| Cool Roof_Com, E - Cool [Building w Propane Heat] | Small Retail | Cooling | NC | 0.1 | 0.12707 | 0.15026 | 0.16538 | 0.16881 | 0.17503 | 0.17767 | 0.17292 | 0.17236 | 0.17024
| Cool Roof_Com, E - Cool [Building w Propane Heat] | Small Retail | Cooling | RET | 0 | 0.00088294 | 0.0028438 | 0.0062437 | 0.011085 | 0.016167 | 0.019693 | 0.022335 | 0.023623 | 0.023114
| Cool Roof_Com, P - Heat [Building w Propane Heat] | Small Retail |  | NC | 0.1 | 0.12697 | 0.15023 | 0.16329 | 0.16699 | 0.16771 | 0.16745 | 0.16521 | 0.16318 | 0.16045
| Cool Roof_Com, P - Heat [Building w Propane Heat] | Small Retail |  | RET | 0 | 0.0008964 | 0.0027437 | 0.0060301 | 0.010664 | 0.015379 | 0.018804 | 0.020673 | 0.021493 | 0.021309
| GSHP_Com, E - Cool | Small Retail | Cooling | RET | 0.0011836 | 0.0023012 | 0.0036075 | 0.0047403 | 0.0058671 | 0.0070178 | 0.0080379 | 0.0093243 | 0.010487 | 0.01128
| GSHP_Com, E - Cool | Small Retail | Cooling | REPL | 0.02 | 0.035406 | 0.06246 | 0.096266 | 0.13645 | 0.1763 | 0.20339 | 0.2232 | 0.22672 | 0.21366
| GSHP_Com, E - Heat | Small Retail | Space Heating | RET | 0.0011836 | 0.0023012 | 0.0036075 | 0.0047403 | 0.0058671 | 0.0070178 | 0.0080379 | 0.0093243 | 0.010487 | 0.01128
| GSHP_Com, E - Heat | Small Retail | Space Heating | REPL | 0.02 | 0.035406 | 0.06246 | 0.096266 | 0.13645 | 0.1763 | 0.20339 | 0.2232 | 0.22672 | 0.21366
| Unitary HP_Com, E - Cool | Small Retail | Cooling | NC | 0.35 | 0.46087 | 0.50303 | 0.50674 | 0.48445 | 0.48106 | 0.4804 | 0.46756 | 0.46603 | 0.4603
| Unitary HP_Com, E - Cool | Small Retail | Cooling | RET | 0.0042903 | 0.012205 | 0.021473 | 0.025088 | 0.025858 | 0.025822 | 0.025202 | 0.027294 | 0.027546 | 0.026953
| Unitary HP_Com, E - Cool | Small Retail | Cooling | REPL | 0.35 | 0.47 | 0.54592 | 0.54723 | 0.53455 | 0.52018 | 0.49871 | 0.56312 | 0.60154 | 0.58858
| Unitary HP_Com, E - Heat | Small Retail | Space Heating | NC | 0.35 | 0.46087 | 0.50303 | 0.50674 | 0.48445 | 0.48106 | 0.4804 | 0.46756 | 0.46603 | 0.4603
| Unitary HP_Com, E - Heat | Small Retail | Space Heating | RET | 0.0042903 | 0.012205 | 0.021473 | 0.025088 | 0.025858 | 0.025822 | 0.025202 | 0.027294 | 0.027546 | 0.026953
| Unitary HP_Com, E - Heat | Small Retail | Space Heating | REPL | 0.35 | 0.47 | 0.54592 | 0.54723 | 0.53455 | 0.52018 | 0.49871 | 0.56312 | 0.60154 | 0.58858
| PTHP_Com, E - Cool | Small Retail | Cooling | NC | 0.35 | 0.5405 | 0.63922 | 0.66304 | 0.64089 | 0.63787 | 0.63699 | 0.61996 | 0.61793 | 0.61033
| PTHP_Com, E - Cool | Small Retail | Cooling | RET | 0.0020511 | 0.002161 | 0.002753 | 0.0034408 | 0.0038734 | 0.00403 | 0.0040123 | 0.0041757 | 0.0042143 | 0.0041235
| PTHP_Com, E - Cool | Small Retail | Cooling | REPL | 0.35 | 0.55826 | 0.71615 | 0.75655 | 0.76598 | 0.76662 | 0.75481 | 0.78539 | 0.79761 | 0.78042
| PTHP_Com, E - Heat | Small Retail | Space Heating | NC | 0.35 | 0.5405 | 0.63922 | 0.66304 | 0.64089 | 0.63787 | 0.63699 | 0.61996 | 0.61793 | 0.61033
| PTHP_Com, E - Heat | Small Retail | Space Heating | RET | 0.0020511 | 0.002161 | 0.002753 | 0.0034408 | 0.0038734 | 0.00403 | 0.0040123 | 0.0041757 | 0.0042143 | 0.0041235
| PTHP_Com, E - Heat | Small Retail | Space Heating | REPL | 0.35 | 0.55826 | 0.71615 | 0.75655 | 0.76598 | 0.76662 | 0.75481 | 0.78539 | 0.79761 | 0.78042
| Minisplit Ductless HP_Com, E - Cool | Small Retail | Cooling | RET | 0.023233 | 0.035937 | 0.042626 | 0.042218 | 0.040524 | 0.038918 | 0.036855 | 0.037092 | 0.036827 | 0.035464
| Minisplit Ductless HP_Com, E - Cool | Small Retail | Cooling | REPL | 0.175 | 0.25983 | 0.3119 | 0.30513 | 0.28433 | 0.26064 | 0.2338 | 0.22254 | 0.21602 | 0.20297
| Minisplit Ductless HP_Com, E - Heat | Small Retail | Space Heating | RET | 0.023233 | 0.035937 | 0.042626 | 0.042218 | 0.040524 | 0.038918 | 0.036855 | 0.037092 | 0.036827 | 0.035464
| Minisplit Ductless HP_Com, E - Heat | Small Retail | Space Heating | REPL | 0.175 | 0.25983 | 0.3119 | 0.30513 | 0.28433 | 0.26064 | 0.2338 | 0.22254 | 0.21602 | 0.20297
| Programmable TStat_Com, E - Cool [Building w Elec Heat] | Small Retail | Cooling | NC | 0.3 | 0.18391 | 0.086757 | 0 | 0 | 0 | 0 | 0 | 0 | 0
| Programmable TStat_Com, E - Cool [Building w Elec Heat] | Small Retail | Cooling | RET | 0.015144 | 0.0073699 | 0 | 0 | 0 | 0 | 0 | 0 | 0 | 0
| Programmable TStat_Com, E - Heat [Building w Elec Heat] | Small Retail | Space Heating | NC | 0.3 | 0.18391 | 0.086757 | 0 | 0 | 0 | 0 | 0 | 0 | 0
| Programmable TStat_Com, E - Heat [Building w Elec Heat] | Small Retail | Space Heating | RET | 0.015144 | 0.0073699 | 0 | 0 | 0 | 0 | 0 | 0 | 0 | 0
| Programmable TStat_Com, E - Cool [Building w Gas Heat] | Small Retail | Cooling | NC | 0.3 | 0.18391 | 0.086757 | 0 | 0 | 0 | 0 | 0 | 0 | 0
| Programmable TStat_Com, E - Cool [Building w Gas Heat] | Small Retail | Cooling | RET | 0.019485 | 0.0094826 | 0 | 0 | 0 | 0 | 0 | 0 | 0 | 0
| Programmable TStat_Com, G - Heat [Building w Gas Heat] | Small Retail |  | NC | 0.3 | 0.18573 | 0.088084 | 0 | 0 | 0 | 0 | 0 | 0 | 0
| Programmable TStat_Com, G - Heat [Building w Gas Heat] | Small Retail |  | RET | 0.019485 | 0.0097302 | 0 | 0 | 0 | 0 | 0 | 0 | 0 | 0
| Programmable TStat_Com, E - Cool [Building w Propane Heat] | Small Retail | Cooling | NC | 0.3 | 0.18391 | 0.086757 | 0 | 0 | 0 | 0 | 0 | 0 | 0
| Programmable TStat_Com, E - Cool [Building w Propane Heat] | Small Retail | Cooling | RET | 0.018993 | 0.0092433 | 0 | 0 | 0 | 0 | 0 | 0 | 0 | 0
| Programmable TStat_Com, P - Heat [Building w Propane Heat] | Small Retail |  | NC | 0.3 | 0.18376 | 0.086742 | 0 | 0 | 0 | 0 | 0 | 0 | 0
| Programmable TStat_Com, P - Heat [Building w Propane Heat] | Small Retail |  | RET | 0.018993 | 0.0093842 | 0 | 0 | 0 | 0 | 0 | 0 | 0 | 0
| Programmable TStat_Com, E - Cool [Building w Oil Heat] | Small Retail | Cooling | NC | 0.3 | 0.18391 | 0.086757 | 0 | 0 | 0 | 0 | 0 | 0 | 0
| Programmable TStat_Com, E - Cool [Building w Oil Heat] | Small Retail | Cooling | RET | 0.015557 | 0.0075708 | 0 | 0 | 0 | 0 | 0 | 0 | 0 | 0
| Programmable TStat_Com, O - Heat [Building w Oil Heat] | Small Retail |  | NC | 0.3 | 0.18376 | 0.086742 | 0 | 0 | 0 | 0 | 0 | 0 | 0
| Programmable TStat_Com, O - Heat [Building w Oil Heat] | Small Retail |  | RET | 0.015557 | 0.0076862 | 0 | 0 | 0 | 0 | 0 | 0 | 0 | 0
| Smart TStat_Com, E - Cool [Building w Elec Heat] | Small Retail | Cooling | NC | 0.05 | 0.18391 | 0.34703 | 0.41104 | 0.4567 | 0.51759 | 0.59071 | 0.57492 | 0.57304 | 0.56599
| Smart TStat_Com, E - Cool [Building w Elec Heat] | Small Retail | Cooling | RET | 0.0047516 | 0.0082949 | 0.016382 | 0.021859 | 0.023405 | 0.023898 | 0.023628 | 0.024183 | 0.024406 | 0.023881
| Smart TStat_Com, E - Heat [Building w Elec Heat] | Small Retail | Space Heating | NC | 0.05 | 0.18391 | 0.34703 | 0.41104 | 0.4567 | 0.51759 | 0.59071 | 0.57492 | 0.57304 | 0.56599
| Smart TStat_Com, E - Heat [Building w Elec Heat] | Small Retail | Space Heating | RET | 0.0047516 | 0.0082949 | 0.016382 | 0.021859 | 0.023405 | 0.023898 | 0.023628 | 0.024183 | 0.024406 | 0.023881
| Smart TStat_Com, E - Cool [Building w Gas Heat] | Small Retail | Cooling | NC | 0.05 | 0.18391 | 0.34703 | 0.41104 | 0.4567 | 0.51759 | 0.59071 | 0.57492 | 0.57304 | 0.56599
| Smart TStat_Com, E - Cool [Building w Gas Heat] | Small Retail | Cooling | RET | 0.0068584 | 0.011973 | 0.023645 | 0.031551 | 0.033784 | 0.034494 | 0.034105 | 0.034906 | 0.035229 | 0.03447
| Smart TStat_Com, G - Heat [Building w Gas Heat] | Small Retail |  | NC | 0.05 | 0.18573 | 0.35234 | 0.41347 | 0.46348 | 0.51343 | 0.5825 | 0.58149 | 0.58234 | 0.5804
| Smart TStat_Com, G - Heat [Building w Gas Heat] | Small Retail |  | RET | 0.0068584 | 0.012286 | 0.023167 | 0.031044 | 0.033344 | 0.03397 | 0.034073 | 0.034203 | 0.034403 | 0.034573
| Smart TStat_Com, E - Cool [Building w Propane Heat] | Small Retail | Cooling | NC | 0.05 | 0.18391 | 0.34703 | 0.41104 | 0.4567 | 0.51759 | 0.59071 | 0.57492 | 0.57304 | 0.56599
| Smart TStat_Com, E - Cool [Building w Propane Heat] | Small Retail | Cooling | RET | 0.0064463 | 0.011253 | 0.022225 | 0.029655 | 0.031753 | 0.032421 | 0.032056 | 0.032808 | 0.033112 | 0.032398
| Smart TStat_Com, P - Heat [Building w Propane Heat] | Small Retail |  | NC | 0.05 | 0.18376 | 0.34697 | 0.40585 | 0.45178 | 0.49593 | 0.55673 | 0.54929 | 0.54254 | 0.53346
| Smart TStat_Com, P - Heat [Building w Propane Heat] | Small Retail |  | RET | 0.0064463 | 0.011425 | 0.021443 | 0.02864 | 0.03055 | 0.03084 | 0.030609 | 0.030367 | 0.030126 | 0.029867
| Smart TStat_Com, E - Cool [Building w Oil Heat] | Small Retail | Cooling | NC | 0.05 | 0.18391 | 0.34703 | 0.41104 | 0.4567 | 0.51759 | 0.59071 | 0.57492 | 0.57304 | 0.56599
| Smart TStat_Com, E - Cool [Building w Oil Heat] | Small Retail | Cooling | RET | 0.0050162 | 0.0087569 | 0.017294 | 0.023076 | 0.024709 | 0.025229 | 0.024944 | 0.02553 | 0.025766 | 0.025211
| Smart TStat_Com, O - Heat [Building w Oil Heat] | Small Retail |  | NC | 0.05 | 0.18376 | 0.34697 | 0.40585 | 0.45178 | 0.49593 | 0.55673 | 0.54929 | 0.54254 | 0.53346
| Smart TStat_Com, O - Heat [Building w Oil Heat] | Small Retail |  | RET | 0.0050162 | 0.0088904 | 0.016686 | 0.022287 | 0.023772 | 0.023999 | 0.023819 | 0.02363 | 0.023442 | 0.023241
| Boiler Blowdown Controls_Com, G - Heat | Small Retail |  | RET | 0.006368 | 0.012803 | 0.017861 | 0.020048 | 0.020807 | 0.021027 | 0.021091 | 0.021171 | 0.021295 | 0.021401
| Boiler Blowdown Controls_Com, O - Heat | Small Retail |  | RET | 0.0061918 | 0.012317 | 0.017102 | 0.019134 | 0.019721 | 0.019749 | 0.019601 | 0.019446 | 0.019291 | 0.019125
| Boiler Blowdown Controls_Com, P - Heat | Small Retail |  | RET | 0.0066073 | 0.013144 | 0.01825 | 0.020418 | 0.021044 | 0.021074 | 0.020916 | 0.020751 | 0.020585 | 0.020409
| Boiler Modifications_Com, G - Heat | Small Retail |  | RET | 0.010864 | 0.021843 | 0.030471 | 0.034202 | 0.035497 | 0.035872 | 0.035982 | 0.036118 | 0.03633 | 0.03651
| Boiler Modifications_Com, O - Heat | Small Retail |  | RET | 0.012476 | 0.024819 | 0.034461 | 0.038555 | 0.039737 | 0.039793 | 0.039495 | 0.039183 | 0.038871 | 0.038538
| Boiler Modifications_Com, P - Heat | Small Retail |  | RET | 0.014901 | 0.029642 | 0.041157 | 0.046047 | 0.047459 | 0.047526 | 0.047169 | 0.046797 | 0.046424 | 0.046026
| Boilers_Com, G - Heat | Small Retail |  | NC | 0.35 | 0.41511 | 0.43402 | 0.42621 | 0.40814 | 0.39615 | 0.39327 | 0.39258 | 0.39316 | 0.39185
| Boilers_Com, G - Heat | Small Retail |  | RET | 0.007889 | 0.017039 | 0.022978 | 0.024576 | 0.024633 | 0.024186 | 0.023793 | 0.023423 | 0.023106 | 0.022773
| Boilers_Com, G - Heat | Small Retail |  | REPL | 0.35 | 0.42655 | 0.44963 | 0.44504 | 0.43297 | 0.4205 | 0.40909 | 0.39789 | 0.38739 | 0.37643
| Boilers_Com, O - Heat | Small Retail |  | NC | 0.35 | 0.54962 | 0.65689 | 0.67545 | 0.65492 | 0.6317 | 0.6205 | 0.6122 | 0.60468 | 0.59456
| Boilers_Com, O - Heat | Small Retail |  | RET | 0.013577 | 0.028866 | 0.038312 | 0.040217 | 0.039358 | 0.037633 | 0.036 | 0.034423 | 0.032914 | 0.031451
| Boilers_Com, O - Heat | Small Retail |  | REPL | 0.35 | 0.55431 | 0.65551 | 0.66458 | 0.63884 | 0.60037 | 0.56138 | 0.52273 | 0.48462 | 0.44681
| Boilers_Com, P - Heat | Small Retail |  | NC | 0.35 | 0.54966 | 0.65696 | 0.67554 | 0.65501 | 0.63179 | 0.62059 | 0.61228 | 0.60476 | 0.59464
| Boilers_Com, P - Heat | Small Retail |  | RET | 0.015048 | 0.031971 | 0.042368 | 0.044383 | 0.043337 | 0.041341 | 0.039455 | 0.037639 | 0.035904 | 0.034229
| Boilers_Com, P - Heat | Small Retail |  | REPL | 0.35 | 0.55164 | 0.64912 | 0.65413 | 0.62446 | 0.58231 | 0.53972 | 0.49752 | 0.45594 | 0.41472
| Furnace_Com, G - Heat | Small Retail |  | NC | 0.35 | 0.45744 | 0.49809 | 0.4958 | 0.47763 | 0.4636 | 0.46022 | 0.45942 | 0.46009 | 0.45856
| Furnace_Com, G - Heat | Small Retail |  | RET | 0.008116 | 0.017544 | 0.023704 | 0.025418 | 0.02555 | 0.02516 | 0.024822 | 0.024508 | 0.024246 | 0.023967
| Furnace_Com, G - Heat | Small Retail |  | REPL | 0.35 | 0.4697 | 0.51524 | 0.51652 | 0.50506 | 0.49004 | 0.47625 | 0.4627 | 0.44997 | 0.43669
| Furnace_Com, O - Heat | Small Retail |  | NC | 0.35 | 0.52962 | 0.62007 | 0.63258 | 0.61179 | 0.58945 | 0.579 | 0.57125 | 0.56424 | 0.55479
| Furnace_Com, O - Heat | Small Retail |  | RET | 0.0096258 | 0.02051 | 0.027354 | 0.028907 | 0.028499 | 0.027457 | 0.026464 | 0.025496 | 0.024563 | 0.023649
| Furnace_Com, O - Heat | Small Retail |  | REPL | 0.35 | 0.54114 | 0.63516 | 0.64889 | 0.63306 | 0.60569 | 0.57833 | 0.55113 | 0.52429 | 0.49753
| Furnace_Com, P - Heat | Small Retail |  | NC | 0.35 | 0.5492 | 0.6561 | 0.67453 | 0.65399 | 0.63079 | 0.61961 | 0.61132 | 0.60381 | 0.5937
| Furnace_Com, P - Heat | Small Retail |  | RET | 0.012257 | 0.026101 | 0.034767 | 0.036677 | 0.03609 | 0.034702 | 0.033382 | 0.032099 | 0.030863 | 0.029657
| Furnace_Com, P - Heat | Small Retail |  | REPL | 0.35 | 0.55631 | 0.66052 | 0.67311 | 0.65089 | 0.61577 | 0.58006 | 0.54463 | 0.5097 | 0.47499
| Unit Heater_Com, G - Heat | Small Retail |  | NC | 0.35 | 0.49403 | 0.55758 | 0.56205 | 0.54452 | 0.52852 | 0.52467 | 0.52376 | 0.52452 | 0.52278
| Unit Heater_Com, G - Heat | Small Retail |  | RET | 0.0091336 | 0.019699 | 0.02648 | 0.028198 | 0.028129 | 0.027483 | 0.026903 | 0.026354 | 0.027122 | 0.027858
| Unit Heater_Com, G - Heat | Small Retail |  | REPL | 0.35 | 0.50559 | 0.57299 | 0.57948 | 0.56747 | 0.54817 | 0.53022 | 0.51254 | 0.52239 | 0.53187
| Unit Heater_Com, P - Heat | Small Retail |  | NC | 0.35 | 0.54966 | 0.65696 | 0.67554 | 0.65501 | 0.63179 | 0.62059 | 0.61228 | 0.60476 | 0.59464
| Unit Heater_Com, P - Heat | Small Retail |  | RET | 0.015046 | 0.031854 | 0.041882 | 0.043399 | 0.041872 | 0.039457 | 0.037197 | 0.035053 | 0.03303 | 0.031104
| Unit Heater_Com, P - Heat | Small Retail |  | REPL | 0.35 | 0.55165 | 0.64912 | 0.65414 | 0.62447 | 0.58233 | 0.53973 | 0.49754 | 0.45596 | 0.41475
| Energy Recovery Ventilator_Com, G - Heat | Small Retail |  | NC | 0.2 | 0.29912 | 0.36995 | 0.39694 | 0.39715 | 0.39284 | 0.39206 | 0.39137 | 0.39194 | 0.39064
| Energy Recovery Ventilator_Com, G - Heat | Small Retail |  | RET | 0.0069229 | 0.016432 | 0.025832 | 0.030268 | 0.031294 | 0.031001 | 0.030224 | 0.030596 | 0.031027 | 0.031427
| Energy Recovery Ventilator_Com, G - Heat | Small Retail |  | REPL | 0.2 | 0.30786 | 0.3827 | 0.41111 | 0.41421 | 0.4058 | 0.39254 | 0.39341 | 0.39508 | 0.39642
| Energy Recovery Ventilator_Com, O - Heat | Small Retail |  | NC | 0.2 | 0.32868 | 0.43853 | 0.49103 | 0.49842 | 0.49295 | 0.48959 | 0.48312 | 0.47719 | 0.4692
| Energy Recovery Ventilator_Com, O - Heat | Small Retail |  | RET | 0.0090468 | 0.021207 | 0.033038 | 0.038314 | 0.039002 | 0.037937 | 0.036257 | 0.036008 | 0.035757 | 0.035485
| Energy Recovery Ventilator_Com, O - Heat | Small Retail |  | REPL | 0.2 | 0.33579 | 0.44634 | 0.49468 | 0.49898 | 0.4816 | 0.4561 | 0.44547 | 0.43488 | 0.42417
| Energy Recovery Ventilator_Com, P - Heat | Small Retail |  | NC | 0.2 | 0.34115 | 0.46951 | 0.53586 | 0.54899 | 0.54512 | 0.54228 | 0.53567 | 0.52909 | 0.52024
| Energy Recovery Ventilator_Com, P - Heat | Small Retail |  | RET | 0.010031 | 0.023494 | 0.036526 | 0.04222 | 0.042806 | 0.041461 | 0.039453 | 0.039047 | 0.038648 | 0.038232
| Energy Recovery Ventilator_Com, P - Heat | Small Retail |  | REPL | 0.2 | 0.34733 | 0.47425 | 0.53281 | 0.53897 | 0.51843 | 0.48769 | 0.4733 | 0.45849 | 0.44362
| Forced Air Heating Maintenance_Com, G - Heat | Small Retail |  | RET | 0.0044163 | 0.0084541 | 0.0114 | 0.012606 | 0.013016 | 0.013124 | 0.013164 | 0.013214 | 0.013292 | 0.013358
| Forced Air Heating Maintenance_Com, O - Heat | Small Retail |  | RET | 0.005325 | 0.010086 | 0.013536 | 0.01492 | 0.015299 | 0.015286 | 0.015171 | 0.015051 | 0.014931 | 0.014803
| Forced Air Heating Maintenance_Com, P - Heat | Small Retail |  | RET | 0.0070745 | 0.013399 | 0.017984 | 0.019822 | 0.020325 | 0.020308 | 0.020155 | 0.019996 | 0.019837 | 0.019667
| Infrared Heater_Com, G - Heat | Small Retail |  | NC | 0.05 | 0.17279 | 0.37976 | 0.55623 | 0.62662 | 0.64236 | 0.64847 | 0.64749 | 0.64844 | 0.64629
| Infrared Heater_Com, G - Heat | Small Retail |  | RET | 0.010032 | 0.026554 | 0.041447 | 0.047336 | 0.048859 | 0.048938 | 0.048875 | 0.048848 | 0.050323 | 0.050572
| Infrared Heater_Com, G - Heat | Small Retail |  | REPL | 0.05 | 0.17544 | 0.3811 | 0.5481 | 0.60876 | 0.60406 | 0.5762 | 0.53842 | 0.64531 | 0.75277
| Infrared Heater_Com, P - Heat | Small Retail |  | NC | 0.05 | 0.17102 | 0.37422 | 0.54647 | 0.61142 | 0.62111 | 0.62043 | 0.61228 | 0.60476 | 0.59464
| Infrared Heater_Com, P - Heat | Small Retail |  | RET | 0.010032 | 0.026273 | 0.040815 | 0.046464 | 0.047626 | 0.04727 | 0.046712 | 0.046142 | 0.046884 | 0.046482
| Infrared Heater_Com, P - Heat | Small Retail |  | REPL | 0.05 | 0.17365 | 0.37554 | 0.53848 | 0.59399 | 0.58408 | 0.55129 | 0.50914 | 0.60185 | 0.69261
| Steam Trap Maintenance_Com, G - Heat | Small Retail |  | RET | 0.022298 | 0.036808 | 0.042751 | 0.04407 | 0.044157 | 0.044177 | 0.044312 | 0.04448 | 0.04474 | 0.044962
| Steam Trap Maintenance_Com, O - Heat | Small Retail |  | RET | 0.024965 | 0.040775 | 0.047136 | 0.048433 | 0.048191 | 0.047776 | 0.047418 | 0.047043 | 0.046669 | 0.046268
| Windows_Com, E - Cool [Building w Elec Heat] | Small Retail | Cooling | NC | 0.25 | 0.26791 | 0.27301 | 0.2703 | 0.25772 | 0.25592 | 0.25556 | 0.24873 | 0.24792 | 0.24487
| Windows_Com, E - Heat [Building w Elec Heat] | Small Retail | Space Heating | NC | 0.25 | 0.26791 | 0.27301 | 0.2703 | 0.25772 | 0.25592 | 0.25556 | 0.24873 | 0.24792 | 0.24487
| Windows_Com, E - Cool [Building w Gas Heat] | Small Retail | Cooling | NC | 0.25 | 0.2705 | 0.27689 | 0.27466 | 0.2622 | 0.26037 | 0.26001 | 0.25306 | 0.25223 | 0.24913
| Windows_Com, G - Heat [Building w Gas Heat] | Small Retail |  | NC | 0.25 | 0.27317 | 0.28113 | 0.27628 | 0.2661 | 0.25828 | 0.2564 | 0.25595 | 0.25632 | 0.25547
| Windows_Com, E - Cool [Building w Oil Heat] | Small Retail | Cooling | NC | 0.25 | 0.27853 | 0.28915 | 0.28853 | 0.27629 | 0.27461 | 0.27423 | 0.26689 | 0.26602 | 0.26275
| Windows_Com, O - Heat [Building w Oil Heat] | Small Retail |  | NC | 0.25 | 0.27831 | 0.2891 | 0.28488 | 0.27332 | 0.26312 | 0.25845 | 0.255 | 0.25186 | 0.24765
| Windows_Com, E - Cool [Building w Propane Heat] | Small Retail | Cooling | NC | 0.25 | 0.27285 | 0.28045 | 0.27866 | 0.26633 | 0.26447 | 0.26411 | 0.25704 | 0.25621 | 0.25305
| Windows_Com, P - Heat [Building w Propane Heat] | Small Retail |  | NC | 0.25 | 0.27263 | 0.2804 | 0.27514 | 0.26347 | 0.25341 | 0.24891 | 0.24558 | 0.24257 | 0.23851
| Window Film_Com, E - Cool [Building w Elec Heat] | Small Retail | Cooling | RET | 0.0037706 | 0.0097348 | 0.01595 | 0.018205 | 0.01881 | 0.018964 | 0.01875 | 0.01919 | 0.019368 | 0.01895
| Window Film_Com, E - Heat [Building w Elec Heat] | Small Retail | Space Heating | RET | 0.0037706 | 0.0097348 | 0.01595 | 0.018205 | 0.01881 | 0.018964 | 0.01875 | 0.01919 | 0.019368 | 0.01895
| Window Film_Com, E - Cool [Building w Gas Heat] | Small Retail | Cooling | RET | 0.0039047 | 0.010081 | 0.016518 | 0.018853 | 0.019479 | 0.019639 | 0.019417 | 0.019873 | 0.020057 | 0.019625
| Window Film_Com, G - Heat [Building w Gas Heat] | Small Retail |  | RET | 0.0039047 | 0.010344 | 0.016183 | 0.018549 | 0.019226 | 0.01934 | 0.019399 | 0.019473 | 0.019587 | 0.019684
| Window Film_Com, E - Cool [Building w Oil Heat] | Small Retail | Cooling | RET | 0.0037329 | 0.0096375 | 0.015791 | 0.018023 | 0.018622 | 0.018774 | 0.018563 | 0.018998 | 0.019174 | 0.018761
| Window Film_Com, O - Heat [Building w Oil Heat] | Small Retail |  | RET | 0.0037329 | 0.0097844 | 0.015235 | 0.017406 | 0.017916 | 0.017859 | 0.017725 | 0.017585 | 0.017445 | 0.017295
| Window Film_Com, E - Cool [Building w Propane Heat] | Small Retail | Cooling | RET | 0.0038552 | 0.0099532 | 0.016308 | 0.018613 | 0.019232 | 0.019389 | 0.019171 | 0.019621 | 0.019802 | 0.019376
| Window Film_Com, P - Heat [Building w Propane Heat] | Small Retail |  | RET | 0.0038552 | 0.010105 | 0.015734 | 0.017976 | 0.018502 | 0.018444 | 0.018306 | 0.018161 | 0.018016 | 0.017862
| Motors and Fans_Com, E - Vent | Small Retail | Ventilation | NC | 0.4 | 0.42225 | 0.49705 | 0.52474 | 0.53778 | 0.53402 | 0.53328 | 0.51902 | 0.51733 | 0.51096
| Motors and Fans_Com, E - Vent | Small Retail | Ventilation | RET | 0.019833 | 0.027331 | 0.031108 | 0.030667 | 0.029587 | 0.028695 | 0.027444 | 0.027243 | 0.026671 | 0.025316
| Motors and Fans_Com, E - Vent | Small Retail | Ventilation | REPL | 0.4 | 0.41676 | 0.51564 | 0.53638 | 0.55653 | 0.53641 | 0.50899 | 0.50054 | 0.48458 | 0.454
| ECM Furnace Motors_Com, E - Vent | Small Retail | Ventilation | RET | 0.024243 | 0.038308 | 0.047051 | 0.048551 | 0.048642 | 0.048772 | 0.048222 | 0.049354 | 0.049811 | 0.048737
| VFD on HVAC System_Com, E - Vent | Small Retail | Ventilation | RET | 0.024842 | 0.039254 | 0.048213 | 0.04975 | 0.049843 | 0.049976 | 0.049413 | 0.050573 | 0.051041 | 0.049941
| Kitchen DCV_Com, E - Vent [Building w Elec Heat] | Small Retail | Ventilation | NC | 0.1 | 0.21201 | 0.35544 | 0.47352 | 0.52307 | 0.55536 | 0.56989 | 0.56065 | 0.55882 | 0.55194
| Kitchen DCV_Com, E - Vent [Building w Elec Heat] | Small Retail | Ventilation | RET | 0.0050152 | 0.014967 | 0.030734 | 0.040831 | 0.043923 | 0.043706 | 0.04161 | 0.041394 | 0.04063 | 0.038685
| Kitchen DCV_Com, E - Vent [Building w Elec Heat] | Small Retail | Ventilation | REPL | 0.1 | 0.21542 | 0.38049 | 0.49483 | 0.5445 | 0.54996 | 0.5241 | 0.51748 | 0.49731 | 0.46218
| Kitchen DCV_Com, E - Heat [Building w Elec Heat] | Small Retail | Space Heating | NC | 0.1 | 0.21201 | 0.35544 | 0.47352 | 0.52307 | 0.55536 | 0.56989 | 0.56065 | 0.55882 | 0.55194
| Kitchen DCV_Com, E - Heat [Building w Elec Heat] | Small Retail | Space Heating | RET | 0.0050152 | 0.014967 | 0.030734 | 0.040831 | 0.043923 | 0.043706 | 0.04161 | 0.041394 | 0.04063 | 0.038685
| Kitchen DCV_Com, E - Heat [Building w Elec Heat] | Small Retail | Space Heating | REPL | 0.1 | 0.21542 | 0.38049 | 0.49483 | 0.5445 | 0.54996 | 0.5241 | 0.51748 | 0.49731 | 0.46218
| Kitchen DCV_Com, E - Vent [Building w Gas Heat] | Small Retail | Ventilation | NC | 0.1 | 0.21201 | 0.35544 | 0.47352 | 0.52308 | 0.55536 | 0.56989 | 0.56065 | 0.55882 | 0.55195
| Kitchen DCV_Com, E - Vent [Building w Gas Heat] | Small Retail | Ventilation | RET | 0.0050152 | 0.014967 | 0.030734 | 0.040831 | 0.043923 | 0.043706 | 0.04161 | 0.041394 | 0.04063 | 0.038685
| Kitchen DCV_Com, E - Vent [Building w Gas Heat] | Small Retail | Ventilation | REPL | 0.1 | 0.21542 | 0.38049 | 0.49484 | 0.5445 | 0.54996 | 0.52411 | 0.51749 | 0.49732 | 0.46218
| Kitchen DCV_Com, G - Heat [Building w Gas Heat] | Small Retail |  | NC | 0.1 | 0.2141 | 0.36088 | 0.47631 | 0.53084 | 0.5509 | 0.56197 | 0.56706 | 0.56789 | 0.566
| Kitchen DCV_Com, G - Heat [Building w Gas Heat] | Small Retail |  | RET | 0.0050152 | 0.015357 | 0.030112 | 0.040174 | 0.043352 | 0.043042 | 0.041571 | 0.040561 | 0.039678 | 0.038801
| Kitchen DCV_Com, G - Heat [Building w Gas Heat] | Small Retail |  | REPL | 0.1 | 0.22104 | 0.37279 | 0.48688 | 0.53742 | 0.5416 | 0.52362 | 0.50706 | 0.48566 | 0.46357
| Kitchen DCV_Com, E - Vent [Building w Oil Heat] | Small Retail | Ventilation | NC | 0.1 | 0.21202 | 0.35547 | 0.47357 | 0.52315 | 0.55545 | 0.56998 | 0.56074 | 0.55891 | 0.55203
| Kitchen DCV_Com, E - Vent [Building w Oil Heat] | Small Retail | Ventilation | RET | 0.0050161 | 0.014969 | 0.030739 | 0.040837 | 0.04393 | 0.043712 | 0.041615 | 0.0414 | 0.040635 | 0.038689
| Kitchen DCV_Com, E - Vent [Building w Oil Heat] | Small Retail | Ventilation | REPL | 0.1 | 0.21542 | 0.38052 | 0.49489 | 0.54456 | 0.55002 | 0.52416 | 0.51753 | 0.49736 | 0.46221
| Kitchen DCV_Com, O - Heat [Building w Oil Heat] | Small Retail |  | NC | 0.1 | 0.21185 | 0.35541 | 0.46759 | 0.51752 | 0.53221 | 0.53719 | 0.53574 | 0.52916 | 0.5203
| Kitchen DCV_Com, O - Heat [Building w Oil Heat] | Small Retail |  | RET | 0.0050161 | 0.015197 | 0.029658 | 0.03944 | 0.042264 | 0.041581 | 0.039737 | 0.038319 | 0.03697 | 0.035667
| Kitchen DCV_Com, O - Heat [Building w Oil Heat] | Small Retail |  | REPL | 0.1 | 0.21871 | 0.36714 | 0.47795 | 0.52392 | 0.5232 | 0.50051 | 0.47903 | 0.4525 | 0.4261
| Kitchen DCV_Com, E - Vent [Building w Propane Heat] | Small Retail | Ventilation | NC | 0.1 | 0.21166 | 0.35431 | 0.47143 | 0.52038 | 0.5523 | 0.56666 | 0.55742 | 0.55561 | 0.54877
| Kitchen DCV_Com, E - Vent [Building w Propane Heat] | Small Retail | Ventilation | RET | 0.0049863 | 0.014881 | 0.03056 | 0.040607 | 0.043692 | 0.043488 | 0.041414 | 0.04121 | 0.040459 | 0.038531
| Kitchen DCV_Com, E - Vent [Building w Propane Heat] | Small Retail | Ventilation | REPL | 0.1 | 0.21509 | 0.3794 | 0.49294 | 0.54221 | 0.54767 | 0.5221 | 0.5157 | 0.49587 | 0.46111
| Kitchen DCV_Com, P - Heat [Building w Propane Heat] | Small Retail |  | NC | 0.1 | 0.21149 | 0.35425 | 0.46547 | 0.51478 | 0.5292 | 0.53407 | 0.53257 | 0.52603 | 0.51722
| Kitchen DCV_Com, P - Heat [Building w Propane Heat] | Small Retail |  | RET | 0.0049863 | 0.015107 | 0.029485 | 0.039217 | 0.042036 | 0.041368 | 0.039545 | 0.038144 | 0.036811 | 0.035521
| Kitchen DCV_Com, P - Heat [Building w Propane Heat] | Small Retail |  | REPL | 0.1 | 0.21836 | 0.36606 | 0.47608 | 0.52165 | 0.52097 | 0.49854 | 0.47733 | 0.45115 | 0.42509
| Duct Sealing Regulated_Com, E - Vent [Building w Elec Heat] | Small Retail | Ventilation | RET | 0.0077487 | 0.01803 | 0.03011 | 0.035937 | 0.038069 | 0.038918 | 0.038532 | 0.039437 | 0.039802 | 0.038944
| Duct Sealing Regulated_Com, E - Heat [Building w Elec Heat] | Small Retail | Space Heating | RET | 0.0077487 | 0.01803 | 0.03011 | 0.035937 | 0.038069 | 0.038918 | 0.038532 | 0.039437 | 0.039802 | 0.038944
| Duct Sealing Regulated_Com, E - Cool [Building w Elec Heat] | Small Retail | Cooling | RET | 0.0077487 | 0.01803 | 0.03011 | 0.035937 | 0.038069 | 0.038918 | 0.038532 | 0.039437 | 0.039802 | 0.038944
| Duct Sealing Regulated_Com, E - Vent [Building w Gas Heat] | Small Retail | Ventilation | RET | 0.0084965 | 0.01977 | 0.033016 | 0.039405 | 0.041743 | 0.042674 | 0.042251 | 0.043243 | 0.043643 | 0.042703
| Duct Sealing Regulated_Com, G - Heat [Building w Gas Heat] | Small Retail |  | RET | 0.0084965 | 0.020286 | 0.032347 | 0.038771 | 0.0412 | 0.042025 | 0.042212 | 0.042372 | 0.04262 | 0.042831
| Duct Sealing Regulated_Com, E - Cool [Building w Gas Heat] | Small Retail | Cooling | RET | 0.0084965 | 0.01977 | 0.033016 | 0.039405 | 0.041743 | 0.042674 | 0.042251 | 0.043243 | 0.043643 | 0.042703
| Duct Sealing Non Regulated_Com, E - Vent [Building w Oil Heat] | Small Retail | Ventilation | RET | 0.0082972 | 0.019306 | 0.032241 | 0.038481 | 0.040764 | 0.041673 | 0.04126 | 0.042229 | 0.042619 | 0.041701
| Duct Sealing Non Regulated_Com, O - Heat [Building w Oil Heat] | Small Retail |  | RET | 0.0082972 | 0.019601 | 0.031107 | 0.037164 | 0.039218 | 0.039641 | 0.039398 | 0.039087 | 0.038776 | 0.038443
| Duct Sealing Non Regulated_Com, E - Cool [Building w Oil Heat] | Small Retail | Cooling | RET | 0.0082972 | 0.019306 | 0.032241 | 0.038481 | 0.040764 | 0.041673 | 0.04126 | 0.042229 | 0.042619 | 0.041701
| Duct Sealing Non Regulated_Com, E - Vent [Building w Propane Heat] | Small Retail | Ventilation | RET | 0.0086103 | 0.020035 | 0.033458 | 0.039933 | 0.042302 | 0.043245 | 0.042817 | 0.043822 | 0.044227 | 0.043274
| Duct Sealing Non Regulated_Com, P - Heat [Building w Propane Heat] | Small Retail |  | RET | 0.0086103 | 0.02034 | 0.032281 | 0.038566 | 0.040698 | 0.041137 | 0.040885 | 0.040562 | 0.040239 | 0.039894
| Duct Sealing Non Regulated_Com, E - Cool [Building w Propane Heat] | Small Retail | Cooling | RET | 0.0086103 | 0.020035 | 0.033458 | 0.039933 | 0.042302 | 0.043245 | 0.042817 | 0.043822 | 0.044227 | 0.043274
| Power Strip_Com, E - Plug [Tier 1] | Small Retail | Plug Loads | NC | 0.25 | 0.18767 | 0.13556 | 0.13118 | 0.1241 | 0.12323 | 0.12306 | 0.11977 | 0.12059 | 0.12031
| Power Strip_Com, E - Plug [Tier 1] | Small Retail | Plug Loads | RET | 0.0098003 | 0.0085039 | 0.0078513 | 0.0067431 | 0.0058033 | 0.0048978 | 0.0038987 | 0.0029927 | 0.0020136 | 0.0009851
| Power Strip_Com, E - Plug [Tier 1] | Small Retail | Plug Loads | REPL | 0.25 | 0.19104 | 0.14889 | 0.14622 | 0.14691 | 0.1489 | 0.14894 | 0.15268 | 0.1541 | 0.15078
| Power Strip_Com, E - Plug [Tier 2] | Small Retail | Plug Loads | NC | 0 | 0.02815 | 0.090372 | 0.26237 | 0.33094 | 0.32863 | 0.32817 | 0.3194 | 0.32157 | 0.32082
| Power Strip_Com, E - Plug [Tier 2] | Small Retail | Plug Loads | RET | 0 | 0.00076068 | 0.0015925 | 0.0023589 | 0.0031361 | 0.0039306 | 0.0046636 | 0.0055686 | 0.006423 | 0.0070702
| Power Strip_Com, E - Plug [Tier 2] | Small Retail | Plug Loads | REPL | 0 | 0.029177 | 0.10172 | 0.3011 | 0.40128 | 0.40235 | 0.39782 | 0.40716 | 0.41092 | 0.40207
| Computer Power Management_Com, E - Plug | Small Retail | Plug Loads | RET | 0.0046766 | 0.016191 | 0.033655 | 0.043072 | 0.046098 | 0.047042 | 0.046511 | 0.047603 | 0.048043 | 0.047008
| Vending Machine Controls_Com, E - Plug [Non-Refrigerated] | Small Retail | Plug Loads | RET | 0.0037603 | 0.013019 | 0.027061 | 0.034632 | 0.037066 | 0.037824 | 0.037398 | 0.038276 | 0.03863 | 0.037798
| Vending Machine Controls_Com, E - Plug [Refrigerated] | Small Retail | Plug Loads | RET | 0.0050145 | 0.017361 | 0.036086 | 0.046183 | 0.049429 | 0.05044 | 0.049872 | 0.051042 | 0.051514 | 0.050405
| Ovens_Com, E - Cook | Small Retail | Cooking | NC | 0.4 | 0.67179 | 0.77455 | 0.78444 | 0.74702 | 0.74179 | 0.74077 | 0.72096 | 0.71861 | 0.70977
| Ovens_Com, E - Cook | Small Retail | Cooking | REPL | 0.4 | 0.69684 | 0.87388 | 0.90449 | 0.90579 | 0.90821 | 0.89798 | 0.91906 | 0.92756 | 0.90757
| Ovens_Com, G - Cook | Small Retail |  | NC | 0.4 | 0.67842 | 0.7864 | 0.78908 | 0.75811 | 0.73583 | 0.73048 | 0.7292 | 0.73027 | 0.72784
| Ovens_Com, G - Cook | Small Retail |  | REPL | 0.4 | 0.71503 | 0.85618 | 0.88994 | 0.89401 | 0.89441 | 0.89714 | 0.90055 | 0.90581 | 0.9103
| Ovens_Com, P - Cook | Small Retail |  | NC | 0.4 | 0.67124 | 0.77442 | 0.77453 | 0.73898 | 0.71076 | 0.69816 | 0.68882 | 0.68036 | 0.66897
| Ovens_Com, P - Cook | Small Retail |  | REPL | 0.4 | 0.70746 | 0.84314 | 0.87354 | 0.87145 | 0.86393 | 0.85745 | 0.85068 | 0.84391 | 0.83667
| Fryers_Com, E - Cook | Small Retail | Cooking | NC | 0.4 | 0.67179 | 0.77455 | 0.78444 | 0.74702 | 0.74179 | 0.74077 | 0.72096 | 0.71861 | 0.70977
| Fryers_Com, E - Cook | Small Retail | Cooking | REPL | 0.4 | 0.69684 | 0.87388 | 0.90449 | 0.90579 | 0.90821 | 0.89798 | 0.91906 | 0.92756 | 0.90757
| Fryers_Com, G - Cook | Small Retail |  | NC | 0.4 | 0.64607 | 0.73486 | 0.73355 | 0.70362 | 0.68294 | 0.67797 | 0.67679 | 0.67778 | 0.67553
| Fryers_Com, G - Cook | Small Retail |  | REPL | 0.4 | 0.68093 | 0.80007 | 0.82732 | 0.82975 | 0.83012 | 0.83266 | 0.83582 | 0.84071 | 0.84487
| Fryers_Com, P - Cook | Small Retail |  | NC | 0.4 | 0.67124 | 0.77442 | 0.77453 | 0.73898 | 0.71076 | 0.69816 | 0.68882 | 0.68036 | 0.66897
| Fryers_Com, P - Cook | Small Retail |  | REPL | 0.4 | 0.70746 | 0.84314 | 0.87354 | 0.87145 | 0.86393 | 0.85745 | 0.85068 | 0.84391 | 0.83667
| Griddles_Com, E - Cook | Small Retail | Cooking | NC | 0.4 | 0.65462 | 0.74715 | 0.75459 | 0.71796 | 0.71294 | 0.71196 | 0.69293 | 0.69067 | 0.68216
| Griddles_Com, E - Cook | Small Retail | Cooking | REPL | 0.4 | 0.67903 | 0.84296 | 0.87007 | 0.87056 | 0.87289 | 0.86305 | 0.88332 | 0.89148 | 0.87228
| Griddles_Com, G - Cook | Small Retail |  | NC | 0.4 | 0.67841 | 0.78638 | 0.78906 | 0.75809 | 0.73581 | 0.73046 | 0.72919 | 0.73025 | 0.72783
| Griddles_Com, G - Cook | Small Retail |  | REPL | 0.4 | 0.71502 | 0.85617 | 0.88992 | 0.89399 | 0.89439 | 0.89712 | 0.90053 | 0.90579 | 0.91028
| Griddles_Com, P - Cook | Small Retail |  | NC | 0.4 | 0.67124 | 0.77442 | 0.77453 | 0.73898 | 0.71076 | 0.69816 | 0.68882 | 0.68036 | 0.66897
| Griddles_Com, P - Cook | Small Retail |  | REPL | 0.4 | 0.70746 | 0.84314 | 0.87354 | 0.87145 | 0.86393 | 0.85745 | 0.85068 | 0.84391 | 0.83667
| Hot Food Holding Cabinet_Com, E - Cook | Small Retail | Cooking | NC | 0.4 | 0.67179 | 0.77455 | 0.78444 | 0.74702 | 0.74179 | 0.74077 | 0.72096 | 0.71861 | 0.70977
| Hot Food Holding Cabinet_Com, E - Cook | Small Retail | Cooking | REPL | 0.4 | 0.69684 | 0.87388 | 0.90449 | 0.90579 | 0.90821 | 0.89798 | 0.91906 | 0.92756 | 0.90757
| Steamers_Com, E - Cook | Small Retail | Cooking | NC | 0.4 | 0.66948 | 0.77084 | 0.78039 | 0.74307 | 0.73788 | 0.73686 | 0.71716 | 0.71482 | 0.70602
| Steamers_Com, E - Cook | Small Retail | Cooking | REPL | 0.4 | 0.69445 | 0.86969 | 0.89982 | 0.90101 | 0.90342 | 0.89324 | 0.91421 | 0.92266 | 0.90278
| Steamers_Com, G - Cook | Small Retail |  | NC | 0.4 | 0.67842 | 0.7864 | 0.78908 | 0.75811 | 0.73583 | 0.73048 | 0.7292 | 0.73027 | 0.72784
| Steamers_Com, G - Cook | Small Retail |  | REPL | 0.4 | 0.71503 | 0.85618 | 0.88994 | 0.89401 | 0.89441 | 0.89714 | 0.90055 | 0.90581 | 0.9103
| ES Refrigerator and Freezer_Com, E - Refr | Small Retail | Refrigeration | NC | 0.2 | 0.39773 | 0.55473 | 0.6173 | 0.61101 | 0.61455 | 0.6137 | 0.59729 | 0.59534 | 0.58802
| ES Refrigerator and Freezer_Com, E - Refr | Small Retail | Refrigeration | REPL | 0.2 | 0.41256 | 0.62586 | 0.71177 | 0.74088 | 0.75242 | 0.74394 | 0.76141 | 0.76845 | 0.75189
| Anti Sweat Heat Control_Com, E - Refr | Small Retail | Refrigeration | NC | 0.2 | 0.32236 | 0.42285 | 0.47481 | 0.47881 | 0.48795 | 0.49213 | 0.47897 | 0.47741 | 0.47153
| Anti Sweat Heat Control_Com, E - Refr | Small Retail | Refrigeration | RET | 0.0085692 | 0.022124 | 0.036249 | 0.041373 | 0.042748 | 0.043098 | 0.042612 | 0.043613 | 0.044016 | 0.043068
| Case Night Covers_Com, E - Refr | Small Retail | Refrigeration | RET | 0.0024796 | 0.010596 | 0.019984 | 0.023715 | 0.024706 | 0.024941 | 0.02466 | 0.025239 | 0.025473 | 0.024924
| Loading Dock Pit Seals_Com, E - Refr | Small Retail | Refrigeration | NC | 0.05 | 0.10796 | 0.18409 | 0.24867 | 0.27701 | 0.29529 | 0.30353 | 0.29882 | 0.29798 | 0.29431
| Loading Dock Pit Seals_Com, E - Refr | Small Retail | Refrigeration | RET | 0.0053485 | 0.013809 | 0.022625 | 0.025823 | 0.026681 | 0.0269 | 0.026597 | 0.027221 | 0.027473 | 0.026881
| ECM Comp Cond Fan Motor_Com, E - Refr | Small Retail | Refrigeration | NC | 0.15 | 0.27953 | 0.41546 | 0.50545 | 0.53058 | 0.55022 | 0.55907 | 0.54645 | 0.54467 | 0.53797
| ECM Comp Cond Fan Motor_Com, E - Refr | Small Retail | Refrigeration | RET | 0.010032 | 0.025811 | 0.041899 | 0.04713 | 0.047883 | 0.047438 | 0.046086 | 0.051059 | 0.051531 | 0.050421
| ECM Comp Cond Fan Motor_Com, E - Refr | Small Retail | Refrigeration | REPL | 0.15 | 0.27933 | 0.43205 | 0.5092 | 0.53001 | 0.52118 | 0.49033 | 0.57005 | 0.64199 | 0.68789
| Evap Fan Motor Replacement_Com, E - Refr | Small Retail | Refrigeration | NC | 0.15 | 0.27056 | 0.39043 | 0.46551 | 0.48355 | 0.49911 | 0.50617 | 0.49413 | 0.49252 | 0.48646
| Evap Fan Motor Replacement_Com, E - Refr | Small Retail | Refrigeration | RET | 0.0096365 | 0.024648 | 0.039387 | 0.04322 | 0.042666 | 0.041026 | 0.038676 | 0.038117 | 0.037058 | 0.034943
| Evap Fan Motor Replacement_Com, E - Refr | Small Retail | Refrigeration | REPL | 0.15 | 0.27077 | 0.40738 | 0.47164 | 0.4871 | 0.47822 | 0.45062 | 0.43706 | 0.41533 | 0.38117
| Evap Fan Speed Controls_Com, E - Refr | Small Retail | Refrigeration | NC | 0.15 | 0.2791 | 0.41422 | 0.50344 | 0.52819 | 0.5476 | 0.55636 | 0.54377 | 0.542 | 0.53533
| Evap Fan Speed Controls_Com, E - Refr | Small Retail | Refrigeration | RET | 0.0099586 | 0.025711 | 0.042126 | 0.048082 | 0.049679 | 0.050086 | 0.049521 | 0.050684 | 0.051153 | 0.050051
| LowHeat NoHeat Doors_Com, E - Refr | Small Retail | Refrigeration | NC | 0.15 | 0.28108 | 0.41987 | 0.51263 | 0.53912 | 0.55954 | 0.56874 | 0.55603 | 0.55421 | 0.54739
| LowHeat NoHeat Doors_Com, E - Refr | Small Retail | Refrigeration | RET | 0.0099477 | 0.025683 | 0.04208 | 0.048029 | 0.049625 | 0.050031 | 0.049467 | 0.050629 | 0.051097 | 0.049996
| Refrigerated Vending Machine_Com, E - Refr | Small Retail | Refrigeration | NC | 0.15 | 0.27044 | 0.39008 | 0.46497 | 0.48291 | 0.49842 | 0.50546 | 0.49343 | 0.49182 | 0.48576
| Refrigerated Vending Machine_Com, E - Refr | Small Retail | Refrigeration | REPL | 0.15 | 0.28052 | 0.44011 | 0.53612 | 0.58555 | 0.61024 | 0.61273 | 0.629 | 0.63482 | 0.62114
| Walk In Refrigeration_Com, E - Refr | Small Retail | Refrigeration | NC | 0.15 | 0.2818 | 0.42194 | 0.516 | 0.54315 | 0.56394 | 0.5733 | 0.56055 | 0.55872 | 0.55184
| Refrigeration Tune Up_Com, E - Refr | Small Retail | Refrigeration | RET | 0.010031 | 0.025898 | 0.042433 | 0.048431 | 0.05004 | 0.05045 | 0.049882 | 0.051053 | 0.051525 | 0.050415
| ES Ice Machine_Com, E - Refr | Small Retail | Refrigeration | NC | 0.35 | 0.47745 | 0.55544 | 0.58431 | 0.57206 | 0.57586 | 0.57614 | 0.56073 | 0.55891 | 0.55203
| ES Ice Machine_Com, E - Refr | Small Retail | Refrigeration | REPL | 0.35 | 0.49526 | 0.62667 | 0.67373 | 0.69365 | 0.70506 | 0.69841 | 0.7148 | 0.72141 | 0.70587
| Walk In Cooler Retroft_Com, E - Refr | Small Retail | Refrigeration | RET | 0.009988 | 0.025787 | 0.04225 | 0.048223 | 0.049825 | 0.050234 | 0.049667 | 0.050833 | 0.051303 | 0.050198
| HE Built Up Refrig_Com, E - Refr | Small Retail | Refrigeration | NC | 0.05 | 0.1202 | 0.22525 | 0.33017 | 0.38766 | 0.42428 | 0.44114 | 0.43633 | 0.43641 | 0.43104
| HE Built Up Refrig_Com, E - Refr | Small Retail | Refrigeration | RET | 0.0067083 | 0.015609 | 0.026067 | 0.031112 | 0.032958 | 0.033693 | 0.033359 | 0.034142 | 0.034458 | 0.033715
| Door Gasket Replacement_Com, E - Refr | Small Retail | Refrigeration | RET | 0.010032 | 0.028419 | 0.044394 | 0.049155 | 0.05027 | 0.050456 | 0.049888 | 0.051059 | 0.051531 | 0.050421
| EnergyStar Dehumidifier_Com, E - Appl | Small Retail | Appliances | NC | 0.4 | 0.6459 | 0.73341 | 0.73967 | 0.70346 | 0.69854 | 0.69758 | 0.67893 | 0.67671 | 0.66838
| EnergyStar Dehumidifier_Com, E - Appl | Small Retail | Appliances | REPL | 0.4 | 0.66999 | 0.82746 | 0.85287 | 0.85297 | 0.85526 | 0.84562 | 0.86547 | 0.87347 | 0.85465
| Clothes Washer Elec WH_Com, E - Appl [unit w/ elec dry - Washer] | Small Retail | Appliances | NC | 0.4 | 0.60991 | 0.6326 | 0.65592 | 0.62051 | 0.61617 | 0.61532 | 0.60492 | 0.60904 | 0.60762
| Clothes Washer Elec WH_Com, E - Appl [unit w/ elec dry - Washer] | Small Retail | Appliances | REPL | 0.4 | 0.63266 | 0.71373 | 0.7563 | 0.7524 | 0.75441 | 0.74591 | 0.76342 | 0.77048 | 0.75388
| Clothes Washer Elec WH_Com, E - Appl [unit w/ elec dry - Dryer] | Small Retail | Appliances | NC | 0.4 | 0.60991 | 0.6326 | 0.65592 | 0.62051 | 0.61617 | 0.61532 | 0.60492 | 0.60904 | 0.60762
| Clothes Washer Elec WH_Com, E - Appl [unit w/ elec dry - Dryer] | Small Retail | Appliances | REPL | 0.4 | 0.63266 | 0.71373 | 0.7563 | 0.7524 | 0.75441 | 0.74591 | 0.76342 | 0.77048 | 0.75388
| Clothes Washer Elec WH_Com, E - HWat [unit w/ elec dry - Water Heater] | Small Retail | Water Heating | NC | 0.4 | 0.60991 | 0.6326 | 0.65592 | 0.62051 | 0.61617 | 0.61532 | 0.60492 | 0.60904 | 0.60762
| Clothes Washer Elec WH_Com, E - HWat [unit w/ elec dry - Water Heater] | Small Retail | Water Heating | REPL | 0.4 | 0.63266 | 0.71373 | 0.7563 | 0.7524 | 0.75441 | 0.74591 | 0.76342 | 0.77048 | 0.75388
| Clothes Washer Elec WH_Com, E - Appl [unit w/ gas dry - Washer] | Small Retail | Appliances | NC | 0.4 | 0.60991 | 0.6326 | 0.65592 | 0.62051 | 0.61617 | 0.61532 | 0.60492 | 0.60904 | 0.60762
| Clothes Washer Elec WH_Com, E - Appl [unit w/ gas dry - Washer] | Small Retail | Appliances | REPL | 0.4 | 0.63266 | 0.71373 | 0.7563 | 0.7524 | 0.75441 | 0.74591 | 0.76342 | 0.77048 | 0.75388
| Clothes Washer Elec WH_Com, E - HWat [unit w/ gas dry - Water Heater] | Small Retail | Water Heating | NC | 0.4 | 0.60991 | 0.6326 | 0.65592 | 0.62051 | 0.61617 | 0.61532 | 0.60492 | 0.60904 | 0.60762
| Clothes Washer Elec WH_Com, E - HWat [unit w/ gas dry - Water Heater] | Small Retail | Water Heating | REPL | 0.4 | 0.63266 | 0.71373 | 0.7563 | 0.7524 | 0.75441 | 0.74591 | 0.76342 | 0.77048 | 0.75388
| Clothes Washer Elec WH_Com, E - Appl [unit w/ propane dry - Washer] | Small Retail | Appliances | NC | 0.4 | 0.60991 | 0.6326 | 0.65592 | 0.62051 | 0.61617 | 0.61532 | 0.60492 | 0.60904 | 0.60762
| Clothes Washer Elec WH_Com, E - Appl [unit w/ propane dry - Washer] | Small Retail | Appliances | REPL | 0.4 | 0.63266 | 0.71373 | 0.7563 | 0.7524 | 0.75441 | 0.74591 | 0.76342 | 0.77048 | 0.75388
| Clothes Washer Elec WH_Com, P - Oth [unit w/ propane dry - Dryer] | Small Retail |  | NC | 0.4 | 0.60941 | 0.63249 | 0.64764 | 0.61383 | 0.5904 | 0.57993 | 0.57795 | 0.57662 | 0.57269
| Clothes Washer Elec WH_Com, P - Oth [unit w/ propane dry - Dryer] | Small Retail |  | REPL | 0.4 | 0.6423 | 0.68862 | 0.73042 | 0.72387 | 0.71763 | 0.71225 | 0.70662 | 0.701 | 0.69499
| Clothes Washer Elec WH_Com, E - HWat [unit w/ propane dry - Water Heater] | Small Retail | Water Heating | NC | 0.4 | 0.60991 | 0.6326 | 0.65592 | 0.62051 | 0.61617 | 0.61532 | 0.60492 | 0.60904 | 0.60762
| Clothes Washer Elec WH_Com, E - HWat [unit w/ propane dry - Water Heater] | Small Retail | Water Heating | REPL | 0.4 | 0.63266 | 0.71373 | 0.7563 | 0.7524 | 0.75441 | 0.74591 | 0.76342 | 0.77048 | 0.75388
| Clothes Washer Gas WH_Com, E - Appl [unit w/ elec dry - Washer] | Small Retail | Appliances | NC | 0.4 | 0.60991 | 0.6326 | 0.65592 | 0.62051 | 0.61617 | 0.61532 | 0.60492 | 0.60904 | 0.60762
| Clothes Washer Gas WH_Com, E - Appl [unit w/ elec dry - Washer] | Small Retail | Appliances | REPL | 0.4 | 0.63266 | 0.71373 | 0.7563 | 0.7524 | 0.75441 | 0.74591 | 0.76342 | 0.77048 | 0.75388
| Clothes Washer Gas WH_Com, E - Appl [unit w/ elec dry - Dryer] | Small Retail | Appliances | NC | 0.4 | 0.60991 | 0.6326 | 0.65592 | 0.62051 | 0.61617 | 0.61532 | 0.60492 | 0.60904 | 0.60762
| Clothes Washer Gas WH_Com, E - Appl [unit w/ elec dry - Dryer] | Small Retail | Appliances | REPL | 0.4 | 0.63266 | 0.71373 | 0.7563 | 0.7524 | 0.75441 | 0.74591 | 0.76342 | 0.77048 | 0.75388
| Clothes Washer Gas WH_Com, G - HWat [unit w/ elec dry - Water Heater] | Small Retail |  | NC | 0.4 | 0.61594 | 0.64228 | 0.6598 | 0.62973 | 0.61122 | 0.60677 | 0.61183 | 0.61892 | 0.62309
| Clothes Washer Gas WH_Com, G - HWat [unit w/ elec dry - Water Heater] | Small Retail |  | REPL | 0.4 | 0.64917 | 0.69928 | 0.74413 | 0.74261 | 0.74295 | 0.74522 | 0.74804 | 0.75242 | 0.75615
| Clothes Washer Gas WH_Com, E - Appl [unit w/ gas dry - Washer] | Small Retail | Appliances | NC | 0.4 | 0.60991 | 0.6326 | 0.65592 | 0.62051 | 0.61617 | 0.61532 | 0.60492 | 0.60904 | 0.60762
| Clothes Washer Gas WH_Com, E - Appl [unit w/ gas dry - Washer] | Small Retail | Appliances | REPL | 0.4 | 0.63266 | 0.71373 | 0.7563 | 0.7524 | 0.75441 | 0.74591 | 0.76342 | 0.77048 | 0.75388
| Clothes Washer Gas WH_Com, G - HWat [unit w/ gas dry - Water Heater] | Small Retail |  | NC | 0.4 | 0.61594 | 0.64228 | 0.6598 | 0.62973 | 0.61122 | 0.60677 | 0.61183 | 0.61892 | 0.62309
| Clothes Washer Gas WH_Com, G - HWat [unit w/ gas dry - Water Heater] | Small Retail |  | REPL | 0.4 | 0.64917 | 0.69928 | 0.74413 | 0.74261 | 0.74295 | 0.74522 | 0.74804 | 0.75242 | 0.75615
| Clothes Washer Gas WH_Com, E - Appl [unit w/ propane dry - Washer] | Small Retail | Appliances | NC | 0.4 | 0.60991 | 0.6326 | 0.65592 | 0.62051 | 0.61617 | 0.61532 | 0.60492 | 0.60904 | 0.60762
| Clothes Washer Gas WH_Com, E - Appl [unit w/ propane dry - Washer] | Small Retail | Appliances | REPL | 0.4 | 0.63266 | 0.71373 | 0.7563 | 0.7524 | 0.75441 | 0.74591 | 0.76342 | 0.77048 | 0.75388
| Clothes Washer Gas WH_Com, P - Oth [unit w/ propane dry - Dryer] | Small Retail |  | NC | 0.4 | 0.60941 | 0.63249 | 0.64764 | 0.61383 | 0.5904 | 0.57993 | 0.57795 | 0.57662 | 0.57269
| Clothes Washer Gas WH_Com, P - Oth [unit w/ propane dry - Dryer] | Small Retail |  | REPL | 0.4 | 0.6423 | 0.68862 | 0.73042 | 0.72387 | 0.71763 | 0.71225 | 0.70662 | 0.701 | 0.69499
| Clothes Washer Gas WH_Com, G - HWat [unit w/ propane dry - Water Heater] | Small Retail |  | NC | 0.4 | 0.61594 | 0.64228 | 0.6598 | 0.62973 | 0.61122 | 0.60677 | 0.61183 | 0.61892 | 0.62309
| Clothes Washer Gas WH_Com, G - HWat [unit w/ propane dry - Water Heater] | Small Retail |  | REPL | 0.4 | 0.64917 | 0.69928 | 0.74413 | 0.74261 | 0.74295 | 0.74522 | 0.74804 | 0.75242 | 0.75615
| Clothes Washer Oil WH_Com, E - Appl [unit w/ elec dry - Washer] | Small Retail | Appliances | NC | 0.4 | 0.60991 | 0.6326 | 0.65592 | 0.62051 | 0.61617 | 0.61532 | 0.60492 | 0.60904 | 0.60762
| Clothes Washer Oil WH_Com, E - Appl [unit w/ elec dry - Washer] | Small Retail | Appliances | REPL | 0.4 | 0.63266 | 0.71373 | 0.7563 | 0.7524 | 0.75441 | 0.74591 | 0.76342 | 0.77048 | 0.75388
| Clothes Washer Oil WH_Com, E - Appl [unit w/ elec dry - Dryer] | Small Retail | Appliances | NC | 0.4 | 0.60991 | 0.6326 | 0.65592 | 0.62051 | 0.61617 | 0.61532 | 0.60492 | 0.60904 | 0.60762
| Clothes Washer Oil WH_Com, E - Appl [unit w/ elec dry - Dryer] | Small Retail | Appliances | REPL | 0.4 | 0.63266 | 0.71373 | 0.7563 | 0.7524 | 0.75441 | 0.74591 | 0.76342 | 0.77048 | 0.75388
| Clothes Washer Oil WH_Com, O - HWat [unit w/ elec dry - Water Heater] | Small Retail |  | NC | 0.4 | 0.60941 | 0.63249 | 0.64764 | 0.61383 | 0.5904 | 0.57993 | 0.57795 | 0.57662 | 0.57269
| Clothes Washer Oil WH_Com, O - HWat [unit w/ elec dry - Water Heater] | Small Retail |  | REPL | 0.4 | 0.6423 | 0.68862 | 0.73042 | 0.72387 | 0.71763 | 0.71225 | 0.70662 | 0.701 | 0.69499
| Clothes Washer Oil WH_Com, E - Appl [unit w/ gas dry - Washer] | Small Retail | Appliances | NC | 0.4 | 0.60991 | 0.6326 | 0.65592 | 0.62051 | 0.61617 | 0.61532 | 0.60492 | 0.60904 | 0.60762
| Clothes Washer Oil WH_Com, E - Appl [unit w/ gas dry - Washer] | Small Retail | Appliances | REPL | 0.4 | 0.63266 | 0.71373 | 0.7563 | 0.7524 | 0.75441 | 0.74591 | 0.76342 | 0.77048 | 0.75388
| Clothes Washer Oil WH_Com, O - HWat [unit w/ gas dry - Water Heater] | Small Retail |  | NC | 0.4 | 0.60941 | 0.63249 | 0.64764 | 0.61383 | 0.5904 | 0.57993 | 0.57795 | 0.57662 | 0.57269
| Clothes Washer Oil WH_Com, O - HWat [unit w/ gas dry - Water Heater] | Small Retail |  | REPL | 0.4 | 0.6423 | 0.68862 | 0.73042 | 0.72387 | 0.71763 | 0.71225 | 0.70662 | 0.701 | 0.69499
| Clothes Washer Oil WH_Com, E - Appl [unit w/ propane dry - Washer] | Small Retail | Appliances | NC | 0.4 | 0.60991 | 0.6326 | 0.65592 | 0.62051 | 0.61617 | 0.61532 | 0.60492 | 0.60904 | 0.60762
| Clothes Washer Oil WH_Com, E - Appl [unit w/ propane dry - Washer] | Small Retail | Appliances | REPL | 0.4 | 0.63266 | 0.71373 | 0.7563 | 0.7524 | 0.75441 | 0.74591 | 0.76342 | 0.77048 | 0.75388
| Clothes Washer Oil WH_Com, P - Oth [unit w/ propane dry - Dryer] | Small Retail |  | NC | 0.4 | 0.60941 | 0.63249 | 0.64764 | 0.61383 | 0.5904 | 0.57993 | 0.57795 | 0.57662 | 0.57269
| Clothes Washer Oil WH_Com, P - Oth [unit w/ propane dry - Dryer] | Small Retail |  | REPL | 0.4 | 0.6423 | 0.68862 | 0.73042 | 0.72387 | 0.71763 | 0.71225 | 0.70662 | 0.701 | 0.69499
| Clothes Washer Oil WH_Com, O - HWat [unit w/ propane dry - Water Heater] | Small Retail |  | NC | 0.4 | 0.60941 | 0.63249 | 0.64764 | 0.61383 | 0.5904 | 0.57993 | 0.57795 | 0.57662 | 0.57269
| Clothes Washer Oil WH_Com, O - HWat [unit w/ propane dry - Water Heater] | Small Retail |  | REPL | 0.4 | 0.6423 | 0.68862 | 0.73042 | 0.72387 | 0.71763 | 0.71225 | 0.70662 | 0.701 | 0.69499
| Clothes Washer Propane WH_Com, E - Appl [unit w/ elec dry - Washer] | Small Retail | Appliances | NC | 0.4 | 0.60991 | 0.6326 | 0.65592 | 0.62051 | 0.61617 | 0.61532 | 0.60492 | 0.60904 | 0.60762
| Clothes Washer Propane WH_Com, E - Appl [unit w/ elec dry - Washer] | Small Retail | Appliances | REPL | 0.4 | 0.63266 | 0.71373 | 0.7563 | 0.7524 | 0.75441 | 0.74591 | 0.76342 | 0.77048 | 0.75388
| Clothes Washer Propane WH_Com, E - Appl [unit w/ elec dry - Dryer] | Small Retail | Appliances | NC | 0.4 | 0.60991 | 0.6326 | 0.65592 | 0.62051 | 0.61617 | 0.61532 | 0.60492 | 0.60904 | 0.60762
| Clothes Washer Propane WH_Com, E - Appl [unit w/ elec dry - Dryer] | Small Retail | Appliances | REPL | 0.4 | 0.63266 | 0.71373 | 0.7563 | 0.7524 | 0.75441 | 0.74591 | 0.76342 | 0.77048 | 0.75388
| Clothes Washer Propane WH_Com, P - HWat [unit w/ elec dry - Water Heater] | Small Retail |  | NC | 0.4 | 0.60941 | 0.63249 | 0.64764 | 0.61383 | 0.5904 | 0.57993 | 0.57795 | 0.57662 | 0.57269
| Clothes Washer Propane WH_Com, P - HWat [unit w/ elec dry - Water Heater] | Small Retail |  | REPL | 0.4 | 0.6423 | 0.68862 | 0.73042 | 0.72387 | 0.71763 | 0.71225 | 0.70662 | 0.701 | 0.69499
| Clothes Washer Propane WH_Com, E - Appl [unit w/ gas dry - Washer] | Small Retail | Appliances | NC | 0.4 | 0.60991 | 0.6326 | 0.65592 | 0.62051 | 0.61617 | 0.61532 | 0.60492 | 0.60904 | 0.60762
| Clothes Washer Propane WH_Com, E - Appl [unit w/ gas dry - Washer] | Small Retail | Appliances | REPL | 0.4 | 0.63266 | 0.71373 | 0.7563 | 0.7524 | 0.75441 | 0.74591 | 0.76342 | 0.77048 | 0.75388
| Clothes Washer Propane WH_Com, P - HWat [unit w/ gas dry - Water Heater] | Small Retail |  | NC | 0.4 | 0.60941 | 0.63249 | 0.64764 | 0.61383 | 0.5904 | 0.57993 | 0.57795 | 0.57662 | 0.57269
| Clothes Washer Propane WH_Com, P - HWat [unit w/ gas dry - Water Heater] | Small Retail |  | REPL | 0.4 | 0.6423 | 0.68862 | 0.73042 | 0.72387 | 0.71763 | 0.71225 | 0.70662 | 0.701 | 0.69499
| Clothes Washer Propane WH_Com, E - Appl [unit w/ propane dry - Washer] | Small Retail | Appliances | NC | 0.4 | 0.60991 | 0.6326 | 0.65592 | 0.62051 | 0.61617 | 0.61532 | 0.60492 | 0.60904 | 0.60762
| Clothes Washer Propane WH_Com, E - Appl [unit w/ propane dry - Washer] | Small Retail | Appliances | REPL | 0.4 | 0.63266 | 0.71373 | 0.7563 | 0.7524 | 0.75441 | 0.74591 | 0.76342 | 0.77048 | 0.75388
| Clothes Washer Propane WH_Com, P - Oth [unit w/ propane dry - Dryer] | Small Retail |  | NC | 0.4 | 0.60941 | 0.63249 | 0.64764 | 0.61383 | 0.5904 | 0.57993 | 0.57795 | 0.57662 | 0.57269
| Clothes Washer Propane WH_Com, P - Oth [unit w/ propane dry - Dryer] | Small Retail |  | REPL | 0.4 | 0.6423 | 0.68862 | 0.73042 | 0.72387 | 0.71763 | 0.71225 | 0.70662 | 0.701 | 0.69499
| Clothes Washer Propane WH_Com, P - HWat [unit w/ propane dry - Water Heater] | Small Retail |  | NC | 0.4 | 0.60941 | 0.63249 | 0.64764 | 0.61383 | 0.5904 | 0.57993 | 0.57795 | 0.57662 | 0.57269
| Clothes Washer Propane WH_Com, P - HWat [unit w/ propane dry - Water Heater] | Small Retail |  | REPL | 0.4 | 0.6423 | 0.68862 | 0.73042 | 0.72387 | 0.71763 | 0.71225 | 0.70662 | 0.701 | 0.69499
| Dishwasher_Com, E - Appl [Building w elec WH] | Small Retail | Appliances | NC | 0.4 | 0.66263 | 0.75988 | 0.76844 | 0.73144 | 0.72632 | 0.72532 | 0.70593 | 0.70363 | 0.69497
| Dishwasher_Com, E - Appl [Building w elec WH] | Small Retail | Appliances | REPL | 0.4 | 0.68734 | 0.85732 | 0.88604 | 0.8869 | 0.88927 | 0.87925 | 0.89989 | 0.90821 | 0.88865
| Dishwasher_Com, E - HWat [Building w elec WH] | Small Retail | Water Heating | NC | 0.4 | 0.66263 | 0.75988 | 0.76844 | 0.73144 | 0.72632 | 0.72532 | 0.70593 | 0.70363 | 0.69497
| Dishwasher_Com, E - HWat [Building w elec WH] | Small Retail | Water Heating | REPL | 0.4 | 0.68734 | 0.85732 | 0.88604 | 0.8869 | 0.88927 | 0.87925 | 0.89989 | 0.90821 | 0.88865
| Dishwasher_Com, E - Appl [Building w gas WH] | Small Retail | Appliances | NC | 0.4 | 0.66671 | 0.7664 | 0.77555 | 0.73835 | 0.73319 | 0.73218 | 0.7126 | 0.71028 | 0.70154
| Dishwasher_Com, E - Appl [Building w gas WH] | Small Retail | Appliances | REPL | 0.4 | 0.69157 | 0.86468 | 0.89423 | 0.89529 | 0.89768 | 0.88756 | 0.9084 | 0.9168 | 0.89705
| Dishwasher_Com, G - HWat [Building w gas WH] | Small Retail |  | NC | 0.4 | 0.67329 | 0.77812 | 0.78013 | 0.74932 | 0.7273 | 0.72201 | 0.72075 | 0.7218 | 0.7194
| Dishwasher_Com, G - HWat [Building w gas WH] | Small Retail |  | REPL | 0.4 | 0.70963 | 0.84717 | 0.87985 | 0.88364 | 0.88404 | 0.88674 | 0.89011 | 0.89531 | 0.89975
| Dishwasher_Com, E - Appl [Building w oil WH] | Small Retail | Appliances | NC | 0.4 | 0.65584 | 0.74908 | 0.75669 | 0.72 | 0.71497 | 0.71398 | 0.69489 | 0.69262 | 0.6841
| Dishwasher_Com, E - Appl [Building w oil WH] | Small Retail | Appliances | REPL | 0.4 | 0.68029 | 0.84514 | 0.87249 | 0.87303 | 0.87537 | 0.8655 | 0.88582 | 0.89401 | 0.87475
| Dishwasher_Com, O - HWat [Building w oil WH] | Small Retail |  | NC | 0.4 | 0.6553 | 0.74895 | 0.74713 | 0.71225 | 0.68506 | 0.67291 | 0.66391 | 0.65576 | 0.64478
| Dishwasher_Com, O - HWat [Building w oil WH] | Small Retail |  | REPL | 0.4 | 0.69066 | 0.81541 | 0.84263 | 0.83993 | 0.83269 | 0.82645 | 0.81991 | 0.81339 | 0.80641
| Dishwasher_Com, E - Appl [Building w propane WH] | Small Retail | Appliances | NC | 0.4 | 0.65859 | 0.75345 | 0.76144 | 0.72462 | 0.71955 | 0.71856 | 0.69935 | 0.69707 | 0.68849
| Dishwasher_Com, E - Appl [Building w propane WH] | Small Retail | Appliances | REPL | 0.4 | 0.68314 | 0.85006 | 0.87796 | 0.87864 | 0.88099 | 0.87106 | 0.89151 | 0.89975 | 0.88037
| Dishwasher_Com, P - HWat [Building w propane WH] | Small Retail |  | NC | 0.4 | 0.65805 | 0.75331 | 0.75182 | 0.71682 | 0.68945 | 0.67723 | 0.66817 | 0.65996 | 0.64892
| Dishwasher_Com, P - HWat [Building w propane WH] | Small Retail |  | REPL | 0.4 | 0.69356 | 0.82016 | 0.84792 | 0.84532 | 0.83803 | 0.83175 | 0.82518 | 0.81861 | 0.81159
| Faucet Aerator_Com, E - HWat | Small Retail | Water Heating | RET | 0.030097 | 0.042779 | 0.04982 | 0.050559 | 0.050322 | 0.050456 | 0.049888 | 0.051059 | 0.051531 | 0.050421
| Faucet Aerator_Com, G - HWat | Small Retail |  | RET | 0.028197 | 0.041124 | 0.045729 | 0.046605 | 0.046532 | 0.046552 | 0.046695 | 0.046872 | 0.047146 | 0.04738
| Faucet Aerator_Com, O - HWat | Small Retail |  | RET | 0.029977 | 0.043259 | 0.047877 | 0.048635 | 0.048222 | 0.047806 | 0.047448 | 0.047073 | 0.046698 | 0.046298
| Faucet Aerator_Com, P - HWat | Small Retail |  | RET | 0.030097 | 0.043431 | 0.048067 | 0.048829 | 0.048414 | 0.047996 | 0.047636 | 0.04726 | 0.046884 | 0.046482
| Pre Rinse Sprayers_Com, E - HWat | Small Retail | Water Heating | RET | 0.030097 | 0.042779 | 0.04982 | 0.050559 | 0.050322 | 0.050456 | 0.049888 | 0.051059 | 0.051531 | 0.050421
| Pre Rinse Sprayers_Com, G - HWat | Small Retail |  | RET | 0.030095 | 0.043893 | 0.048808 | 0.049743 | 0.049664 | 0.049686 | 0.049838 | 0.050027 | 0.05032 | 0.050569
| Pre Rinse Sprayers_Com, O - HWat | Small Retail |  | RET | 0.030097 | 0.043431 | 0.048067 | 0.048829 | 0.048414 | 0.047996 | 0.047636 | 0.04726 | 0.046884 | 0.046482
| Pre Rinse Sprayers_Com, P - HWat | Small Retail |  | RET | 0.030097 | 0.043431 | 0.048067 | 0.048829 | 0.048414 | 0.047996 | 0.047636 | 0.04726 | 0.046884 | 0.046482
| Heat Pump Water Heater_Com, E - HWat | Small Retail | Water Heating | NC | 0.2 | 0.34103 | 0.42771 | 0.45414 | 0.44233 | 0.44173 | 0.44112 | 0.42932 | 0.42792 | 0.42266
| Heat Pump Water Heater_Com, E - HWat | Small Retail | Water Heating | RET | 0.0062655 | 0.016078 | 0.025918 | 0.028836 | 0.028927 | 0.028598 | 0.027728 | 0.027835 | 0.027561 | 0.026463
| Heat Pump Water Heater_Com, E - HWat | Small Retail | Water Heating | REPL | 0.2 | 0.34565 | 0.45897 | 0.48233 | 0.47733 | 0.46978 | 0.45308 | 0.45205 | 0.44445 | 0.42335
| FF Storage Water Heater_Com, G - HWat | Small Retail |  | NC | 0.3 | 0.33166 | 0.41289 | 0.43986 | 0.50378 | 0.48898 | 0.48542 | 0.48457 | 0.48528 | 0.48367
| FF Storage Water Heater_Com, G - HWat | Small Retail |  | RET | 0.0044651 | 0.011793 | 0.0183 | 0.02071 | 0.021152 | 0.020955 | 0.020699 | 0.022029 | 0.022398 | 0.022509
| FF Storage Water Heater_Com, G - HWat | Small Retail |  | REPL | 0.3 | 0.34385 | 0.43388 | 0.4682 | 0.5475 | 0.53448 | 0.5228 | 0.55358 | 0.58578 | 0.60492
| FF Storage Water Heater_Com, O - HWat | Small Retail |  | NC | 0.3 | 0.3303 | 0.33557 | 0.32592 | 0.30891 | 0.29712 | 0.29185 | 0.28795 | 0.28441 | 0.27965
| FF Storage Water Heater_Com, O - HWat | Small Retail |  | RET | 0.0045799 | 0.011967 | 0.018479 | 0.020838 | 0.021127 | 0.020732 | 0.020255 | 0.0213 | 0.021403 | 0.02122
| FF Storage Water Heater_Com, O - HWat | Small Retail |  | REPL | 0.3 | 0.3423 | 0.35229 | 0.34639 | 0.33499 | 0.32383 | 0.31319 | 0.32763 | 0.34179 | 0.34975
| FF Storage Water Heater_Com, P - HWat | Small Retail |  | NC | 0.3 | 0.40443 | 0.4467 | 0.44613 | 0.42806 | 0.41172 | 0.40442 | 0.39901 | 0.39411 | 0.38751
| FF Storage Water Heater_Com, P - HWat | Small Retail |  | RET | 0.0051136 | 0.013357 | 0.020605 | 0.0232 | 0.02348 | 0.022999 | 0.022428 | 0.023559 | 0.023898 | 0.023693
| FF Storage Water Heater_Com, P - HWat | Small Retail |  | REPL | 0.3 | 0.41829 | 0.46693 | 0.47077 | 0.45947 | 0.44271 | 0.42669 | 0.44543 | 0.46382 | 0.48159
| FF Instantaneous Water Heater_Com, G - HWat | Small Retail |  | NC | 0.3 | 0.33166 | 0.36702 | 0.39588 | 0.41982 | 0.43193 | 0.42879 | 0.42804 | 0.42866 | 0.42724
| FF Instantaneous Water Heater_Com, G - HWat | Small Retail |  | RET | 0.0048113 | 0.01145 | 0.018113 | 0.021439 | 0.022438 | 0.022519 | 0.022247 | 0.021965 | 0.02173 | 0.021479
| FF Instantaneous Water Heater_Com, G - HWat | Small Retail |  | REPL | 0.3 | 0.34385 | 0.38574 | 0.42113 | 0.4553 | 0.47022 | 0.45899 | 0.44802 | 0.43784 | 0.42716
| FF Instantaneous Water Heater_Com, O - HWat | Small Retail |  | NC | 0.3 | 0.32815 | 0.36142 | 0.38858 | 0.40922 | 0.41721 | 0.40982 | 0.40434 | 0.39937 | 0.39268
| FF Instantaneous Water Heater_Com, O - HWat | Small Retail |  | RET | 0.0049043 | 0.011547 | 0.018178 | 0.021441 | 0.022277 | 0.022148 | 0.021644 | 0.021113 | 0.020595 | 0.020076
| FF Instantaneous Water Heater_Com, O - HWat | Small Retail |  | REPL | 0.3 | 0.3401 | 0.3796 | 0.41289 | 0.44306 | 0.45318 | 0.43744 | 0.42173 | 0.40623 | 0.3907
| FF Instantaneous Water Heater_Com, P - HWat | Small Retail |  | NC | 0.3 | 0.32815 | 0.36142 | 0.38858 | 0.40922 | 0.41721 | 0.40982 | 0.40434 | 0.39937 | 0.39268
| FF Instantaneous Water Heater_Com, P - HWat | Small Retail |  | RET | 0.0053435 | 0.012577 | 0.019786 | 0.02331 | 0.024185 | 0.024009 | 0.023427 | 0.022818 | 0.022223 | 0.021631
| FF Instantaneous Water Heater_Com, P - HWat | Small Retail |  | REPL | 0.3 | 0.33959 | 0.37835 | 0.41062 | 0.43952 | 0.44835 | 0.43154 | 0.41478 | 0.39825 | 0.38171
| Clothes Dryer_Com, E - Appl | Small Retail | Appliances | NC | 0.4 | 0.64591 | 0.73341 | 0.73968 | 0.70346 | 0.69854 | 0.69758 | 0.67893 | 0.67671 | 0.66838
| Clothes Dryer_Com, E - Appl | Small Retail | Appliances | RET | 0 | 0.0073892 | 0.020633 | 0.028699 | 0.030674 | 0.030543 | 0.029247 | 0.02938 | 0.02911 | 0.02797
| Clothes Dryer_Com, E - Appl | Small Retail | Appliances | REPL | 0.4 | 0.6649 | 0.80432 | 0.80408 | 0.77662 | 0.75039 | 0.71394 | 0.71204 | 0.69979 | 0.66629
| Clothes Dryer_Com, P - Oth | Small Retail |  | NC | 0.4 | 0.63565 | 0.71808 | 0.71407 | 0.68006 | 0.65409 | 0.6425 | 0.6339 | 0.62611 | 0.61563
| Clothes Dryer_Com, P - Oth | Small Retail |  | RET | 0 | 0.006932 | 0.018405 | 0.025665 | 0.027385 | 0.027025 | 0.026042 | 0.025417 | 0.024811 | 0.024209
| Clothes Dryer_Com, P - Oth | Small Retail |  | REPL | 0.4 | 0.66525 | 0.76159 | 0.76277 | 0.73563 | 0.70497 | 0.67555 | 0.6553 | 0.63529 | 0.61517
| Pnemautic to DDC_Com, E - TotE [Building w Elec Heat] | Small Retail | Total Electric | RET | 0 | 0.0010936 | 0.0035223 | 0.0077335 | 0.013729 | 0.020025 | 0.024391 | 0.027664 | 0.02926 | 0.028629
| Pnemautic to DDC_Com, E - TotE [Building w Gas Heat] | Small Retail | Total Electric | RET | 0 | 0.00089345 | 0.0028776 | 0.006318 | 0.011216 | 0.016359 | 0.019927 | 0.0226 | 0.023904 | 0.023389
| Pnemautic to DDC_Com, G - TotF [Building w Gas Heat] | Small Retail |  | RET | 0 | 0.00091677 | 0.0028193 | 0.0062164 | 0.011071 | 0.016111 | 0.019908 | 0.022145 | 0.023344 | 0.02346
| Pnemautic to DDC_Com, E - TotE [Building w Oil Heat] | Small Retail | Total Electric | RET | 0 | 0.00093145 | 0.003 | 0.0065867 | 0.011694 | 0.017055 | 0.020774 | 0.023561 | 0.024921 | 0.024384
| Pnemautic to DDC_Com, O - TotF [Building w Oil Heat] | Small Retail |  | RET | 0 | 0.00094564 | 0.0028945 | 0.0063614 | 0.01125 | 0.016224 | 0.019837 | 0.021808 | 0.022674 | 0.022479
| Pnemautic to DDC_Com, E - TotE [Building w Propane Heat] | Small Retail | Total Electric | RET | 0 | 0.00089808 | 0.0028925 | 0.0063508 | 0.011275 | 0.016444 | 0.02003 | 0.022717 | 0.024028 | 0.023511
| Pnemautic to DDC_Com, P - TotF [Building w Propane Heat] | Small Retail |  | RET | 0 | 0.00091177 | 0.0027908 | 0.0061335 | 0.010847 | 0.015643 | 0.019126 | 0.021027 | 0.021861 | 0.021674
| RCx_Com, E - TotE [Building w Elec Heat] | Small Retail | Total Electric | RET | 0.0093752 | 0.013688 | 0.019118 | 0.023635 | 0.028215 | 0.028291 | 0.027972 | 0.028629 | 0.028894 | 0.028271
| RCx_Com, E - TotE [Building w Gas Heat] | Small Retail | Total Electric | RET | 0.0088898 | 0.012979 | 0.018128 | 0.022411 | 0.026755 | 0.026826 | 0.026524 | 0.027147 | 0.027398 | 0.026807
| RCx_Com, G - TotF [Building w Gas Heat] | Small Retail |  | RET | 0.0088898 | 0.013318 | 0.017761 | 0.022051 | 0.026407 | 0.026418 | 0.026499 | 0.0266 | 0.026755 | 0.026888
| RCx_Com, E - TotE [Building w Oil Heat] | Small Retail | Total Electric | RET | 0.0081526 | 0.011903 | 0.016625 | 0.020553 | 0.024536 | 0.024602 | 0.024325 | 0.024896 | 0.025126 | 0.024584
| RCx_Com, O - TotF [Building w Oil Heat] | Small Retail |  | RET | 0.0081526 | 0.012084 | 0.01604 | 0.01985 | 0.023606 | 0.023402 | 0.023227 | 0.023043 | 0.02286 | 0.022664
| RCx_Com, E - TotE [Building w Propane Heat] | Small Retail | Total Electric | RET | 0.0081771 | 0.011938 | 0.016675 | 0.020615 | 0.02461 | 0.024676 | 0.024398 | 0.02497 | 0.025201 | 0.024658
| RCx_Com, P - TotF [Building w Propane Heat] | Small Retail |  | RET | 0.0081771 | 0.01212 | 0.016088 | 0.019909 | 0.023677 | 0.023473 | 0.023297 | 0.023112 | 0.022929 | 0.022732
| Commissioning_Com, E - TotE [Building w Elec Heat] | Small Retail | Total Electric | NC | 0.15 | 0.19435 | 0.2351 | 0.26383 | 0.27308 | 0.28568 | 0.29377 | 0.28597 | 0.28792 | 0.28725
| Commissioning_Com, E - TotE [Building w Gas Heat] | Small Retail | Total Electric | NC | 0.15 | 0.18979 | 0.22476 | 0.24817 | 0.25408 | 0.26402 | 0.26918 | 0.26199 | 0.26377 | 0.26315
| Commissioning_Com, G - TotF [Building w Gas Heat] | Small Retail |  | NC | 0.15 | 0.19166 | 0.2282 | 0.24964 | 0.25785 | 0.2619 | 0.26544 | 0.26498 | 0.26805 | 0.26986
| Commissioning_Com, E - TotE [Building w Oil Heat] | Small Retail | Total Electric | NC | 0.15 | 0.19174 | 0.22914 | 0.25474 | 0.26201 | 0.27302 | 0.27937 | 0.2719 | 0.27375 | 0.27311
| Commissioning_Com, O - TotF [Building w Oil Heat] | Small Retail |  | NC | 0.15 | 0.19159 | 0.2291 | 0.25153 | 0.25919 | 0.2616 | 0.2633 | 0.25978 | 0.25918 | 0.25742
| Commissioning_Com, E - TotE [Building w Propane Heat] | Small Retail | Total Electric | NC | 0.15 | 0.19018 | 0.22563 | 0.24946 | 0.25563 | 0.26578 | 0.27117 | 0.26392 | 0.26572 | 0.2651
| Commissioning_Com, P - TotF [Building w Propane Heat] | Small Retail |  | NC | 0.15 | 0.19002 | 0.22559 | 0.24631 | 0.25288 | 0.25467 | 0.25557 | 0.25215 | 0.25157 | 0.24986
| Integrated Building Design_Com, E - TotE [Building w Elec Heat] | Small Retail | Total Electric | NC | 0.07 | 0.10291 | 0.14212 | 0.17866 | 0.19929 | 0.21514 | 0.22002 | 0.21065 | 0.20081 | 0.18383
| Integrated Building Design_Com, E - TotE [Building w Gas Heat] | Small Retail | Total Electric | NC | 0.07 | 0.10291 | 0.14212 | 0.17866 | 0.19929 | 0.21514 | 0.22002 | 0.21065 | 0.20081 | 0.18383
| Integrated Building Design_Com, G - TotF [Building w Gas Heat] | Small Retail |  | NC | 0.07 | 0.10393 | 0.1443 | 0.17971 | 0.20225 | 0.21341 | 0.21697 | 0.21305 | 0.20407 | 0.18851
| Integrated Building Design_Com, E - TotE [Building w Oil Heat] | Small Retail | Total Electric | NC | 0.07 | 0.10291 | 0.14212 | 0.17866 | 0.19929 | 0.21514 | 0.22002 | 0.21065 | 0.20081 | 0.18383
| Integrated Building Design_Com, O - TotF [Building w Oil Heat] | Small Retail |  | NC | 0.07 | 0.10283 | 0.1421 | 0.1764 | 0.19714 | 0.20614 | 0.20737 | 0.20125 | 0.19012 | 0.17326
| Integrated Building Design_Com, E - TotE [Building w Propane Heat] | Small Retail | Total Electric | NC | 0.07 | 0.10291 | 0.14212 | 0.17866 | 0.19929 | 0.21514 | 0.22002 | 0.21065 | 0.20081 | 0.18383
| Integrated Building Design_Com, P - TotF [Building w Propane Heat] | Small Retail |  | NC | 0.07 | 0.10283 | 0.1421 | 0.1764 | 0.19714 | 0.20614 | 0.20737 | 0.20125 | 0.19012 | 0.17326
| Deep Energy Retrofit_Com, E - TotE [Building w Elec Heat] | Small Retail | Total Electric | RET | 0.0041128 | 0.0088995 | 0.017553 | 0.026829 | 0.034293 | 0.038922 | 0.040686 | 0.041864 | 0.042251 | 0.041341
| Deep Energy Retrofit_Com, E - TotE [Building w Gas Heat] | Small Retail | Total Electric | RET | 0.0037154 | 0.0080394 | 0.015857 | 0.024236 | 0.030979 | 0.03516 | 0.036754 | 0.037819 | 0.038168 | 0.037346
| Deep Energy Retrofit_Com, G - TotF [Building w Gas Heat] | Small Retail |  | RET | 0.0037154 | 0.0082493 | 0.015536 | 0.023846 | 0.030576 | 0.034626 | 0.03672 | 0.037057 | 0.037274 | 0.037458
| Deep Energy Retrofit_Com, E - TotE [Building w Oil Heat] | Small Retail | Total Electric | RET | 0.003865 | 0.0083632 | 0.016495 | 0.025212 | 0.032226 | 0.036576 | 0.038234 | 0.039342 | 0.039705 | 0.03885
| Deep Energy Retrofit_Com, O - TotF [Building w Oil Heat] | Small Retail |  | RET | 0.003865 | 0.0084907 | 0.015915 | 0.024349 | 0.031005 | 0.034793 | 0.036509 | 0.036414 | 0.036125 | 0.035815
| Deep Energy Retrofit_Com, E - TotE [Building w Propane Heat] | Small Retail | Total Electric | RET | 0.0037343 | 0.0080804 | 0.015937 | 0.024359 | 0.031137 | 0.035339 | 0.036941 | 0.038011 | 0.038363 | 0.037536
| Deep Energy Retrofit_Com, P - TotF [Building w Propane Heat] | Small Retail |  | RET | 0.0037343 | 0.0082036 | 0.015377 | 0.023526 | 0.029956 | 0.033616 | 0.035274 | 0.035183 | 0.034903 | 0.034604
| EMS_Com, E - TotE [Building w Elec Heat] | Small Retail | Total Electric | NC | 0.07 | 0.070879 | 0.080856 | 0.10096 | 0.12309 | 0.1443 | 0.15469 | 0.15234 | 0.1548 | 0.15407
| EMS_Com, E - TotE [Building w Elec Heat] | Small Retail | Total Electric | RET | 0.0029614 | 0.0042009 | 0.0079706 | 0.013966 | 0.019495 | 0.022439 | 0.02323 | 0.024115 | 0.024338 | 0.023813
| EMS_Com, E - TotE [Building w Gas Heat] | Small Retail | Total Electric | NC | 0.07 | 0.070879 | 0.080856 | 0.10096 | 0.12309 | 0.1443 | 0.15469 | 0.15234 | 0.1548 | 0.15407
| EMS_Com, E - TotE [Building w Gas Heat] | Small Retail | Total Electric | RET | 0.0021753 | 0.0030858 | 0.0058549 | 0.010259 | 0.01432 | 0.016483 | 0.017064 | 0.017714 | 0.017877 | 0.017492
| EMS_Com, G - TotF [Building w Gas Heat] | Small Retail |  | NC | 0.07 | 0.071579 | 0.082093 | 0.10156 | 0.12492 | 0.14314 | 0.15254 | 0.15408 | 0.15731 | 0.158
| EMS_Com, G - TotF [Building w Gas Heat] | Small Retail |  | RET | 0.0021753 | 0.0031664 | 0.0057363 | 0.010094 | 0.014134 | 0.016232 | 0.017048 | 0.017357 | 0.017458 | 0.017545
| EMS_Com, E - TotE [Building w Oil Heat] | Small Retail | Total Electric | NC | 0.07 | 0.070879 | 0.080856 | 0.10096 | 0.12309 | 0.1443 | 0.15469 | 0.15234 | 0.1548 | 0.15407
| EMS_Com, E - TotE [Building w Oil Heat] | Small Retail | Total Electric | RET | 0.0019745 | 0.002801 | 0.0053145 | 0.009312 | 0.012999 | 0.014962 | 0.015489 | 0.016079 | 0.016228 | 0.015878
| EMS_Com, O - TotF [Building w Oil Heat] | Small Retail |  | NC | 0.07 | 0.070821 | 0.080842 | 0.099685 | 0.12177 | 0.13826 | 0.14579 | 0.14554 | 0.14656 | 0.14522
| EMS_Com, O - TotF [Building w Oil Heat] | Small Retail |  | RET | 0.0019745 | 0.0028437 | 0.0051276 | 0.0089934 | 0.012506 | 0.014232 | 0.01479 | 0.014883 | 0.014764 | 0.014638
| EMS_Com, E - TotE [Building w Propane Heat] | Small Retail | Total Electric | NC | 0.07 | 0.070879 | 0.080856 | 0.10096 | 0.12309 | 0.1443 | 0.15469 | 0.15234 | 0.1548 | 0.15407
| EMS_Com, E - TotE [Building w Propane Heat] | Small Retail | Total Electric | RET | 0.0019785 | 0.0028066 | 0.0053251 | 0.0093306 | 0.013025 | 0.014992 | 0.01552 | 0.016111 | 0.01626 | 0.01591
| EMS_Com, P - TotF [Building w Propane Heat] | Small Retail |  | NC | 0.07 | 0.070821 | 0.080842 | 0.099685 | 0.12177 | 0.13826 | 0.14579 | 0.14554 | 0.14656 | 0.14522
| EMS_Com, P - TotF [Building w Propane Heat] | Small Retail |  | RET | 0.0019785 | 0.0028494 | 0.0051378 | 0.0090113 | 0.012531 | 0.014261 | 0.01482 | 0.014912 | 0.014794 | 0.014667
| VFDs on HVAC Pumps_Com, E - Oth | Small Retail | Other | RET | 0.0043706 | 0.015132 | 0.031452 | 0.040253 | 0.043082 | 0.043963 | 0.043468 | 0.044488 | 0.044899 | 0.043932
| ECM Circulators_Com, E - Oth | Small Retail | Other | RET | 0.007769 | 0.020058 | 0.032864 | 0.03751 | 0.038756 | 0.039073 | 0.038633 | 0.03954 | 0.039905 | 0.039046
| Motors_Com, E - Oth | Small Retail | Other | NC | 0.3 | 0.41302 | 0.46028 | 0.46707 | 0.44799 | 0.44486 | 0.44424 | 0.43236 | 0.43095 | 0.42565
| Motors_Com, E - Oth | Small Retail | Other | RET | 0.003203 | 0.011054 | 0.022718 | 0.028424 | 0.02954 | 0.029205 | 0.02796 | 0.027782 | 0.027223 | 0.025863
| Motors_Com, E - Oth | Small Retail | Other | REPL | 0.3 | 0.42217 | 0.49998 | 0.50276 | 0.49001 | 0.47388 | 0.45129 | 0.44545 | 0.43299 | 0.40744
| Ext Area Ltg_Com, E - ExtL | Small Retail | Exterior Lighting | NC | 0.16 | 0.17828 | 0.19882 | 0.21895 | 0.20849 | 0.20703 | 0.20675 | 0.20122 | 0.20056 | 0.1981
| Ext Area Ltg_Com, E - ExtL | Small Retail | Exterior Lighting | RET | 0.019391 | 0.035728 | 0.045159 | 0.046017 | 0.045082 | 0.048763 | 0.048213 | 0.049345 | 0.049801 | 0.048729
| Ext Area Ltg_Com, E - ExtL | Small Retail | Exterior Lighting | REPL | 0.16 | 0.17449 | 0.20143 | 0.21457 | 0.20261 | 0.22927 | 0.25063 | 0.25651 | 0.25888 | 0.2533
| Street Ltg_Com, E - ExtL | Small Retail | Exterior Lighting | NC | 0.25 | 0.26273 | 0.30726 | 0.34277 | 0.33901 | 0.34268 | 0.34378 | 0.33459 | 0.33349 | 0.32939
| Street Ltg_Com, E - ExtL | Small Retail | Exterior Lighting | RET | 0.019711 | 0.03328 | 0.043621 | 0.045871 | 0.045723 | 0.049567 | 0.049009 | 0.050159 | 0.050623 | 0.049533
| Street Ltg_Com, E - ExtL | Small Retail | Exterior Lighting | REPL | 0.25 | 0.25775 | 0.31262 | 0.33752 | 0.33087 | 0.38061 | 0.41673 | 0.42652 | 0.43046 | 0.42119
| Ext Ltg Ctrls_Com, E - ExtL | Small Retail | Exterior Lighting | RET | 0.019547 | 0.03532 | 0.046213 | 0.048612 | 0.049024 | 0.049155 | 0.048601 | 0.049742 | 0.050202 | 0.049121
| Ext Ltg Dsgn_Com, E - ExtL | Small Retail | Exterior Lighting | NC | 0.013 | 0.018767 | 0.027112 | 0.038481 | 0.045504 | 0.05327 | 0.054659 | 0.053771 | 0.053595 | 0.052936
| Ext Ltg Dsgn_Com, E - ExtL | Small Retail | Exterior Lighting | REPL | 0.013 | 0.019466 | 0.030588 | 0.04437 | 0.055176 | 0.065222 | 0.066259 | 0.068545 | 0.069179 | 0.067688
| Int Ltg Ctrls_Com, E - IntL [No Heat] | Small Retail | Interior Lighting | RET | 0.027878 | 0.039188 | 0.045906 | 0.046736 | 0.046612 | 0.046737 | 0.04621 | 0.047295 | 0.047732 | 0.046704
| Int Ltg Ctrls_Com, E - IntL [Electric Heat] | Small Retail | Interior Lighting | RET | 0.02668 | 0.037504 | 0.043934 | 0.044728 | 0.04461 | 0.044729 | 0.044225 | 0.045263 | 0.045682 | 0.044698
| Int Ltg Ctrls_Com, E/G - IntL | Small Retail | Interior Lighting | RET | 0.026684 | 0.037509 | 0.043939 | 0.044733 | 0.044615 | 0.044735 | 0.04423 | 0.045269 | 0.045687 | 0.044703
| Int Ltg Ctrls_Com, E/O - IntL | Small Retail | Interior Lighting | RET | 0.025064 | 0.035231 | 0.041271 | 0.042017 | 0.041906 | 0.042019 | 0.041545 | 0.04252 | 0.042913 | 0.041989
| Int Ltg Ctrls_Com, E/P - IntL | Small Retail | Interior Lighting | RET | 0.019673 | 0.027653 | 0.032394 | 0.03298 | 0.032893 | 0.032981 | 0.032609 | 0.033375 | 0.033683 | 0.032958
| Exit Sign RetFit_Com, E - IntL [No Heat] | Small Retail | Interior Lighting | RET | 0.029474 | 0.041431 | 0.048534 | 0.049411 | 0.049281 | 0.049413 | 0.048856 | 0.050003 | 0.050465 | 0.049378
| Exit Sign RetFit_Com, E - IntL [Electric Heat] | Small Retail | Interior Lighting | RET | 0.029016 | 0.040787 | 0.04778 | 0.048643 | 0.048515 | 0.048645 | 0.048096 | 0.049225 | 0.049681 | 0.04861
| Exit Sign RetFit_Com, E/G - IntL | Small Retail | Interior Lighting | RET | 0.028555 | 0.040138 | 0.04702 | 0.04787 | 0.047743 | 0.047871 | 0.047331 | 0.048442 | 0.04889 | 0.047837
| Exit Sign RetFit_Com, E/O - IntL | Small Retail | Interior Lighting | RET | 0.027214 | 0.038253 | 0.044812 | 0.045622 | 0.045501 | 0.045623 | 0.045109 | 0.046168 | 0.046594 | 0.045591
| Exit Sign RetFit_Com, E/P - IntL | Small Retail | Interior Lighting | RET | 0.021074 | 0.029623 | 0.034701 | 0.035328 | 0.035235 | 0.035329 | 0.034931 | 0.035751 | 0.036082 | 0.035305
| LED HiLo Bay_Com, E - IntL [No Heat] | Small Retail | Interior Lighting | NC | 0.3 | 0.50976 | 0.59046 | 0.59877 | 0.57043 | 0.56644 | 0.56566 | 0.55054 | 0.54874 | 0.54199
| LED HiLo Bay_Com, E - IntL [No Heat] | Small Retail | Interior Lighting | RET | 0.014324 | 0.027614 | 0.042554 | 0.047679 | 0.05238 | 0.050494 | 0.047998 | 0.053134 | 0.056997 | 0.057205
| LED HiLo Bay_Com, E - IntL [No Heat] | Small Retail | Interior Lighting | REPL | 0.3 | 0.50605 | 0.60893 | 0.59646 | 0.55792 | 0.51968 | 0.47454 | 0.44044 | 0.39379 | 0.37539
| LED HiLo Bay_Com, E - IntL [Electric Heat] | Small Retail | Interior Lighting | NC | 0.3 | 0.47908 | 0.54169 | 0.54569 | 0.51878 | 0.51515 | 0.51444 | 0.50069 | 0.49906 | 0.49291
| LED HiLo Bay_Com, E - IntL [Electric Heat] | Small Retail | Interior Lighting | RET | 0.012937 | 0.024964 | 0.038544 | 0.043311 | 0.047742 | 0.046201 | 0.044089 | 0.048995 | 0.052789 | 0.053128
| LED HiLo Bay_Com, E - IntL [Electric Heat] | Small Retail | Interior Lighting | REPL | 0.3 | 0.47765 | 0.56371 | 0.55187 | 0.51918 | 0.48794 | 0.45016 | 0.42358 | 0.38582 | 0.37286
| LED HiLo Bay_Com, E/G - IntL | Small Retail | Interior Lighting | NC | 0.3 | 0.49103 | 0.56047 | 0.56606 | 0.53859 | 0.53482 | 0.53408 | 0.5198 | 0.51811 | 0.51173
| LED HiLo Bay_Com, E/G - IntL | Small Retail | Interior Lighting | RET | 0.01404 | 0.027073 | 0.041737 | 0.046792 | 0.05144 | 0.049627 | 0.047212 | 0.052305 | 0.056158 | 0.056395
| LED HiLo Bay_Com, E/G - IntL | Small Retail | Interior Lighting | REPL | 0.3 | 0.48789 | 0.57908 | 0.56563 | 0.52928 | 0.49392 | 0.45199 | 0.42074 | 0.37768 | 0.3611
| LED HiLo Bay_Com, E/O - IntL | Small Retail | Interior Lighting | NC | 0.3 | 0.47038 | 0.5282 | 0.53111 | 0.50463 | 0.5011 | 0.50041 | 0.48703 | 0.48544 | 0.47947
| LED HiLo Bay_Com, E/O - IntL | Small Retail | Interior Lighting | RET | 0.013229 | 0.025523 | 0.039391 | 0.044236 | 0.048726 | 0.047116 | 0.044925 | 0.049884 | 0.053697 | 0.05401
| LED HiLo Bay_Com, E/O - IntL | Small Retail | Interior Lighting | REPL | 0.3 | 0.46856 | 0.54863 | 0.53543 | 0.50261 | 0.47149 | 0.43407 | 0.4073 | 0.36962 | 0.35624
| LED HiLo Bay_Com, E/P - IntL | Small Retail | Interior Lighting | NC | 0.3 | 0.41635 | 0.44769 | 0.44504 | 0.42136 | 0.41841 | 0.41784 | 0.40667 | 0.40534 | 0.40035
| LED HiLo Bay_Com, E/P - IntL | Small Retail | Interior Lighting | RET | 0.011181 | 0.021601 | 0.033431 | 0.037703 | 0.041737 | 0.040589 | 0.038923 | 0.043466 | 0.047091 | 0.047562
| LED HiLo Bay_Com, E/P - IntL | Small Retail | Interior Lighting | REPL | 0.3 | 0.41738 | 0.47121 | 0.45865 | 0.4338 | 0.41205 | 0.38475 | 0.3677 | 0.34186 | 0.33521
| Repl Scre_Com, E - IntL [No Heat] | Small Retail | Interior Lighting | NC | 0.3 | 0.57734 | 0 | 0 | 0 | 0 | 0 | 0 | 0 | 0
| Repl Scre_Com, E - IntL [No Heat] | Small Retail | Interior Lighting | RET | 0.089529 | 0.10333 | 0 | 0 | 0 | 0 | 0 | 0 | 0 | 0
| Repl Scre_Com, E - IntL [No Heat] | Small Retail | Interior Lighting | REPL | 0.3 | 0.59886 | 0 | 0 | 0 | 0 | 0 | 0 | 0 | 0
| Repl Scre_Com, E - IntL [Electric Heat] | Small Retail | Interior Lighting | NC | 0.3 | 0.57722 | 0 | 0 | 0 | 0 | 0 | 0 | 0 | 0
| Repl Scre_Com, E - IntL [Electric Heat] | Small Retail | Interior Lighting | RET | 0.083255 | 0.096087 | 0 | 0 | 0 | 0 | 0 | 0 | 0 | 0
| Repl Scre_Com, E - IntL [Electric Heat] | Small Retail | Interior Lighting | REPL | 0.3 | 0.59875 | 0 | 0 | 0 | 0 | 0 | 0 | 0 | 0
| Repl Scre_Com, E/G - IntL | Small Retail | Interior Lighting | NC | 0.3 | 0.56669 | 0 | 0 | 0 | 0 | 0 | 0 | 0 | 0
| Repl Scre_Com, E/G - IntL | Small Retail | Interior Lighting | RET | 0.087786 | 0.10132 | 0 | 0 | 0 | 0 | 0 | 0 | 0 | 0
| Repl Scre_Com, E/G - IntL | Small Retail | Interior Lighting | REPL | 0.3 | 0.58782 | 0 | 0 | 0 | 0 | 0 | 0 | 0 | 0
| Repl Scre_Com, E/O - IntL | Small Retail | Interior Lighting | NC | 0.3 | 0.5447 | 0 | 0 | 0 | 0 | 0 | 0 | 0 | 0
| Repl Scre_Com, E/O - IntL | Small Retail | Interior Lighting | RET | 0.079584 | 0.091851 | 0 | 0 | 0 | 0 | 0 | 0 | 0 | 0
| Repl Scre_Com, E/O - IntL | Small Retail | Interior Lighting | REPL | 0.3 | 0.565 | 0 | 0 | 0 | 0 | 0 | 0 | 0 | 0
| Repl Scre_Com, E/P - IntL | Small Retail | Interior Lighting | NC | 0.3 | 0.47418 | 0 | 0 | 0 | 0 | 0 | 0 | 0 | 0
| Repl Scre_Com, E/P - IntL | Small Retail | Interior Lighting | RET | 0.061918 | 0.071462 | 0 | 0 | 0 | 0 | 0 | 0 | 0 | 0
| Repl Scre_Com, E/P - IntL | Small Retail | Interior Lighting | REPL | 0.3 | 0.49186 | 0 | 0 | 0 | 0 | 0 | 0 | 0 | 0
| Lin LED Fixture_Com, E - IntL [No Heat] | Small Retail | Interior Lighting | NC | 0.045 | 0.060362 | 0.087124 | 0.10234 | 0.10112 | 0.09982 | 0.099682 | 0.097017 | 0.096701 | 0.09551
| Lin LED Fixture_Com, E - IntL [No Heat] | Small Retail | Interior Lighting | RET | 0.0027879 | 0.0029146 | 0.0034106 | 0.003613 | 0.0036699 | 0.0036912 | 0.003639 | 0.0037136 | 0.0038187 | 0.0037364
| Lin LED Fixture_Com, E - IntL [No Heat] | Small Retail | Interior Lighting | REPL | 0.045 | 0.062251 | 0.097397 | 0.1165 | 0.12059 | 0.11975 | 0.11795 | 0.12026 | 0.12482 | 0.12213
| Lin LED Fixture_Com, E - IntL [Electric Heat] | Small Retail | Interior Lighting | NC | 0.045 | 0.060362 | 0.087124 | 0.10234 | 0.10112 | 0.09982 | 0.099682 | 0.097017 | 0.096701 | 0.09551
| Lin LED Fixture_Com, E - IntL [Electric Heat] | Small Retail | Interior Lighting | RET | 0.0024153 | 0.0025258 | 0.0029566 | 0.0031331 | 0.0031837 | 0.0032034 | 0.0031593 | 0.0032254 | 0.0033083 | 0.0032371
| Lin LED Fixture_Com, E - IntL [Electric Heat] | Small Retail | Interior Lighting | REPL | 0.045 | 0.062299 | 0.097518 | 0.1167 | 0.12086 | 0.12008 | 0.11834 | 0.12072 | 0.12482 | 0.12213
| Lin LED Fixture_Com, E/G - IntL | Small Retail | Interior Lighting | NC | 0.045 | 0.060362 | 0.087124 | 0.10234 | 0.10112 | 0.09982 | 0.099682 | 0.097017 | 0.096701 | 0.09551
| Lin LED Fixture_Com, E/G - IntL | Small Retail | Interior Lighting | RET | 0.0026801 | 0.0028021 | 0.0032793 | 0.0034743 | 0.0035294 | 0.0035503 | 0.0035004 | 0.0035726 | 0.003671 | 0.0035919
| Lin LED Fixture_Com, E/G - IntL | Small Retail | Interior Lighting | REPL | 0.045 | 0.062265 | 0.097432 | 0.11656 | 0.12067 | 0.11984 | 0.11806 | 0.12039 | 0.12482 | 0.12213
| Lin LED Fixture_Com, E/O - IntL | Small Retail | Interior Lighting | NC | 0.045 | 0.060362 | 0.087124 | 0.10234 | 0.10112 | 0.09982 | 0.099682 | 0.097017 | 0.096701 | 0.09551
| Lin LED Fixture_Com, E/O - IntL | Small Retail | Interior Lighting | RET | 0.0025508 | 0.0026672 | 0.0031217 | 0.0033078 | 0.0033607 | 0.003381 | 0.003334 | 0.0034032 | 0.003494 | 0.0034187
| Lin LED Fixture_Com, E/O - IntL | Small Retail | Interior Lighting | REPL | 0.045 | 0.062281 | 0.097474 | 0.11662 | 0.12076 | 0.11996 | 0.1182 | 0.12055 | 0.12482 | 0.12213
| Lin LED Fixture_Com, E/P - IntL | Small Retail | Interior Lighting | NC | 0.045 | 0.060362 | 0.087124 | 0.10234 | 0.10112 | 0.09982 | 0.099682 | 0.097017 | 0.096701 | 0.09551
| Lin LED Fixture_Com, E/P - IntL | Small Retail | Interior Lighting | RET | 0.0023062 | 0.0024119 | 0.0028235 | 0.0029924 | 0.003041 | 0.0030602 | 0.0030184 | 0.0030819 | 0.0031588 | 0.0030908
| Lin LED Fixture_Com, E/P - IntL | Small Retail | Interior Lighting | REPL | 0.045 | 0.062313 | 0.097553 | 0.11676 | 0.12094 | 0.12018 | 0.11845 | 0.12085 | 0.12482 | 0.12213
| LED Tube Repl_Com, E - IntL [No Heat] | Small Retail | Interior Lighting | RET | 0.025473 | 0.026157 | 0.030023 | 0.031123 | 0.030886 | 0.032593 | 0.033606 | 0.034571 | 0.034891 | 0.034139
| LED Tube Repl_Com, E - IntL [No Heat] | Small Retail | Interior Lighting | REPL | 0.255 | 0.33604 | 0.51045 | 0.59073 | 0.59033 | 0.61074 | 0.62591 | 0.66318 | 0.69209 | 0.69206
| LED Tube Repl_Com, E - IntL [Electric Heat] | Small Retail | Interior Lighting | RET | 0.025289 | 0.025972 | 0.029815 | 0.030914 | 0.030684 | 0.032385 | 0.033395 | 0.034322 | 0.03464 | 0.033893
| LED Tube Repl_Com, E - IntL [Electric Heat] | Small Retail | Interior Lighting | REPL | 0.255 | 0.33618 | 0.51079 | 0.5913 | 0.59108 | 0.61166 | 0.62699 | 0.66445 | 0.69355 | 0.69206
| LED Tube Repl_Com, E/G - IntL | Small Retail | Interior Lighting | RET | 0.024968 | 0.025649 | 0.029452 | 0.030547 | 0.03033 | 0.032018 | 0.033025 | 0.033886 | 0.034199 | 0.033463
| LED Tube Repl_Com, E/G - IntL | Small Retail | Interior Lighting | REPL | 0.255 | 0.33641 | 0.51137 | 0.59228 | 0.5924 | 0.61327 | 0.62887 | 0.66668 | 0.6961 | 0.69206
| LED Tube Repl_Com, E/O - IntL | Small Retail | Interior Lighting | RET | 0.023411 | 0.024079 | 0.027687 | 0.028759 | 0.028601 | 0.030228 | 0.031044 | 0.031773 | 0.032067 | 0.031376
| LED Tube Repl_Com, E/O - IntL | Small Retail | Interior Lighting | REPL | 0.255 | 0.33756 | 0.51422 | 0.59704 | 0.59878 | 0.62108 | 0.63801 | 0.67748 | 0.7073 | 0.69206
| LED Tube Repl_Com, E/P - IntL | Small Retail | Interior Lighting | RET | 0.017281 | 0.017862 | 0.020646 | 0.021572 | 0.021589 | 0.022921 | 0.022916 | 0.023454 | 0.023671 | 0.023161
| LED Tube Repl_Com, E/P - IntL | Small Retail | Interior Lighting | REPL | 0.255 | 0.34208 | 0.52543 | 0.6158 | 0.62391 | 0.65179 | 0.67397 | 0.70082 | 0.7073 | 0.69206
| Repl pin CFL wLED_Com, E - IntL [No Heat] | Small Retail | Interior Lighting | RET | 0.02223 | 0.031148 | 0.035521 | 0.035217 | 0.034222 | 0.037267 | 0.036847 | 0.037712 | 0.038061 | 0.037241
| Repl pin CFL wLED_Com, E - IntL [No Heat] | Small Retail | Interior Lighting | REPL | 0.3 | 0.48903 | 0.58749 | 0.58266 | 0.55852 | 0.60849 | 0.64956 | 0.67857 | 0.68485 | 0.67009
| Repl pin CFL wLED_Com, E - IntL [Electric Heat] | Small Retail | Interior Lighting | RET | 0.022522 | 0.031551 | 0.035972 | 0.035652 | 0.034634 | 0.037757 | 0.037332 | 0.038208 | 0.038561 | 0.037731
| Repl pin CFL wLED_Com, E - IntL [Electric Heat] | Small Retail | Interior Lighting | REPL | 0.3 | 0.49277 | 0.59361 | 0.5889 | 0.56428 | 0.61457 | 0.65586 | 0.68736 | 0.69371 | 0.67877
| Repl pin CFL wLED_Com, E/G - IntL | Small Retail | Interior Lighting | RET | 0.02216 | 0.031051 | 0.035414 | 0.035113 | 0.034124 | 0.03715 | 0.036732 | 0.037594 | 0.037941 | 0.037124
| Repl pin CFL wLED_Com, E/G - IntL | Small Retail | Interior Lighting | REPL | 0.3 | 0.48789 | 0.58562 | 0.58073 | 0.55671 | 0.60657 | 0.64756 | 0.67596 | 0.68221 | 0.66751
| Repl pin CFL wLED_Com, E/O - IntL | Small Retail | Interior Lighting | RET | 0.02108 | 0.029559 | 0.033747 | 0.033498 | 0.032593 | 0.03534 | 0.034942 | 0.035762 | 0.036093 | 0.035315
| Repl pin CFL wLED_Com, E/O - IntL | Small Retail | Interior Lighting | REPL | 0.3 | 0.47281 | 0.56123 | 0.5558 | 0.53351 | 0.582 | 0.62196 | 0.64164 | 0.64757 | 0.63362
| Repl pin CFL wLED_Com, E/P - IntL | Small Retail | Interior Lighting | RET | 0.017936 | 0.025202 | 0.028859 | 0.028742 | 0.028061 | 0.03007 | 0.029731 | 0.030429 | 0.03071 | 0.030049
| Repl pin CFL wLED_Com, E/P - IntL | Small Retail | Interior Lighting | REPL | 0.3 | 0.42886 | 0.49269 | 0.48606 | 0.4683 | 0.51258 | 0.5355 | 0.54807 | 0.55314 | 0.54122
| Refrig Case LED_Com, E - IntL | Small Retail | Interior Lighting | NC | 0.3 | 0.56023 | 0.67464 | 0.69168 | 0.66125 | 0.65662 | 0.65572 | 0.63818 | 0.6361 | 0.62827
| Refrig Case LED_Com, E - IntL | Small Retail | Interior Lighting | RET | 0.026641 | 0.037363 | 0.042666 | 0.042362 | 0.041228 | 0.040421 | 0.039078 | 0.039107 | 0.043344 | 0.044632
| Refrig Case LED_Com, E - IntL | Small Retail | Interior Lighting | REPL | 0.3 | 0.54303 | 0.67834 | 0.67537 | 0.64337 | 0.6094 | 0.56723 | 0.54443 | 0.59853 | 0.63365
| Refrig Case Ctrls_Com, E - IntL | Small Retail | Interior Lighting | RET | 0.019017 | 0.026732 | 0.031315 | 0.031881 | 0.031797 | 0.031882 | 0.031522 | 0.032262 | 0.032561 | 0.031859
| Stair Occ Sensor_Com, E - IntL [No Heat] | Small Retail | Interior Lighting | NC | 0.3 | 0.48237 | 0.58377 | 0.61098 | 0.59229 | 0.59024 | 0.58943 | 0.57367 | 0.5718 | 0.56476
| Stair Occ Sensor_Com, E - IntL [No Heat] | Small Retail | Interior Lighting | RET | 0.017961 | 0.025193 | 0.030277 | 0.031305 | 0.031532 | 0.031617 | 0.03126 | 0.031994 | 0.03229 | 0.031594
| Stair Occ Sensor_Com, E - IntL [Electric Heat] | Small Retail | Interior Lighting | NC | 0.3 | 0.47194 | 0.56398 | 0.58736 | 0.56847 | 0.56611 | 0.56533 | 0.55022 | 0.54842 | 0.54167
| Stair Occ Sensor_Com, E - IntL [Electric Heat] | Small Retail | Interior Lighting | RET | 0.017227 | 0.025002 | 0.02965 | 0.030289 | 0.030243 | 0.030324 | 0.029982 | 0.030686 | 0.03097 | 0.030303
| Stair Occ Sensor_Com, E/G - IntL | Small Retail | Interior Lighting | NC | 0.3 | 0.47174 | 0.56361 | 0.58691 | 0.56802 | 0.56566 | 0.56488 | 0.54978 | 0.54798 | 0.54124
| Stair Occ Sensor_Com, E/G - IntL | Small Retail | Interior Lighting | RET | 0.017213 | 0.024982 | 0.029626 | 0.030265 | 0.030219 | 0.0303 | 0.029958 | 0.030662 | 0.030945 | 0.030278
| Stair Occ Sensor_Com, E/O - IntL | Small Retail | Interior Lighting | NC | 0.3 | 0.45815 | 0.53849 | 0.55725 | 0.53822 | 0.53551 | 0.53477 | 0.52047 | 0.51878 | 0.51239
| Stair Occ Sensor_Com, E/O - IntL | Small Retail | Interior Lighting | RET | 0.016295 | 0.02365 | 0.028047 | 0.028651 | 0.028608 | 0.028685 | 0.028362 | 0.029027 | 0.029296 | 0.028665
| Stair Occ Sensor_Com, E/P - IntL | Small Retail | Interior Lighting | NC | 0.3 | 0.40378 | 0.44519 | 0.45006 | 0.43093 | 0.42792 | 0.42733 | 0.41591 | 0.41455 | 0.40945
| Stair Occ Sensor_Com, E/P - IntL | Small Retail | Interior Lighting | RET | 0.013022 | 0.018899 | 0.022412 | 0.022895 | 0.022861 | 0.022922 | 0.022663 | 0.023195 | 0.02341 | 0.022906
| Int Delamping_Com, E - IntL [No Heat] | Small Retail | Interior Lighting | RET | 0.020061 | 0.028138 | 0.033816 | 0.034964 | 0.035219 | 0.035313 | 0.034915 | 0.035735 | 0.036065 | 0.035288
| Int Delamping_Com, E - IntL [Electric Heat] | Small Retail | Interior Lighting | RET | 0.020063 | 0.028141 | 0.03382 | 0.034968 | 0.035222 | 0.035317 | 0.034919 | 0.035738 | 0.036069 | 0.035292
| Int Delamping_Com, E/G - IntL | Small Retail | Interior Lighting | RET | 0.019935 | 0.027961 | 0.033604 | 0.034745 | 0.034998 | 0.035091 | 0.034696 | 0.03551 | 0.035839 | 0.035067
| Int Delamping_Com, E/O - IntL | Small Retail | Interior Lighting | RET | 0.019463 | 0.027299 | 0.032809 | 0.033923 | 0.034169 | 0.034261 | 0.033875 | 0.03467 | 0.03499 | 0.034237
| Int Delamping_Com, E/P - IntL | Small Retail | Interior Lighting | RET | 0.015132 | 0.021224 | 0.025507 | 0.026373 | 0.026565 | 0.026636 | 0.026336 | 0.026954 | 0.027204 | 0.026618
| Int Ltg Dsgn_Com, E - IntL [No Heat] | Small Retail | Interior Lighting | NC | 0.2 | 0.33792 | 0.46072 | 0.52956 | 0.54007 | 0.55302 | 0.55903 | 0.54458 | 0.5428 | 0.53612
| Int Ltg Dsgn_Com, E - IntL [Electric Heat] | Small Retail | Interior Lighting | NC | 0.2 | 0.33916 | 0.46383 | 0.53415 | 0.54526 | 0.55856 | 0.56472 | 0.55018 | 0.54839 | 0.54164
| Int Ltg Dsgn_Com, E/G - IntL | Small Retail | Interior Lighting | NC | 0.2 | 0.33332 | 0.44928 | 0.51278 | 0.52117 | 0.53288 | 0.53835 | 0.52423 | 0.52252 | 0.51609
| Int Ltg Dsgn_Com, E/O - IntL | Small Retail | Interior Lighting | NC | 0.2 | 0.32691 | 0.43367 | 0.49022 | 0.49594 | 0.50608 | 0.51087 | 0.49722 | 0.49559 | 0.48949
| Int Ltg Dsgn_Com, E/P - IntL | Small Retail | Interior Lighting | NC | 0.2 | 0.29661 | 0.36526 | 0.39578 | 0.3926 | 0.39734 | 0.39893 | 0.38826 | 0.38699 | 0.38223
| Room Air Conditioner_Com, E - Cool | Large Retail | Cooling | NC | 0.35 | 0.53219 | 0.62405 | 0.64521 | 0.62299 | 0.61977 | 0.61892 | 0.60237 | 0.60041 | 0.59302
| Room Air Conditioner_Com, E - Cool | Large Retail | Cooling | RET | 0.0012031 | 0.0014025 | 0.0022696 | 0.003326 | 0.0038247 | 0.0038229 | 0.0044226 | 0.0050809 | 0.0055616 | 0.0054418
| Room Air Conditioner_Com, E - Cool | Large Retail | Cooling | REPL | 0.35 | 0.55051 | 0.70033 | 0.73698 | 0.74456 | 0.74389 | 0.75027 | 0.76788 | 0.77498 | 0.75829
| Chiller Systems_Com, E - Cool | Large Retail | Cooling | NC | 0.2 | 0.40998 | 0.58524 | 0.65854 | 0.65441 | 0.65937 | 0.65846 | 0.64086 | 0.63877 | 0.6309
| Chiller Systems_Com, E - Cool | Large Retail | Cooling | RET | 0.010032 | 0.023277 | 0.038616 | 0.045605 | 0.047698 | 0.048102 | 0.04697 | 0.047409 | 0.047187 | 0.045534
| Chiller Systems_Com, E - Cool | Large Retail | Cooling | REPL | 0.2 | 0.4108 | 0.61259 | 0.66944 | 0.66059 | 0.63163 | 0.58448 | 0.55722 | 0.52102 | 0.46933
| Chiller Tuneup_Com, E - Cool | Large Retail | Cooling | RET | 0.019867 | 0.033877 | 0.045184 | 0.048582 | 0.049611 | 0.049959 | 0.049396 | 0.050556 | 0.051023 | 0.049924
| Computer Room Air Conditioner_Com, E - Cool | Large Retail | Cooling | NC | 0.25 | 0.45345 | 0.59214 | 0.63956 | 0.62654 | 0.62727 | 0.6264 | 0.60965 | 0.60767 | 0.60019
| Computer Room Air Conditioner_Com, E - Cool | Large Retail | Cooling | REPL | 0.25 | 0.47035 | 0.66807 | 0.73744 | 0.75971 | 0.76799 | 0.75934 | 0.77716 | 0.78435 | 0.76745
| Mini Split Ductless AC_Com, E - Cool | Large Retail | Cooling | NC | 0 | 0 | 0 | 0 | 0 | 0 | 0 | 0 | 0 | 0
| Mini Split Ductless AC_Com, E - Cool | Large Retail | Cooling | RET | 0 | 0 | 0 | 0 | 0 | 0 | 0 | 0 | 0 | 0
| Mini Split Ductless AC_Com, E - Cool | Large Retail | Cooling | REPL | 0 | 0 | 0 | 0 | 0 | 0 | 0 | 0 | 0 | 0
| Eff Unitary AC_Com, E - Cool | Large Retail | Cooling | NC | 0.35 | 0.49552 | 0.55981 | 0.57087 | 0.54876 | 0.54492 | 0.54417 | 0.52962 | 0.52789 | 0.52139
| Eff Unitary AC_Com, E - Cool | Large Retail | Cooling | RET | 0.025686 | 0.024702 | 0.025568 | 0.024985 | 0.02456 | 0.024331 | 0.02377 | 0.025346 | 0.026388 | 0.025819
| Eff Unitary AC_Com, E - Cool | Large Retail | Cooling | REPL | 0.35 | 0.49815 | 0.60239 | 0.61765 | 0.61412 | 0.60548 | 0.58849 | 0.62569 | 0.65508 | 0.66406
| PTAC_Com, E - Cool | Large Retail | Cooling | NC | 0.35 | 0.46324 | 0.50679 | 0.51095 | 0.48865 | 0.48523 | 0.48456 | 0.4716 | 0.47007 | 0.46428
| PTAC_Com, E - Cool | Large Retail | Cooling | RET | 0.0022318 | 0.0028114 | 0.0048247 | 0.0075259 | 0.009219 | 0.0098135 | 0.0098193 | 0.010223 | 0.010317 | 0.010095
| PTAC_Com, E - Cool | Large Retail | Cooling | REPL | 0.35 | 0.47805 | 0.56614 | 0.57891 | 0.57673 | 0.5724 | 0.56005 | 0.60118 | 0.60674 | 0.59367
| Unitary Equipment Economizer_Com, E - Cool | Large Retail | Cooling | RET | 0.012398 | 0.022403 | 0.029312 | 0.030834 | 0.031095 | 0.031178 | 0.030826 | 0.03155 | 0.031842 | 0.031156
| AC Tuneup_Com, E - Cool [ASHP] | Large Retail | Cooling | RET | 0.0096645 | 0.024952 | 0.040882 | 0.046662 | 0.048212 | 0.048607 | 0.048059 | 0.049187 | 0.049642 | 0.048573
| AC Tuneup_Com, E - Heat [ASHP] | Large Retail | Space Heating | RET | 0.0096645 | 0.024952 | 0.040882 | 0.046662 | 0.048212 | 0.048607 | 0.048059 | 0.049187 | 0.049642 | 0.048573
| AC Tuneup_Com, E - Cool [Unitary AC] | Large Retail | Cooling | RET | 0.0088796 | 0.022925 | 0.037562 | 0.042872 | 0.044296 | 0.044659 | 0.044156 | 0.045192 | 0.04561 | 0.044628
| DCV_Com, E - Cool [Building w Elec Heat] | Large Retail | Cooling | RET | 0.014781 | 0.028962 | 0.042315 | 0.047295 | 0.048932 | 0.04956 | 0.049001 | 0.050151 | 0.050615 | 0.049525
| DCV_Com, E - Heat [Building w Elec Heat] | Large Retail | Space Heating | RET | 0.014781 | 0.028962 | 0.042315 | 0.047295 | 0.048932 | 0.04956 | 0.049001 | 0.050151 | 0.050615 | 0.049525
| DCV_Com, E - Vent [Building w Elec Heat] | Large Retail | Ventilation | RET | 0.014781 | 0.028962 | 0.042315 | 0.047295 | 0.048932 | 0.04956 | 0.049001 | 0.050151 | 0.050615 | 0.049525
| DCV_Com, E - Cool [Building w Gas Heat] | Large Retail | Cooling | RET | 0.014925 | 0.029244 | 0.042726 | 0.047755 | 0.049408 | 0.050042 | 0.049478 | 0.050639 | 0.051108 | 0.050007
| DCV_Com, G - Heat [Building w Gas Heat] | Large Retail |  | RET | 0.014925 | 0.030007 | 0.041861 | 0.046987 | 0.048765 | 0.049281 | 0.049432 | 0.049619 | 0.04991 | 0.050157
| DCV_Com, E - Vent [Building w Gas Heat] | Large Retail | Ventilation | RET | 0.014925 | 0.029244 | 0.042726 | 0.047755 | 0.049408 | 0.050042 | 0.049478 | 0.050639 | 0.051108 | 0.050007
| DCV_Com, E - Cool [Building w Oil Heat] | Large Retail | Cooling | RET | 0.015018 | 0.029426 | 0.042993 | 0.048053 | 0.049716 | 0.050354 | 0.049787 | 0.050955 | 0.051426 | 0.050319
| DCV_Com, O - Heat [Building w Oil Heat] | Large Retail |  | RET | 0.015018 | 0.029875 | 0.041481 | 0.046409 | 0.047831 | 0.047899 | 0.04754 | 0.047164 | 0.046789 | 0.046388
| DCV_Com, E - Vent [Building w Oil Heat] | Large Retail | Ventilation | RET | 0.015018 | 0.029426 | 0.042993 | 0.048053 | 0.049716 | 0.050354 | 0.049787 | 0.050955 | 0.051426 | 0.050319
| DCV_Com, E - Cool [Building w Propane Heat] | Large Retail | Cooling | RET | 0.01475 | 0.028902 | 0.042226 | 0.047196 | 0.04883 | 0.049456 | 0.048899 | 0.050047 | 0.05051 | 0.049421
| DCV_Com, P - Heat [Building w Propane Heat] | Large Retail |  | RET | 0.01475 | 0.029342 | 0.040741 | 0.045581 | 0.046978 | 0.047045 | 0.046692 | 0.046323 | 0.045955 | 0.04556
| DCV_Com, E - Vent [Building w Propane Heat] | Large Retail | Ventilation | RET | 0.01475 | 0.028902 | 0.042226 | 0.047196 | 0.04883 | 0.049456 | 0.048899 | 0.050047 | 0.05051 | 0.049421
| Controls for Unitary AC_Com, E - Cool | Large Retail | Cooling | RET | 0.010775 | 0.021112 | 0.030846 | 0.034476 | 0.035669 | 0.036127 | 0.03572 | 0.036558 | 0.036896 | 0.036102
| Optimized Unitary AC Sys_Com, E - Cool [Building w Elec Heat] | Large Retail | Cooling | NC | 0.15 | 0.23577 | 0.30322 | 0.3366 | 0.33761 | 0.34327 | 0.3457 | 0.33645 | 0.33536 | 0.33123
| Optimized Unitary AC Sys_Com, E - Heat [Building w Elec Heat] | Large Retail | Space Heating | NC | 0.15 | 0.23577 | 0.30322 | 0.3366 | 0.33761 | 0.34327 | 0.3457 | 0.33645 | 0.33536 | 0.33123
| Optimized Unitary AC Sys_Com, E - Cool [Building w Gas Heat] | Large Retail | Cooling | NC | 0.15 | 0.27856 | 0.41269 | 0.50097 | 0.52526 | 0.54441 | 0.55306 | 0.5405 | 0.53874 | 0.5321
| Optimized Unitary AC Sys_Com, G - Heat [Building w Gas Heat] | Large Retail |  | NC | 0.15 | 0.28131 | 0.41901 | 0.50393 | 0.53306 | 0.54004 | 0.54537 | 0.54668 | 0.54747 | 0.54566
| Optimized Unitary AC Sys_Com, E - Cool [Building w Oil Heat] | Large Retail | Cooling | NC | 0.15 | 0.28164 | 0.42147 | 0.51523 | 0.54223 | 0.56293 | 0.57226 | 0.55952 | 0.55769 | 0.55083
| Optimized Unitary AC Sys_Com, O - Heat [Building w Oil Heat] | Large Retail |  | NC | 0.15 | 0.2814 | 0.4214 | 0.50873 | 0.53639 | 0.53938 | 0.53935 | 0.53457 | 0.52801 | 0.51917
| Optimized Unitary AC Sys_Com, E - Cool [Building w Propane Heat] | Large Retail | Cooling | NC | 0.15 | 0.26589 | 0.37781 | 0.44587 | 0.46072 | 0.47446 | 0.48073 | 0.469 | 0.46747 | 0.46172
| Optimized Unitary AC Sys_Com, P - Heat [Building w Propane Heat] | Large Retail |  | NC | 0.15 | 0.26567 | 0.37774 | 0.44024 | 0.45576 | 0.45461 | 0.45307 | 0.44809 | 0.44259 | 0.43518
| Optimized Chiller Sys_Com, E - Cool | Large Retail | Cooling | NC | 0.15 | 0.24033 | 0.31376 | 0.35133 | 0.35383 | 0.36038 | 0.36333 | 0.35362 | 0.35246 | 0.34812
| Cool Roof_Com, E - Cool [Building w Elec Heat] | Large Retail | Cooling | NC | 0.1 | 0.12746 | 0.15111 | 0.16663 | 0.1703 | 0.17671 | 0.17954 | 0.17474 | 0.17417 | 0.17202
| Cool Roof_Com, E - Cool [Building w Elec Heat] | Large Retail | Cooling | RET | 0 | 0.00089265 | 0.002875 | 0.0063124 | 0.011206 | 0.016345 | 0.019909 | 0.02258 | 0.023883 | 0.023368
| Cool Roof_Com, E - Heat [Building w Elec Heat] | Large Retail | Space Heating | NC | 0.1 | 0.12746 | 0.15111 | 0.16663 | 0.1703 | 0.17671 | 0.17954 | 0.17474 | 0.17417 | 0.17202
| Cool Roof_Com, E - Heat [Building w Elec Heat] | Large Retail | Space Heating | RET | 0 | 0.00089265 | 0.002875 | 0.0063124 | 0.011206 | 0.016345 | 0.019909 | 0.02258 | 0.023883 | 0.023368
| Cool Roof_Com, E - Cool [Building w Gas Heat] | Large Retail | Cooling | NC | 0.1 | 0.12739 | 0.15094 | 0.16638 | 0.17 | 0.17637 | 0.17916 | 0.17437 | 0.1738 | 0.17166
| Cool Roof_Com, E - Cool [Building w Gas Heat] | Large Retail | Cooling | RET | 0 | 0.00088804 | 0.0028602 | 0.0062798 | 0.011149 | 0.016261 | 0.019806 | 0.022464 | 0.02376 | 0.023248
| Cool Roof_Com, G - Heat [Building w Gas Heat] | Large Retail |  | NC | 0.1 | 0.12864 | 0.15325 | 0.16736 | 0.17252 | 0.17495 | 0.17667 | 0.17637 | 0.17662 | 0.17604
| Cool Roof_Com, G - Heat [Building w Gas Heat] | Large Retail |  | RET | 0 | 0.00091123 | 0.0028023 | 0.0061788 | 0.011004 | 0.016013 | 0.019788 | 0.022011 | 0.023203 | 0.023318
| Cool Roof_Com, E - Cool [Building w Oil Heat] | Large Retail | Cooling | NC | 0.1 | 0.12628 | 0.14854 | 0.16286 | 0.16584 | 0.1717 | 0.17397 | 0.16931 | 0.16876 | 0.16668
| Cool Roof_Com, E - Cool [Building w Oil Heat] | Large Retail | Cooling | RET | 0 | 0.00086978 | 0.0028014 | 0.0061507 | 0.010919 | 0.015926 | 0.019399 | 0.022002 | 0.023271 | 0.02277
| Cool Roof_Com, O - Heat [Building w Oil Heat] | Large Retail |  | NC | 0.1 | 0.12617 | 0.14851 | 0.16081 | 0.16406 | 0.16452 | 0.16396 | 0.16177 | 0.15978 | 0.1571
| Cool Roof_Com, O - Heat [Building w Oil Heat] | Large Retail |  | RET | 0 | 0.00088304 | 0.0027029 | 0.0059402 | 0.010505 | 0.01515 | 0.018524 | 0.020365 | 0.021173 | 0.020991
| Cool Roof_Com, E - Cool [Building w Propane Heat] | Large Retail | Cooling | NC | 0.1 | 0.12707 | 0.15026 | 0.16538 | 0.16881 | 0.17503 | 0.17767 | 0.17292 | 0.17236 | 0.17024
| Cool Roof_Com, E - Cool [Building w Propane Heat] | Large Retail | Cooling | RET | 0 | 0.00088294 | 0.0028438 | 0.0062437 | 0.011085 | 0.016167 | 0.019693 | 0.022335 | 0.023623 | 0.023114
| Cool Roof_Com, P - Heat [Building w Propane Heat] | Large Retail |  | NC | 0.1 | 0.12697 | 0.15023 | 0.16329 | 0.16699 | 0.16771 | 0.16745 | 0.16521 | 0.16318 | 0.16045
| Cool Roof_Com, P - Heat [Building w Propane Heat] | Large Retail |  | RET | 0 | 0.0008964 | 0.0027437 | 0.0060301 | 0.010664 | 0.015379 | 0.018804 | 0.020673 | 0.021493 | 0.021309
| GSHP_Com, E - Cool | Large Retail | Cooling | RET | 0.0011836 | 0.0023012 | 0.0036075 | 0.0047403 | 0.0058671 | 0.0070178 | 0.0080379 | 0.0093243 | 0.010487 | 0.01128
| GSHP_Com, E - Cool | Large Retail | Cooling | REPL | 0.02 | 0.035406 | 0.06246 | 0.096266 | 0.13645 | 0.1763 | 0.20339 | 0.2232 | 0.22672 | 0.21366
| GSHP_Com, E - Heat | Large Retail | Space Heating | RET | 0.0011836 | 0.0023012 | 0.0036075 | 0.0047403 | 0.0058671 | 0.0070178 | 0.0080379 | 0.0093243 | 0.010487 | 0.01128
| GSHP_Com, E - Heat | Large Retail | Space Heating | REPL | 0.02 | 0.035406 | 0.06246 | 0.096266 | 0.13645 | 0.1763 | 0.20339 | 0.2232 | 0.22672 | 0.21366
| Unitary HP_Com, E - Cool | Large Retail | Cooling | NC | 0.35 | 0.46087 | 0.50303 | 0.50674 | 0.48445 | 0.48106 | 0.4804 | 0.46756 | 0.46603 | 0.4603
| Unitary HP_Com, E - Cool | Large Retail | Cooling | RET | 0.0042903 | 0.012205 | 0.021473 | 0.025088 | 0.025858 | 0.025822 | 0.025202 | 0.027294 | 0.027546 | 0.026953
| Unitary HP_Com, E - Cool | Large Retail | Cooling | REPL | 0.35 | 0.47 | 0.54592 | 0.54723 | 0.53455 | 0.52018 | 0.49871 | 0.56312 | 0.60154 | 0.58858
| Unitary HP_Com, E - Heat | Large Retail | Space Heating | NC | 0.35 | 0.46087 | 0.50303 | 0.50674 | 0.48445 | 0.48106 | 0.4804 | 0.46756 | 0.46603 | 0.4603
| Unitary HP_Com, E - Heat | Large Retail | Space Heating | RET | 0.0042903 | 0.012205 | 0.021473 | 0.025088 | 0.025858 | 0.025822 | 0.025202 | 0.027294 | 0.027546 | 0.026953
| Unitary HP_Com, E - Heat | Large Retail | Space Heating | REPL | 0.35 | 0.47 | 0.54592 | 0.54723 | 0.53455 | 0.52018 | 0.49871 | 0.56312 | 0.60154 | 0.58858
| PTHP_Com, E - Cool | Large Retail | Cooling | NC | 0.35 | 0.5405 | 0.63922 | 0.66304 | 0.64089 | 0.63787 | 0.63699 | 0.61996 | 0.61793 | 0.61033
| PTHP_Com, E - Cool | Large Retail | Cooling | RET | 0.0020511 | 0.002161 | 0.002753 | 0.0034408 | 0.0038734 | 0.00403 | 0.0040123 | 0.0041757 | 0.0042143 | 0.0041235
| PTHP_Com, E - Cool | Large Retail | Cooling | REPL | 0.35 | 0.55826 | 0.71615 | 0.75655 | 0.76598 | 0.76662 | 0.75481 | 0.78539 | 0.79761 | 0.78042
| PTHP_Com, E - Heat | Large Retail | Space Heating | NC | 0.35 | 0.5405 | 0.63922 | 0.66304 | 0.64089 | 0.63787 | 0.63699 | 0.61996 | 0.61793 | 0.61033
| PTHP_Com, E - Heat | Large Retail | Space Heating | RET | 0.0020511 | 0.002161 | 0.002753 | 0.0034408 | 0.0038734 | 0.00403 | 0.0040123 | 0.0041757 | 0.0042143 | 0.0041235
| PTHP_Com, E - Heat | Large Retail | Space Heating | REPL | 0.35 | 0.55826 | 0.71615 | 0.75655 | 0.76598 | 0.76662 | 0.75481 | 0.78539 | 0.79761 | 0.78042
| Minisplit Ductless HP_Com, E - Cool | Large Retail | Cooling | RET | 0.023233 | 0.035937 | 0.042626 | 0.042218 | 0.040524 | 0.038918 | 0.036855 | 0.037092 | 0.036827 | 0.035464
| Minisplit Ductless HP_Com, E - Cool | Large Retail | Cooling | REPL | 0.175 | 0.25983 | 0.3119 | 0.30513 | 0.28433 | 0.26064 | 0.2338 | 0.22254 | 0.21602 | 0.20297
| Minisplit Ductless HP_Com, E - Heat | Large Retail | Space Heating | RET | 0.023233 | 0.035937 | 0.042626 | 0.042218 | 0.040524 | 0.038918 | 0.036855 | 0.037092 | 0.036827 | 0.035464
| Minisplit Ductless HP_Com, E - Heat | Large Retail | Space Heating | REPL | 0.175 | 0.25983 | 0.3119 | 0.30513 | 0.28433 | 0.26064 | 0.2338 | 0.22254 | 0.21602 | 0.20297
| Programmable TStat_Com, E - Cool [Building w Elec Heat] | Large Retail | Cooling | NC | 0.3 | 0.18391 | 0.086757 | 0 | 0 | 0 | 0 | 0 | 0 | 0
| Programmable TStat_Com, E - Cool [Building w Elec Heat] | Large Retail | Cooling | RET | 0.015144 | 0.0073699 | 0 | 0 | 0 | 0 | 0 | 0 | 0 | 0
| Programmable TStat_Com, E - Heat [Building w Elec Heat] | Large Retail | Space Heating | NC | 0.3 | 0.18391 | 0.086757 | 0 | 0 | 0 | 0 | 0 | 0 | 0
| Programmable TStat_Com, E - Heat [Building w Elec Heat] | Large Retail | Space Heating | RET | 0.015144 | 0.0073699 | 0 | 0 | 0 | 0 | 0 | 0 | 0 | 0
| Programmable TStat_Com, E - Cool [Building w Gas Heat] | Large Retail | Cooling | NC | 0.3 | 0.18391 | 0.086757 | 0 | 0 | 0 | 0 | 0 | 0 | 0
| Programmable TStat_Com, E - Cool [Building w Gas Heat] | Large Retail | Cooling | RET | 0.019485 | 0.0094826 | 0 | 0 | 0 | 0 | 0 | 0 | 0 | 0
| Programmable TStat_Com, G - Heat [Building w Gas Heat] | Large Retail |  | NC | 0.3 | 0.18573 | 0.088084 | 0 | 0 | 0 | 0 | 0 | 0 | 0
| Programmable TStat_Com, G - Heat [Building w Gas Heat] | Large Retail |  | RET | 0.019485 | 0.0097302 | 0 | 0 | 0 | 0 | 0 | 0 | 0 | 0
| Programmable TStat_Com, E - Cool [Building w Propane Heat] | Large Retail | Cooling | NC | 0.3 | 0.18391 | 0.086757 | 0 | 0 | 0 | 0 | 0 | 0 | 0
| Programmable TStat_Com, E - Cool [Building w Propane Heat] | Large Retail | Cooling | RET | 0.018993 | 0.0092433 | 0 | 0 | 0 | 0 | 0 | 0 | 0 | 0
| Programmable TStat_Com, P - Heat [Building w Propane Heat] | Large Retail |  | NC | 0.3 | 0.18376 | 0.086742 | 0 | 0 | 0 | 0 | 0 | 0 | 0
| Programmable TStat_Com, P - Heat [Building w Propane Heat] | Large Retail |  | RET | 0.018993 | 0.0093842 | 0 | 0 | 0 | 0 | 0 | 0 | 0 | 0
| Programmable TStat_Com, E - Cool [Building w Oil Heat] | Large Retail | Cooling | NC | 0.3 | 0.18391 | 0.086757 | 0 | 0 | 0 | 0 | 0 | 0 | 0
| Programmable TStat_Com, E - Cool [Building w Oil Heat] | Large Retail | Cooling | RET | 0.015557 | 0.0075708 | 0 | 0 | 0 | 0 | 0 | 0 | 0 | 0
| Programmable TStat_Com, O - Heat [Building w Oil Heat] | Large Retail |  | NC | 0.3 | 0.18376 | 0.086742 | 0 | 0 | 0 | 0 | 0 | 0 | 0
| Programmable TStat_Com, O - Heat [Building w Oil Heat] | Large Retail |  | RET | 0.015557 | 0.0076862 | 0 | 0 | 0 | 0 | 0 | 0 | 0 | 0
| Smart TStat_Com, E - Cool [Building w Elec Heat] | Large Retail | Cooling | NC | 0.05 | 0.18391 | 0.34703 | 0.41104 | 0.4567 | 0.51759 | 0.59071 | 0.57492 | 0.57304 | 0.56599
| Smart TStat_Com, E - Cool [Building w Elec Heat] | Large Retail | Cooling | RET | 0.0047516 | 0.0082949 | 0.016382 | 0.021859 | 0.023405 | 0.023898 | 0.023628 | 0.024183 | 0.024406 | 0.023881
| Smart TStat_Com, E - Heat [Building w Elec Heat] | Large Retail | Space Heating | NC | 0.05 | 0.18391 | 0.34703 | 0.41104 | 0.4567 | 0.51759 | 0.59071 | 0.57492 | 0.57304 | 0.56599
| Smart TStat_Com, E - Heat [Building w Elec Heat] | Large Retail | Space Heating | RET | 0.0047516 | 0.0082949 | 0.016382 | 0.021859 | 0.023405 | 0.023898 | 0.023628 | 0.024183 | 0.024406 | 0.023881
| Smart TStat_Com, E - Cool [Building w Gas Heat] | Large Retail | Cooling | NC | 0.05 | 0.18391 | 0.34703 | 0.41104 | 0.4567 | 0.51759 | 0.59071 | 0.57492 | 0.57304 | 0.56599
| Smart TStat_Com, E - Cool [Building w Gas Heat] | Large Retail | Cooling | RET | 0.0068584 | 0.011973 | 0.023645 | 0.031551 | 0.033784 | 0.034494 | 0.034105 | 0.034906 | 0.035229 | 0.03447
| Smart TStat_Com, G - Heat [Building w Gas Heat] | Large Retail |  | NC | 0.05 | 0.18573 | 0.35234 | 0.41347 | 0.46348 | 0.51343 | 0.5825 | 0.58149 | 0.58234 | 0.5804
| Smart TStat_Com, G - Heat [Building w Gas Heat] | Large Retail |  | RET | 0.0068584 | 0.012286 | 0.023167 | 0.031044 | 0.033344 | 0.03397 | 0.034073 | 0.034203 | 0.034403 | 0.034573
| Smart TStat_Com, E - Cool [Building w Propane Heat] | Large Retail | Cooling | NC | 0.05 | 0.18391 | 0.34703 | 0.41104 | 0.4567 | 0.51759 | 0.59071 | 0.57492 | 0.57304 | 0.56599
| Smart TStat_Com, E - Cool [Building w Propane Heat] | Large Retail | Cooling | RET | 0.0064463 | 0.011253 | 0.022225 | 0.029655 | 0.031753 | 0.032421 | 0.032056 | 0.032808 | 0.033112 | 0.032398
| Smart TStat_Com, P - Heat [Building w Propane Heat] | Large Retail |  | NC | 0.05 | 0.18376 | 0.34697 | 0.40585 | 0.45178 | 0.49593 | 0.55673 | 0.54929 | 0.54254 | 0.53346
| Smart TStat_Com, P - Heat [Building w Propane Heat] | Large Retail |  | RET | 0.0064463 | 0.011425 | 0.021443 | 0.02864 | 0.03055 | 0.03084 | 0.030609 | 0.030367 | 0.030126 | 0.029867
| Smart TStat_Com, E - Cool [Building w Oil Heat] | Large Retail | Cooling | NC | 0.05 | 0.18391 | 0.34703 | 0.41104 | 0.4567 | 0.51759 | 0.59071 | 0.57492 | 0.57304 | 0.56599
| Smart TStat_Com, E - Cool [Building w Oil Heat] | Large Retail | Cooling | RET | 0.0050162 | 0.0087569 | 0.017294 | 0.023076 | 0.024709 | 0.025229 | 0.024944 | 0.02553 | 0.025766 | 0.025211
| Smart TStat_Com, O - Heat [Building w Oil Heat] | Large Retail |  | NC | 0.05 | 0.18376 | 0.34697 | 0.40585 | 0.45178 | 0.49593 | 0.55673 | 0.54929 | 0.54254 | 0.53346
| Smart TStat_Com, O - Heat [Building w Oil Heat] | Large Retail |  | RET | 0.0050162 | 0.0088904 | 0.016686 | 0.022287 | 0.023772 | 0.023999 | 0.023819 | 0.02363 | 0.023442 | 0.023241
| Boiler Blowdown Controls_Com, G - Heat | Large Retail |  | RET | 0.006368 | 0.012803 | 0.017861 | 0.020048 | 0.020807 | 0.021027 | 0.021091 | 0.021171 | 0.021295 | 0.021401
| Boiler Blowdown Controls_Com, O - Heat | Large Retail |  | RET | 0.0061918 | 0.012317 | 0.017102 | 0.019134 | 0.019721 | 0.019749 | 0.019601 | 0.019446 | 0.019291 | 0.019125
| Boiler Blowdown Controls_Com, P - Heat | Large Retail |  | RET | 0.0066073 | 0.013144 | 0.01825 | 0.020418 | 0.021044 | 0.021074 | 0.020916 | 0.020751 | 0.020585 | 0.020409
| Boiler Modifications_Com, G - Heat | Large Retail |  | RET | 0.010864 | 0.021843 | 0.030471 | 0.034202 | 0.035497 | 0.035872 | 0.035982 | 0.036118 | 0.03633 | 0.03651
| Boiler Modifications_Com, O - Heat | Large Retail |  | RET | 0.012476 | 0.024819 | 0.034461 | 0.038555 | 0.039737 | 0.039793 | 0.039495 | 0.039183 | 0.038871 | 0.038538
| Boiler Modifications_Com, P - Heat | Large Retail |  | RET | 0.014901 | 0.029642 | 0.041157 | 0.046047 | 0.047459 | 0.047526 | 0.047169 | 0.046797 | 0.046424 | 0.046026
| Boilers_Com, G - Heat | Large Retail |  | NC | 0.35 | 0.41511 | 0.43402 | 0.42621 | 0.40814 | 0.39615 | 0.39327 | 0.39258 | 0.39316 | 0.39185
| Boilers_Com, G - Heat | Large Retail |  | RET | 0.007889 | 0.017039 | 0.022978 | 0.024576 | 0.024633 | 0.024186 | 0.023793 | 0.023423 | 0.023106 | 0.022773
| Boilers_Com, G - Heat | Large Retail |  | REPL | 0.35 | 0.42655 | 0.44963 | 0.44504 | 0.43297 | 0.4205 | 0.40909 | 0.39789 | 0.38739 | 0.37643
| Boilers_Com, O - Heat | Large Retail |  | NC | 0.35 | 0.54962 | 0.65689 | 0.67545 | 0.65492 | 0.6317 | 0.6205 | 0.6122 | 0.60468 | 0.59456
| Boilers_Com, O - Heat | Large Retail |  | RET | 0.013577 | 0.028866 | 0.038312 | 0.040217 | 0.039358 | 0.037633 | 0.036 | 0.034423 | 0.032914 | 0.031451
| Boilers_Com, O - Heat | Large Retail |  | REPL | 0.35 | 0.55431 | 0.65551 | 0.66458 | 0.63884 | 0.60037 | 0.56138 | 0.52273 | 0.48462 | 0.44681
| Boilers_Com, P - Heat | Large Retail |  | NC | 0.35 | 0.54966 | 0.65696 | 0.67554 | 0.65501 | 0.63179 | 0.62059 | 0.61228 | 0.60476 | 0.59464
| Boilers_Com, P - Heat | Large Retail |  | RET | 0.015048 | 0.031971 | 0.042368 | 0.044383 | 0.043337 | 0.041341 | 0.039455 | 0.037639 | 0.035904 | 0.034229
| Boilers_Com, P - Heat | Large Retail |  | REPL | 0.35 | 0.55164 | 0.64912 | 0.65413 | 0.62446 | 0.58231 | 0.53972 | 0.49752 | 0.45594 | 0.41472
| Furnace_Com, G - Heat | Large Retail |  | NC | 0.35 | 0.45744 | 0.49809 | 0.4958 | 0.47763 | 0.4636 | 0.46022 | 0.45942 | 0.46009 | 0.45856
| Furnace_Com, G - Heat | Large Retail |  | RET | 0.008116 | 0.017544 | 0.023704 | 0.025418 | 0.02555 | 0.02516 | 0.024822 | 0.024508 | 0.024246 | 0.023967
| Furnace_Com, G - Heat | Large Retail |  | REPL | 0.35 | 0.4697 | 0.51524 | 0.51652 | 0.50506 | 0.49004 | 0.47625 | 0.4627 | 0.44997 | 0.43669
| Furnace_Com, O - Heat | Large Retail |  | NC | 0.35 | 0.52962 | 0.62007 | 0.63258 | 0.61179 | 0.58945 | 0.579 | 0.57125 | 0.56424 | 0.55479
| Furnace_Com, O - Heat | Large Retail |  | RET | 0.0096258 | 0.02051 | 0.027354 | 0.028907 | 0.028499 | 0.027457 | 0.026464 | 0.025496 | 0.024563 | 0.023649
| Furnace_Com, O - Heat | Large Retail |  | REPL | 0.35 | 0.54114 | 0.63516 | 0.64889 | 0.63306 | 0.60569 | 0.57833 | 0.55113 | 0.52429 | 0.49753
| Furnace_Com, P - Heat | Large Retail |  | NC | 0.35 | 0.5492 | 0.6561 | 0.67453 | 0.65399 | 0.63079 | 0.61961 | 0.61132 | 0.60381 | 0.5937
| Furnace_Com, P - Heat | Large Retail |  | RET | 0.012257 | 0.026101 | 0.034767 | 0.036677 | 0.03609 | 0.034702 | 0.033382 | 0.032099 | 0.030863 | 0.029657
| Furnace_Com, P - Heat | Large Retail |  | REPL | 0.35 | 0.55631 | 0.66052 | 0.67311 | 0.65089 | 0.61577 | 0.58006 | 0.54463 | 0.5097 | 0.47499
| Unit Heater_Com, G - Heat | Large Retail |  | NC | 0.35 | 0.49403 | 0.55758 | 0.56205 | 0.54452 | 0.52852 | 0.52467 | 0.52376 | 0.52452 | 0.52278
| Unit Heater_Com, G - Heat | Large Retail |  | RET | 0.0091336 | 0.019699 | 0.02648 | 0.028198 | 0.028129 | 0.027483 | 0.026903 | 0.026354 | 0.027122 | 0.027858
| Unit Heater_Com, G - Heat | Large Retail |  | REPL | 0.35 | 0.50559 | 0.57299 | 0.57948 | 0.56747 | 0.54817 | 0.53022 | 0.51254 | 0.52239 | 0.53187
| Unit Heater_Com, P - Heat | Large Retail |  | NC | 0.35 | 0.54966 | 0.65696 | 0.67554 | 0.65501 | 0.63179 | 0.62059 | 0.61228 | 0.60476 | 0.59464
| Unit Heater_Com, P - Heat | Large Retail |  | RET | 0.015046 | 0.031854 | 0.041882 | 0.043399 | 0.041872 | 0.039457 | 0.037197 | 0.035053 | 0.03303 | 0.031104
| Unit Heater_Com, P - Heat | Large Retail |  | REPL | 0.35 | 0.55165 | 0.64912 | 0.65414 | 0.62447 | 0.58233 | 0.53973 | 0.49754 | 0.45596 | 0.41475
| Destratification Fans_Com, G - Heat | Large Retail |  | NC | 0.05 | 0.075663 | 0.10465 | 0.129 | 0.14496 | 0.15536 | 0.16333 | 0.16837 | 0.16902 | 0.16846
| Destratification Fans_Com, G - Heat | Large Retail |  | RET | 0 | 0.00049401 | 0.0015188 | 0.0033464 | 0.0059494 | 0.0086319 | 0.01062 | 0.011933 | 0.012579 | 0.012641
| Destratification Fans_Com, G - Heat | Large Retail |  | REPL | 0.05 | 0.079706 | 0.1137 | 0.1447 | 0.16899 | 0.18504 | 0.19438 | 0.20793 | 0.20965 | 0.21069
| Destratification Fans_Com, O - Heat | Large Retail |  | NC | 0.05 | 0.075811 | 0.10565 | 0.13127 | 0.14777 | 0.15788 | 0.16485 | 0.16832 | 0.1671 | 0.16431
| Destratification Fans_Com, O - Heat | Large Retail |  | RET | 0 | 0.00051868 | 0.0015872 | 0.0034855 | 0.0061531 | 0.0088449 | 0.010764 | 0.011962 | 0.012436 | 0.01233
| Destratification Fans_Com, O - Heat | Large Retail |  | REPL | 0.05 | 0.07986 | 0.11478 | 0.1472 | 0.17215 | 0.1878 | 0.1958 | 0.20787 | 0.20727 | 0.2055
| Destratification Fans_Com, P - Heat | Large Retail |  | NC | 0.05 | 0.07987 | 0.11712 | 0.15256 | 0.17851 | 0.19604 | 0.20832 | 0.21494 | 0.21623 | 0.21261
| Destratification Fans_Com, P - Heat | Large Retail |  | RET | 0 | 0.00067118 | 0.0020537 | 0.0045088 | 0.0079554 | 0.011425 | 0.013885 | 0.015479 | 0.016093 | 0.015955
| Destratification Fans_Com, P - Heat | Large Retail |  | REPL | 0.05 | 0.084123 | 0.12716 | 0.17079 | 0.2072 | 0.23169 | 0.24497 | 0.26545 | 0.26821 | 0.26591
| Energy Recovery Ventilator_Com, G - Heat | Large Retail |  | NC | 0.2 | 0.29912 | 0.36995 | 0.39694 | 0.39715 | 0.39284 | 0.39206 | 0.39137 | 0.39194 | 0.39064
| Energy Recovery Ventilator_Com, G - Heat | Large Retail |  | RET | 0.0069229 | 0.016432 | 0.025832 | 0.030268 | 0.031294 | 0.031001 | 0.030224 | 0.030596 | 0.031027 | 0.031427
| Energy Recovery Ventilator_Com, G - Heat | Large Retail |  | REPL | 0.2 | 0.30786 | 0.3827 | 0.41111 | 0.41421 | 0.4058 | 0.39254 | 0.39341 | 0.39508 | 0.39642
| Energy Recovery Ventilator_Com, O - Heat | Large Retail |  | NC | 0.2 | 0.32868 | 0.43853 | 0.49103 | 0.49842 | 0.49295 | 0.48959 | 0.48312 | 0.47719 | 0.4692
| Energy Recovery Ventilator_Com, O - Heat | Large Retail |  | RET | 0.0090468 | 0.021207 | 0.033038 | 0.038314 | 0.039002 | 0.037937 | 0.036257 | 0.036008 | 0.035757 | 0.035485
| Energy Recovery Ventilator_Com, O - Heat | Large Retail |  | REPL | 0.2 | 0.33579 | 0.44634 | 0.49468 | 0.49898 | 0.4816 | 0.4561 | 0.44547 | 0.43488 | 0.42417
| Energy Recovery Ventilator_Com, P - Heat | Large Retail |  | NC | 0.2 | 0.34115 | 0.46951 | 0.53586 | 0.54899 | 0.54512 | 0.54228 | 0.53567 | 0.52909 | 0.52024
| Energy Recovery Ventilator_Com, P - Heat | Large Retail |  | RET | 0.010031 | 0.023494 | 0.036526 | 0.04222 | 0.042806 | 0.041461 | 0.039453 | 0.039047 | 0.038648 | 0.038232
| Energy Recovery Ventilator_Com, P - Heat | Large Retail |  | REPL | 0.2 | 0.34733 | 0.47425 | 0.53281 | 0.53897 | 0.51843 | 0.48769 | 0.4733 | 0.45849 | 0.44362
| Forced Air Heating Maintenance_Com, G - Heat | Large Retail |  | RET | 0.0044163 | 0.0084541 | 0.0114 | 0.012606 | 0.013016 | 0.013124 | 0.013164 | 0.013214 | 0.013292 | 0.013358
| Forced Air Heating Maintenance_Com, O - Heat | Large Retail |  | RET | 0.005325 | 0.010086 | 0.013536 | 0.01492 | 0.015299 | 0.015286 | 0.015171 | 0.015051 | 0.014931 | 0.014803
| Forced Air Heating Maintenance_Com, P - Heat | Large Retail |  | RET | 0.0070745 | 0.013399 | 0.017984 | 0.019822 | 0.020325 | 0.020308 | 0.020155 | 0.019996 | 0.019837 | 0.019667
| Infrared Heater_Com, G - Heat | Large Retail |  | NC | 0.05 | 0.17279 | 0.37976 | 0.55623 | 0.62662 | 0.64236 | 0.64847 | 0.64749 | 0.64844 | 0.64629
| Infrared Heater_Com, G - Heat | Large Retail |  | RET | 0.010032 | 0.026554 | 0.041447 | 0.047336 | 0.048859 | 0.048938 | 0.048875 | 0.048848 | 0.050323 | 0.050572
| Infrared Heater_Com, G - Heat | Large Retail |  | REPL | 0.05 | 0.17544 | 0.3811 | 0.5481 | 0.60876 | 0.60406 | 0.5762 | 0.53842 | 0.64531 | 0.75277
| Steam Trap Maintenance_Com, G - Heat | Large Retail |  | RET | 0.022298 | 0.036808 | 0.042751 | 0.04407 | 0.044157 | 0.044177 | 0.044312 | 0.04448 | 0.04474 | 0.044962
| Steam Trap Maintenance_Com, O - Heat | Large Retail |  | RET | 0.024965 | 0.040775 | 0.047136 | 0.048433 | 0.048191 | 0.047776 | 0.047418 | 0.047043 | 0.046669 | 0.046268
| Windows_Com, E - Cool [Building w Elec Heat] | Large Retail | Cooling | NC | 0.25 | 0.26791 | 0.27301 | 0.2703 | 0.25772 | 0.25592 | 0.25556 | 0.24873 | 0.24792 | 0.24487
| Windows_Com, E - Heat [Building w Elec Heat] | Large Retail | Space Heating | NC | 0.25 | 0.26791 | 0.27301 | 0.2703 | 0.25772 | 0.25592 | 0.25556 | 0.24873 | 0.24792 | 0.24487
| Windows_Com, E - Cool [Building w Gas Heat] | Large Retail | Cooling | NC | 0.25 | 0.2705 | 0.27689 | 0.27466 | 0.2622 | 0.26037 | 0.26001 | 0.25306 | 0.25223 | 0.24913
| Windows_Com, G - Heat [Building w Gas Heat] | Large Retail |  | NC | 0.25 | 0.27317 | 0.28113 | 0.27628 | 0.2661 | 0.25828 | 0.2564 | 0.25595 | 0.25632 | 0.25547
| Windows_Com, E - Cool [Building w Oil Heat] | Large Retail | Cooling | NC | 0.25 | 0.27853 | 0.28915 | 0.28853 | 0.27629 | 0.27461 | 0.27423 | 0.26689 | 0.26602 | 0.26275
| Windows_Com, O - Heat [Building w Oil Heat] | Large Retail |  | NC | 0.25 | 0.27831 | 0.2891 | 0.28488 | 0.27332 | 0.26312 | 0.25845 | 0.255 | 0.25186 | 0.24765
| Windows_Com, E - Cool [Building w Propane Heat] | Large Retail | Cooling | NC | 0.25 | 0.27285 | 0.28045 | 0.27866 | 0.26633 | 0.26447 | 0.26411 | 0.25704 | 0.25621 | 0.25305
| Windows_Com, P - Heat [Building w Propane Heat] | Large Retail |  | NC | 0.25 | 0.27263 | 0.2804 | 0.27514 | 0.26347 | 0.25341 | 0.24891 | 0.24558 | 0.24257 | 0.23851
| Window Film_Com, E - Cool [Building w Elec Heat] | Large Retail | Cooling | RET | 0.0037706 | 0.0097348 | 0.01595 | 0.018205 | 0.01881 | 0.018964 | 0.01875 | 0.01919 | 0.019368 | 0.01895
| Window Film_Com, E - Heat [Building w Elec Heat] | Large Retail | Space Heating | RET | 0.0037706 | 0.0097348 | 0.01595 | 0.018205 | 0.01881 | 0.018964 | 0.01875 | 0.01919 | 0.019368 | 0.01895
| Window Film_Com, E - Cool [Building w Gas Heat] | Large Retail | Cooling | RET | 0.0039047 | 0.010081 | 0.016518 | 0.018853 | 0.019479 | 0.019639 | 0.019417 | 0.019873 | 0.020057 | 0.019625
| Window Film_Com, G - Heat [Building w Gas Heat] | Large Retail |  | RET | 0.0039047 | 0.010344 | 0.016183 | 0.018549 | 0.019226 | 0.01934 | 0.019399 | 0.019473 | 0.019587 | 0.019684
| Window Film_Com, E - Cool [Building w Oil Heat] | Large Retail | Cooling | RET | 0.0037329 | 0.0096375 | 0.015791 | 0.018023 | 0.018622 | 0.018774 | 0.018563 | 0.018998 | 0.019174 | 0.018761
| Window Film_Com, O - Heat [Building w Oil Heat] | Large Retail |  | RET | 0.0037329 | 0.0097844 | 0.015235 | 0.017406 | 0.017916 | 0.017859 | 0.017725 | 0.017585 | 0.017445 | 0.017295
| Window Film_Com, E - Cool [Building w Propane Heat] | Large Retail | Cooling | RET | 0.0038552 | 0.0099532 | 0.016308 | 0.018613 | 0.019232 | 0.019389 | 0.019171 | 0.019621 | 0.019802 | 0.019376
| Window Film_Com, P - Heat [Building w Propane Heat] | Large Retail |  | RET | 0.0038552 | 0.010105 | 0.015734 | 0.017976 | 0.018502 | 0.018444 | 0.018306 | 0.018161 | 0.018016 | 0.017862
| Motors and Fans_Com, E - Vent | Large Retail | Ventilation | NC | 0.4 | 0.42225 | 0.49705 | 0.52474 | 0.53778 | 0.53402 | 0.53328 | 0.51902 | 0.51733 | 0.51096
| Motors and Fans_Com, E - Vent | Large Retail | Ventilation | RET | 0.019833 | 0.027331 | 0.031108 | 0.030667 | 0.029587 | 0.028695 | 0.027444 | 0.027243 | 0.026671 | 0.025316
| Motors and Fans_Com, E - Vent | Large Retail | Ventilation | REPL | 0.4 | 0.41676 | 0.51564 | 0.53638 | 0.55653 | 0.53641 | 0.50899 | 0.50054 | 0.48458 | 0.454
| ECM Furnace Motors_Com, E - Vent | Large Retail | Ventilation | RET | 0.024243 | 0.038308 | 0.047051 | 0.048551 | 0.048642 | 0.048772 | 0.048222 | 0.049354 | 0.049811 | 0.048737
| VFD on HVAC System_Com, E - Vent | Large Retail | Ventilation | RET | 0.024842 | 0.039254 | 0.048213 | 0.04975 | 0.049843 | 0.049976 | 0.049413 | 0.050573 | 0.051041 | 0.049941
| Kitchen DCV_Com, E - Vent [Building w Elec Heat] | Large Retail | Ventilation | NC | 0.1 | 0.21201 | 0.35544 | 0.47352 | 0.52307 | 0.55536 | 0.56989 | 0.56065 | 0.55882 | 0.55194
| Kitchen DCV_Com, E - Vent [Building w Elec Heat] | Large Retail | Ventilation | RET | 0.0050152 | 0.014967 | 0.030734 | 0.040831 | 0.043923 | 0.043706 | 0.04161 | 0.041394 | 0.04063 | 0.038685
| Kitchen DCV_Com, E - Vent [Building w Elec Heat] | Large Retail | Ventilation | REPL | 0.1 | 0.21542 | 0.38049 | 0.49483 | 0.5445 | 0.54996 | 0.5241 | 0.51748 | 0.49731 | 0.46218
| Kitchen DCV_Com, E - Heat [Building w Elec Heat] | Large Retail | Space Heating | NC | 0.1 | 0.21201 | 0.35544 | 0.47352 | 0.52307 | 0.55536 | 0.56989 | 0.56065 | 0.55882 | 0.55194
| Kitchen DCV_Com, E - Heat [Building w Elec Heat] | Large Retail | Space Heating | RET | 0.0050152 | 0.014967 | 0.030734 | 0.040831 | 0.043923 | 0.043706 | 0.04161 | 0.041394 | 0.04063 | 0.038685
| Kitchen DCV_Com, E - Heat [Building w Elec Heat] | Large Retail | Space Heating | REPL | 0.1 | 0.21542 | 0.38049 | 0.49483 | 0.5445 | 0.54996 | 0.5241 | 0.51748 | 0.49731 | 0.46218
| Kitchen DCV_Com, E - Vent [Building w Gas Heat] | Large Retail | Ventilation | NC | 0.1 | 0.21201 | 0.35544 | 0.47352 | 0.52308 | 0.55536 | 0.56989 | 0.56065 | 0.55882 | 0.55195
| Kitchen DCV_Com, E - Vent [Building w Gas Heat] | Large Retail | Ventilation | RET | 0.0050152 | 0.014967 | 0.030734 | 0.040831 | 0.043923 | 0.043706 | 0.04161 | 0.041394 | 0.04063 | 0.038685
| Kitchen DCV_Com, E - Vent [Building w Gas Heat] | Large Retail | Ventilation | REPL | 0.1 | 0.21542 | 0.38049 | 0.49484 | 0.5445 | 0.54996 | 0.52411 | 0.51749 | 0.49732 | 0.46218
| Kitchen DCV_Com, G - Heat [Building w Gas Heat] | Large Retail |  | NC | 0.1 | 0.2141 | 0.36088 | 0.47631 | 0.53084 | 0.5509 | 0.56197 | 0.56706 | 0.56789 | 0.566
| Kitchen DCV_Com, G - Heat [Building w Gas Heat] | Large Retail |  | RET | 0.0050152 | 0.015357 | 0.030112 | 0.040174 | 0.043352 | 0.043042 | 0.041571 | 0.040561 | 0.039678 | 0.038801
| Kitchen DCV_Com, G - Heat [Building w Gas Heat] | Large Retail |  | REPL | 0.1 | 0.22104 | 0.37279 | 0.48688 | 0.53742 | 0.5416 | 0.52362 | 0.50706 | 0.48566 | 0.46357
| Kitchen DCV_Com, E - Vent [Building w Oil Heat] | Large Retail | Ventilation | NC | 0.1 | 0.21202 | 0.35547 | 0.47357 | 0.52315 | 0.55545 | 0.56998 | 0.56074 | 0.55891 | 0.55203
| Kitchen DCV_Com, E - Vent [Building w Oil Heat] | Large Retail | Ventilation | RET | 0.0050161 | 0.014969 | 0.030739 | 0.040837 | 0.04393 | 0.043712 | 0.041615 | 0.0414 | 0.040635 | 0.038689
| Kitchen DCV_Com, E - Vent [Building w Oil Heat] | Large Retail | Ventilation | REPL | 0.1 | 0.21542 | 0.38052 | 0.49489 | 0.54456 | 0.55002 | 0.52416 | 0.51753 | 0.49736 | 0.46221
| Kitchen DCV_Com, O - Heat [Building w Oil Heat] | Large Retail |  | NC | 0.1 | 0.21185 | 0.35541 | 0.46759 | 0.51752 | 0.53221 | 0.53719 | 0.53574 | 0.52916 | 0.5203
| Kitchen DCV_Com, O - Heat [Building w Oil Heat] | Large Retail |  | RET | 0.0050161 | 0.015197 | 0.029658 | 0.03944 | 0.042264 | 0.041581 | 0.039737 | 0.038319 | 0.03697 | 0.035667
| Kitchen DCV_Com, O - Heat [Building w Oil Heat] | Large Retail |  | REPL | 0.1 | 0.21871 | 0.36714 | 0.47795 | 0.52392 | 0.5232 | 0.50051 | 0.47903 | 0.4525 | 0.4261
| Kitchen DCV_Com, E - Vent [Building w Propane Heat] | Large Retail | Ventilation | NC | 0.1 | 0.21166 | 0.35431 | 0.47143 | 0.52038 | 0.5523 | 0.56666 | 0.55742 | 0.55561 | 0.54877
| Kitchen DCV_Com, E - Vent [Building w Propane Heat] | Large Retail | Ventilation | RET | 0.0049863 | 0.014881 | 0.03056 | 0.040607 | 0.043692 | 0.043488 | 0.041414 | 0.04121 | 0.040459 | 0.038531
| Kitchen DCV_Com, E - Vent [Building w Propane Heat] | Large Retail | Ventilation | REPL | 0.1 | 0.21509 | 0.3794 | 0.49294 | 0.54221 | 0.54767 | 0.5221 | 0.5157 | 0.49587 | 0.46111
| Kitchen DCV_Com, P - Heat [Building w Propane Heat] | Large Retail |  | NC | 0.1 | 0.21149 | 0.35425 | 0.46547 | 0.51478 | 0.5292 | 0.53407 | 0.53257 | 0.52603 | 0.51722
| Kitchen DCV_Com, P - Heat [Building w Propane Heat] | Large Retail |  | RET | 0.0049863 | 0.015107 | 0.029485 | 0.039217 | 0.042036 | 0.041368 | 0.039545 | 0.038144 | 0.036811 | 0.035521
| Kitchen DCV_Com, P - Heat [Building w Propane Heat] | Large Retail |  | REPL | 0.1 | 0.21836 | 0.36606 | 0.47608 | 0.52165 | 0.52097 | 0.49854 | 0.47733 | 0.45115 | 0.42509
| Duct Sealing Regulated_Com, E - Vent [Building w Elec Heat] | Large Retail | Ventilation | RET | 0.0077487 | 0.01803 | 0.03011 | 0.035937 | 0.038069 | 0.038918 | 0.038532 | 0.039437 | 0.039802 | 0.038944
| Duct Sealing Regulated_Com, E - Heat [Building w Elec Heat] | Large Retail | Space Heating | RET | 0.0077487 | 0.01803 | 0.03011 | 0.035937 | 0.038069 | 0.038918 | 0.038532 | 0.039437 | 0.039802 | 0.038944
| Duct Sealing Regulated_Com, E - Cool [Building w Elec Heat] | Large Retail | Cooling | RET | 0.0077487 | 0.01803 | 0.03011 | 0.035937 | 0.038069 | 0.038918 | 0.038532 | 0.039437 | 0.039802 | 0.038944
| Duct Sealing Regulated_Com, E - Vent [Building w Gas Heat] | Large Retail | Ventilation | RET | 0.0084965 | 0.01977 | 0.033016 | 0.039405 | 0.041743 | 0.042674 | 0.042251 | 0.043243 | 0.043643 | 0.042703
| Duct Sealing Regulated_Com, G - Heat [Building w Gas Heat] | Large Retail |  | RET | 0.0084965 | 0.020286 | 0.032347 | 0.038771 | 0.0412 | 0.042025 | 0.042212 | 0.042372 | 0.04262 | 0.042831
| Duct Sealing Regulated_Com, E - Cool [Building w Gas Heat] | Large Retail | Cooling | RET | 0.0084965 | 0.01977 | 0.033016 | 0.039405 | 0.041743 | 0.042674 | 0.042251 | 0.043243 | 0.043643 | 0.042703
| Duct Sealing Non Regulated_Com, E - Vent [Building w Oil Heat] | Large Retail | Ventilation | RET | 0.0082972 | 0.019306 | 0.032241 | 0.038481 | 0.040764 | 0.041673 | 0.04126 | 0.042229 | 0.042619 | 0.041701
| Duct Sealing Non Regulated_Com, O - Heat [Building w Oil Heat] | Large Retail |  | RET | 0.0082972 | 0.019601 | 0.031107 | 0.037164 | 0.039218 | 0.039641 | 0.039398 | 0.039087 | 0.038776 | 0.038443
| Duct Sealing Non Regulated_Com, E - Cool [Building w Oil Heat] | Large Retail | Cooling | RET | 0.0082972 | 0.019306 | 0.032241 | 0.038481 | 0.040764 | 0.041673 | 0.04126 | 0.042229 | 0.042619 | 0.041701
| Duct Sealing Non Regulated_Com, E - Vent [Building w Propane Heat] | Large Retail | Ventilation | RET | 0.0086103 | 0.020035 | 0.033458 | 0.039933 | 0.042302 | 0.043245 | 0.042817 | 0.043822 | 0.044227 | 0.043274
| Duct Sealing Non Regulated_Com, P - Heat [Building w Propane Heat] | Large Retail |  | RET | 0.0086103 | 0.02034 | 0.032281 | 0.038566 | 0.040698 | 0.041137 | 0.040885 | 0.040562 | 0.040239 | 0.039894
| Duct Sealing Non Regulated_Com, E - Cool [Building w Propane Heat] | Large Retail | Cooling | RET | 0.0086103 | 0.020035 | 0.033458 | 0.039933 | 0.042302 | 0.043245 | 0.042817 | 0.043822 | 0.044227 | 0.043274
| Power Strip_Com, E - Plug [Tier 1] | Large Retail | Plug Loads | NC | 0.25 | 0.18767 | 0.13556 | 0.13118 | 0.1241 | 0.12323 | 0.12306 | 0.11977 | 0.12059 | 0.12031
| Power Strip_Com, E - Plug [Tier 1] | Large Retail | Plug Loads | RET | 0.0098003 | 0.0085039 | 0.0078513 | 0.0067431 | 0.0058033 | 0.0048978 | 0.0038987 | 0.0029927 | 0.0020136 | 0.0009851
| Power Strip_Com, E - Plug [Tier 1] | Large Retail | Plug Loads | REPL | 0.25 | 0.19104 | 0.14889 | 0.14622 | 0.14691 | 0.1489 | 0.14894 | 0.15268 | 0.1541 | 0.15078
| Power Strip_Com, E - Plug [Tier 2] | Large Retail | Plug Loads | NC | 0 | 0.02815 | 0.090372 | 0.26237 | 0.33094 | 0.32863 | 0.32817 | 0.3194 | 0.32157 | 0.32082
| Power Strip_Com, E - Plug [Tier 2] | Large Retail | Plug Loads | RET | 0 | 0.00076068 | 0.0015925 | 0.0023589 | 0.0031361 | 0.0039306 | 0.0046636 | 0.0055686 | 0.006423 | 0.0070702
| Power Strip_Com, E - Plug [Tier 2] | Large Retail | Plug Loads | REPL | 0 | 0.029177 | 0.10172 | 0.3011 | 0.40128 | 0.40235 | 0.39782 | 0.40716 | 0.41092 | 0.40207
| Computer Power Management_Com, E - Plug | Large Retail | Plug Loads | RET | 0.0046766 | 0.016191 | 0.033655 | 0.043072 | 0.046098 | 0.047042 | 0.046511 | 0.047603 | 0.048043 | 0.047008
| Vending Machine Controls_Com, E - Plug [Non-Refrigerated] | Large Retail | Plug Loads | RET | 0.0037603 | 0.013019 | 0.027061 | 0.034632 | 0.037066 | 0.037824 | 0.037398 | 0.038276 | 0.03863 | 0.037798
| Vending Machine Controls_Com, E - Plug [Refrigerated] | Large Retail | Plug Loads | RET | 0.0050145 | 0.017361 | 0.036086 | 0.046183 | 0.049429 | 0.05044 | 0.049872 | 0.051042 | 0.051514 | 0.050405
| Ovens_Com, E - Cook | Large Retail | Cooking | NC | 0.4 | 0.67179 | 0.77455 | 0.78444 | 0.74702 | 0.74179 | 0.74077 | 0.72096 | 0.71861 | 0.70977
| Ovens_Com, E - Cook | Large Retail | Cooking | REPL | 0.4 | 0.69684 | 0.87388 | 0.90449 | 0.90579 | 0.90821 | 0.89798 | 0.91906 | 0.92756 | 0.90757
| Ovens_Com, G - Cook | Large Retail |  | NC | 0.4 | 0.67842 | 0.7864 | 0.78908 | 0.75811 | 0.73583 | 0.73048 | 0.7292 | 0.73027 | 0.72784
| Ovens_Com, G - Cook | Large Retail |  | REPL | 0.4 | 0.71503 | 0.85618 | 0.88994 | 0.89401 | 0.89441 | 0.89714 | 0.90055 | 0.90581 | 0.9103
| Ovens_Com, P - Cook | Large Retail |  | NC | 0.4 | 0.67124 | 0.77442 | 0.77453 | 0.73898 | 0.71076 | 0.69816 | 0.68882 | 0.68036 | 0.66897
| Ovens_Com, P - Cook | Large Retail |  | REPL | 0.4 | 0.70746 | 0.84314 | 0.87354 | 0.87145 | 0.86393 | 0.85745 | 0.85068 | 0.84391 | 0.83667
| Fryers_Com, E - Cook | Large Retail | Cooking | NC | 0.4 | 0.67179 | 0.77455 | 0.78444 | 0.74702 | 0.74179 | 0.74077 | 0.72096 | 0.71861 | 0.70977
| Fryers_Com, E - Cook | Large Retail | Cooking | REPL | 0.4 | 0.69684 | 0.87388 | 0.90449 | 0.90579 | 0.90821 | 0.89798 | 0.91906 | 0.92756 | 0.90757
| Fryers_Com, G - Cook | Large Retail |  | NC | 0.4 | 0.64607 | 0.73486 | 0.73355 | 0.70362 | 0.68294 | 0.67797 | 0.67679 | 0.67778 | 0.67553
| Fryers_Com, G - Cook | Large Retail |  | REPL | 0.4 | 0.68093 | 0.80007 | 0.82732 | 0.82975 | 0.83012 | 0.83266 | 0.83582 | 0.84071 | 0.84487
| Fryers_Com, P - Cook | Large Retail |  | NC | 0.4 | 0.67124 | 0.77442 | 0.77453 | 0.73898 | 0.71076 | 0.69816 | 0.68882 | 0.68036 | 0.66897
| Fryers_Com, P - Cook | Large Retail |  | REPL | 0.4 | 0.70746 | 0.84314 | 0.87354 | 0.87145 | 0.86393 | 0.85745 | 0.85068 | 0.84391 | 0.83667
| Griddles_Com, E - Cook | Large Retail | Cooking | NC | 0.4 | 0.65462 | 0.74715 | 0.75459 | 0.71796 | 0.71294 | 0.71196 | 0.69293 | 0.69067 | 0.68216
| Griddles_Com, E - Cook | Large Retail | Cooking | REPL | 0.4 | 0.67903 | 0.84296 | 0.87007 | 0.87056 | 0.87289 | 0.86305 | 0.88332 | 0.89148 | 0.87228
| Griddles_Com, G - Cook | Large Retail |  | NC | 0.4 | 0.67841 | 0.78638 | 0.78906 | 0.75809 | 0.73581 | 0.73046 | 0.72919 | 0.73025 | 0.72783
| Griddles_Com, G - Cook | Large Retail |  | REPL | 0.4 | 0.71502 | 0.85617 | 0.88992 | 0.89399 | 0.89439 | 0.89712 | 0.90053 | 0.90579 | 0.91028
| Griddles_Com, P - Cook | Large Retail |  | NC | 0.4 | 0.67124 | 0.77442 | 0.77453 | 0.73898 | 0.71076 | 0.69816 | 0.68882 | 0.68036 | 0.66897
| Griddles_Com, P - Cook | Large Retail |  | REPL | 0.4 | 0.70746 | 0.84314 | 0.87354 | 0.87145 | 0.86393 | 0.85745 | 0.85068 | 0.84391 | 0.83667
| Hot Food Holding Cabinet_Com, E - Cook | Large Retail | Cooking | NC | 0.4 | 0.67179 | 0.77455 | 0.78444 | 0.74702 | 0.74179 | 0.74077 | 0.72096 | 0.71861 | 0.70977
| Hot Food Holding Cabinet_Com, E - Cook | Large Retail | Cooking | REPL | 0.4 | 0.69684 | 0.87388 | 0.90449 | 0.90579 | 0.90821 | 0.89798 | 0.91906 | 0.92756 | 0.90757
| Steamers_Com, E - Cook | Large Retail | Cooking | NC | 0.4 | 0.66948 | 0.77084 | 0.78039 | 0.74307 | 0.73788 | 0.73686 | 0.71716 | 0.71482 | 0.70602
| Steamers_Com, E - Cook | Large Retail | Cooking | REPL | 0.4 | 0.69445 | 0.86969 | 0.89982 | 0.90101 | 0.90342 | 0.89324 | 0.91421 | 0.92266 | 0.90278
| Steamers_Com, G - Cook | Large Retail |  | NC | 0.4 | 0.67842 | 0.7864 | 0.78908 | 0.75811 | 0.73583 | 0.73048 | 0.7292 | 0.73027 | 0.72784
| Steamers_Com, G - Cook | Large Retail |  | REPL | 0.4 | 0.71503 | 0.85618 | 0.88994 | 0.89401 | 0.89441 | 0.89714 | 0.90055 | 0.90581 | 0.9103
| ES Refrigerator and Freezer_Com, E - Refr | Large Retail | Refrigeration | NC | 0.2 | 0.39773 | 0.55473 | 0.6173 | 0.61101 | 0.61455 | 0.6137 | 0.59729 | 0.59534 | 0.58802
| ES Refrigerator and Freezer_Com, E - Refr | Large Retail | Refrigeration | REPL | 0.2 | 0.41256 | 0.62586 | 0.71177 | 0.74088 | 0.75242 | 0.74394 | 0.76141 | 0.76845 | 0.75189
| Anti Sweat Heat Control_Com, E - Refr | Large Retail | Refrigeration | NC | 0.2 | 0.32236 | 0.42285 | 0.47481 | 0.47881 | 0.48795 | 0.49213 | 0.47897 | 0.47741 | 0.47153
| Anti Sweat Heat Control_Com, E - Refr | Large Retail | Refrigeration | RET | 0.0085692 | 0.022124 | 0.036249 | 0.041373 | 0.042748 | 0.043098 | 0.042612 | 0.043613 | 0.044016 | 0.043068
| Case Night Covers_Com, E - Refr | Large Retail | Refrigeration | RET | 0.0024796 | 0.010596 | 0.019984 | 0.023715 | 0.024706 | 0.024941 | 0.02466 | 0.025239 | 0.025473 | 0.024924
| Loading Dock Pit Seals_Com, E - Refr | Large Retail | Refrigeration | NC | 0.05 | 0.10796 | 0.18409 | 0.24867 | 0.27701 | 0.29529 | 0.30353 | 0.29882 | 0.29798 | 0.29431
| Loading Dock Pit Seals_Com, E - Refr | Large Retail | Refrigeration | RET | 0.0053485 | 0.013809 | 0.022625 | 0.025823 | 0.026681 | 0.0269 | 0.026597 | 0.027221 | 0.027473 | 0.026881
| ECM Comp Cond Fan Motor_Com, E - Refr | Large Retail | Refrigeration | NC | 0.15 | 0.27953 | 0.41546 | 0.50545 | 0.53058 | 0.55022 | 0.55907 | 0.54645 | 0.54467 | 0.53797
| ECM Comp Cond Fan Motor_Com, E - Refr | Large Retail | Refrigeration | RET | 0.010032 | 0.025811 | 0.041899 | 0.04713 | 0.047883 | 0.047438 | 0.046086 | 0.051059 | 0.051531 | 0.050421
| ECM Comp Cond Fan Motor_Com, E - Refr | Large Retail | Refrigeration | REPL | 0.15 | 0.27933 | 0.43205 | 0.5092 | 0.53001 | 0.52118 | 0.49033 | 0.57005 | 0.64199 | 0.68789
| Evap Fan Motor Replacement_Com, E - Refr | Large Retail | Refrigeration | NC | 0.15 | 0.27056 | 0.39043 | 0.46551 | 0.48355 | 0.49911 | 0.50617 | 0.49413 | 0.49252 | 0.48646
| Evap Fan Motor Replacement_Com, E - Refr | Large Retail | Refrigeration | RET | 0.0096365 | 0.024648 | 0.039387 | 0.04322 | 0.042666 | 0.041026 | 0.038676 | 0.038117 | 0.037058 | 0.034943
| Evap Fan Motor Replacement_Com, E - Refr | Large Retail | Refrigeration | REPL | 0.15 | 0.27077 | 0.40738 | 0.47164 | 0.4871 | 0.47822 | 0.45062 | 0.43706 | 0.41533 | 0.38117
| Evap Fan Speed Controls_Com, E - Refr | Large Retail | Refrigeration | NC | 0.15 | 0.2791 | 0.41422 | 0.50344 | 0.52819 | 0.5476 | 0.55636 | 0.54377 | 0.542 | 0.53533
| Evap Fan Speed Controls_Com, E - Refr | Large Retail | Refrigeration | RET | 0.0099586 | 0.025711 | 0.042126 | 0.048082 | 0.049679 | 0.050086 | 0.049521 | 0.050684 | 0.051153 | 0.050051
| LowHeat NoHeat Doors_Com, E - Refr | Large Retail | Refrigeration | NC | 0.15 | 0.28108 | 0.41987 | 0.51263 | 0.53912 | 0.55954 | 0.56874 | 0.55603 | 0.55421 | 0.54739
| LowHeat NoHeat Doors_Com, E - Refr | Large Retail | Refrigeration | RET | 0.0099477 | 0.025683 | 0.04208 | 0.048029 | 0.049625 | 0.050031 | 0.049467 | 0.050629 | 0.051097 | 0.049996
| Refrigerated Vending Machine_Com, E - Refr | Large Retail | Refrigeration | NC | 0.15 | 0.27044 | 0.39008 | 0.46497 | 0.48291 | 0.49842 | 0.50546 | 0.49343 | 0.49182 | 0.48576
| Refrigerated Vending Machine_Com, E - Refr | Large Retail | Refrigeration | REPL | 0.15 | 0.28052 | 0.44011 | 0.53612 | 0.58555 | 0.61024 | 0.61273 | 0.629 | 0.63482 | 0.62114
| Walk In Refrigeration_Com, E - Refr | Large Retail | Refrigeration | NC | 0.15 | 0.2818 | 0.42194 | 0.516 | 0.54315 | 0.56394 | 0.5733 | 0.56055 | 0.55872 | 0.55184
| Refrigeration Tune Up_Com, E - Refr | Large Retail | Refrigeration | RET | 0.010031 | 0.025898 | 0.042433 | 0.048431 | 0.05004 | 0.05045 | 0.049882 | 0.051053 | 0.051525 | 0.050415
| ES Ice Machine_Com, E - Refr | Large Retail | Refrigeration | NC | 0.35 | 0.47745 | 0.55544 | 0.58431 | 0.57206 | 0.57586 | 0.57614 | 0.56073 | 0.55891 | 0.55203
| ES Ice Machine_Com, E - Refr | Large Retail | Refrigeration | REPL | 0.35 | 0.49526 | 0.62667 | 0.67373 | 0.69365 | 0.70506 | 0.69841 | 0.7148 | 0.72141 | 0.70587
| Walk In Cooler Retroft_Com, E - Refr | Large Retail | Refrigeration | RET | 0.009988 | 0.025787 | 0.04225 | 0.048223 | 0.049825 | 0.050234 | 0.049667 | 0.050833 | 0.051303 | 0.050198
| HE Built Up Refrig_Com, E - Refr | Large Retail | Refrigeration | NC | 0.05 | 0.1202 | 0.22525 | 0.33017 | 0.38766 | 0.42428 | 0.44114 | 0.43633 | 0.43641 | 0.43104
| HE Built Up Refrig_Com, E - Refr | Large Retail | Refrigeration | RET | 0.0067083 | 0.015609 | 0.026067 | 0.031112 | 0.032958 | 0.033693 | 0.033359 | 0.034142 | 0.034458 | 0.033715
| Door Gasket Replacement_Com, E - Refr | Large Retail | Refrigeration | RET | 0.010032 | 0.028419 | 0.044394 | 0.049155 | 0.05027 | 0.050456 | 0.049888 | 0.051059 | 0.051531 | 0.050421
| EnergyStar Dehumidifier_Com, E - Appl | Large Retail | Appliances | NC | 0.4 | 0.6459 | 0.73341 | 0.73967 | 0.70346 | 0.69854 | 0.69758 | 0.67893 | 0.67671 | 0.66838
| EnergyStar Dehumidifier_Com, E - Appl | Large Retail | Appliances | REPL | 0.4 | 0.66999 | 0.82746 | 0.85287 | 0.85297 | 0.85526 | 0.84562 | 0.86547 | 0.87347 | 0.85465
| Clothes Washer Elec WH_Com, E - Appl [unit w/ elec dry - Washer] | Large Retail | Appliances | NC | 0.4 | 0.60991 | 0.6326 | 0.65592 | 0.62051 | 0.61617 | 0.61532 | 0.60492 | 0.60904 | 0.60762
| Clothes Washer Elec WH_Com, E - Appl [unit w/ elec dry - Washer] | Large Retail | Appliances | REPL | 0.4 | 0.63266 | 0.71373 | 0.7563 | 0.7524 | 0.75441 | 0.74591 | 0.76342 | 0.77048 | 0.75388
| Clothes Washer Elec WH_Com, E - Appl [unit w/ elec dry - Dryer] | Large Retail | Appliances | NC | 0.4 | 0.60991 | 0.6326 | 0.65592 | 0.62051 | 0.61617 | 0.61532 | 0.60492 | 0.60904 | 0.60762
| Clothes Washer Elec WH_Com, E - Appl [unit w/ elec dry - Dryer] | Large Retail | Appliances | REPL | 0.4 | 0.63266 | 0.71373 | 0.7563 | 0.7524 | 0.75441 | 0.74591 | 0.76342 | 0.77048 | 0.75388
| Clothes Washer Elec WH_Com, E - HWat [unit w/ elec dry - Water Heater] | Large Retail | Water Heating | NC | 0.4 | 0.60991 | 0.6326 | 0.65592 | 0.62051 | 0.61617 | 0.61532 | 0.60492 | 0.60904 | 0.60762
| Clothes Washer Elec WH_Com, E - HWat [unit w/ elec dry - Water Heater] | Large Retail | Water Heating | REPL | 0.4 | 0.63266 | 0.71373 | 0.7563 | 0.7524 | 0.75441 | 0.74591 | 0.76342 | 0.77048 | 0.75388
| Clothes Washer Elec WH_Com, E - Appl [unit w/ gas dry - Washer] | Large Retail | Appliances | NC | 0.4 | 0.60991 | 0.6326 | 0.65592 | 0.62051 | 0.61617 | 0.61532 | 0.60492 | 0.60904 | 0.60762
| Clothes Washer Elec WH_Com, E - Appl [unit w/ gas dry - Washer] | Large Retail | Appliances | REPL | 0.4 | 0.63266 | 0.71373 | 0.7563 | 0.7524 | 0.75441 | 0.74591 | 0.76342 | 0.77048 | 0.75388
| Clothes Washer Elec WH_Com, G - Oth [unit w/ gas dry - Dryer] | Large Retail |  | NC | 0.4 | 0.61594 | 0.64228 | 0.6598 | 0.62973 | 0.61122 | 0.60677 | 0.61183 | 0.61892 | 0.62309
| Clothes Washer Elec WH_Com, G - Oth [unit w/ gas dry - Dryer] | Large Retail |  | REPL | 0.4 | 0.64917 | 0.69928 | 0.74413 | 0.74261 | 0.74295 | 0.74522 | 0.74804 | 0.75242 | 0.75615
| Clothes Washer Elec WH_Com, E - HWat [unit w/ gas dry - Water Heater] | Large Retail | Water Heating | NC | 0.4 | 0.60991 | 0.6326 | 0.65592 | 0.62051 | 0.61617 | 0.61532 | 0.60492 | 0.60904 | 0.60762
| Clothes Washer Elec WH_Com, E - HWat [unit w/ gas dry - Water Heater] | Large Retail | Water Heating | REPL | 0.4 | 0.63266 | 0.71373 | 0.7563 | 0.7524 | 0.75441 | 0.74591 | 0.76342 | 0.77048 | 0.75388
| Clothes Washer Elec WH_Com, E - Appl [unit w/ propane dry - Washer] | Large Retail | Appliances | NC | 0.4 | 0.60991 | 0.6326 | 0.65592 | 0.62051 | 0.61617 | 0.61532 | 0.60492 | 0.60904 | 0.60762
| Clothes Washer Elec WH_Com, E - Appl [unit w/ propane dry - Washer] | Large Retail | Appliances | REPL | 0.4 | 0.63266 | 0.71373 | 0.7563 | 0.7524 | 0.75441 | 0.74591 | 0.76342 | 0.77048 | 0.75388
| Clothes Washer Elec WH_Com, P - Oth [unit w/ propane dry - Dryer] | Large Retail |  | NC | 0.4 | 0.60941 | 0.63249 | 0.64764 | 0.61383 | 0.5904 | 0.57993 | 0.57795 | 0.57662 | 0.57269
| Clothes Washer Elec WH_Com, P - Oth [unit w/ propane dry - Dryer] | Large Retail |  | REPL | 0.4 | 0.6423 | 0.68862 | 0.73042 | 0.72387 | 0.71763 | 0.71225 | 0.70662 | 0.701 | 0.69499
| Clothes Washer Elec WH_Com, E - HWat [unit w/ propane dry - Water Heater] | Large Retail | Water Heating | NC | 0.4 | 0.60991 | 0.6326 | 0.65592 | 0.62051 | 0.61617 | 0.61532 | 0.60492 | 0.60904 | 0.60762
| Clothes Washer Elec WH_Com, E - HWat [unit w/ propane dry - Water Heater] | Large Retail | Water Heating | REPL | 0.4 | 0.63266 | 0.71373 | 0.7563 | 0.7524 | 0.75441 | 0.74591 | 0.76342 | 0.77048 | 0.75388
| Clothes Washer Gas WH_Com, E - Appl [unit w/ elec dry - Washer] | Large Retail | Appliances | NC | 0.4 | 0.60991 | 0.6326 | 0.65592 | 0.62051 | 0.61617 | 0.61532 | 0.60492 | 0.60904 | 0.60762
| Clothes Washer Gas WH_Com, E - Appl [unit w/ elec dry - Washer] | Large Retail | Appliances | REPL | 0.4 | 0.63266 | 0.71373 | 0.7563 | 0.7524 | 0.75441 | 0.74591 | 0.76342 | 0.77048 | 0.75388
| Clothes Washer Gas WH_Com, E - Appl [unit w/ elec dry - Dryer] | Large Retail | Appliances | NC | 0.4 | 0.60991 | 0.6326 | 0.65592 | 0.62051 | 0.61617 | 0.61532 | 0.60492 | 0.60904 | 0.60762
| Clothes Washer Gas WH_Com, E - Appl [unit w/ elec dry - Dryer] | Large Retail | Appliances | REPL | 0.4 | 0.63266 | 0.71373 | 0.7563 | 0.7524 | 0.75441 | 0.74591 | 0.76342 | 0.77048 | 0.75388
| Clothes Washer Gas WH_Com, G - HWat [unit w/ elec dry - Water Heater] | Large Retail |  | NC | 0.4 | 0.61594 | 0.64228 | 0.6598 | 0.62973 | 0.61122 | 0.60677 | 0.61183 | 0.61892 | 0.62309
| Clothes Washer Gas WH_Com, G - HWat [unit w/ elec dry - Water Heater] | Large Retail |  | REPL | 0.4 | 0.64917 | 0.69928 | 0.74413 | 0.74261 | 0.74295 | 0.74522 | 0.74804 | 0.75242 | 0.75615
| Clothes Washer Gas WH_Com, E - Appl [unit w/ gas dry - Washer] | Large Retail | Appliances | NC | 0.4 | 0.60991 | 0.6326 | 0.65592 | 0.62051 | 0.61617 | 0.61532 | 0.60492 | 0.60904 | 0.60762
| Clothes Washer Gas WH_Com, E - Appl [unit w/ gas dry - Washer] | Large Retail | Appliances | REPL | 0.4 | 0.63266 | 0.71373 | 0.7563 | 0.7524 | 0.75441 | 0.74591 | 0.76342 | 0.77048 | 0.75388
| Clothes Washer Gas WH_Com, G - Oth [unit w/ gas dry - Dryer] | Large Retail |  | NC | 0.4 | 0.61594 | 0.64228 | 0.6598 | 0.62973 | 0.61122 | 0.60677 | 0.61183 | 0.61892 | 0.62309
| Clothes Washer Gas WH_Com, G - Oth [unit w/ gas dry - Dryer] | Large Retail |  | REPL | 0.4 | 0.64917 | 0.69928 | 0.74413 | 0.74261 | 0.74295 | 0.74522 | 0.74804 | 0.75242 | 0.75615
| Clothes Washer Gas WH_Com, G - HWat [unit w/ gas dry - Water Heater] | Large Retail |  | NC | 0.4 | 0.61594 | 0.64228 | 0.6598 | 0.62973 | 0.61122 | 0.60677 | 0.61183 | 0.61892 | 0.62309
| Clothes Washer Gas WH_Com, G - HWat [unit w/ gas dry - Water Heater] | Large Retail |  | REPL | 0.4 | 0.64917 | 0.69928 | 0.74413 | 0.74261 | 0.74295 | 0.74522 | 0.74804 | 0.75242 | 0.75615
| Clothes Washer Gas WH_Com, E - Appl [unit w/ propane dry - Washer] | Large Retail | Appliances | NC | 0.4 | 0.60991 | 0.6326 | 0.65592 | 0.62051 | 0.61617 | 0.61532 | 0.60492 | 0.60904 | 0.60762
| Clothes Washer Gas WH_Com, E - Appl [unit w/ propane dry - Washer] | Large Retail | Appliances | REPL | 0.4 | 0.63266 | 0.71373 | 0.7563 | 0.7524 | 0.75441 | 0.74591 | 0.76342 | 0.77048 | 0.75388
| Clothes Washer Gas WH_Com, P - Oth [unit w/ propane dry - Dryer] | Large Retail |  | NC | 0.4 | 0.60941 | 0.63249 | 0.64764 | 0.61383 | 0.5904 | 0.57993 | 0.57795 | 0.57662 | 0.57269
| Clothes Washer Gas WH_Com, P - Oth [unit w/ propane dry - Dryer] | Large Retail |  | REPL | 0.4 | 0.6423 | 0.68862 | 0.73042 | 0.72387 | 0.71763 | 0.71225 | 0.70662 | 0.701 | 0.69499
| Clothes Washer Gas WH_Com, G - HWat [unit w/ propane dry - Water Heater] | Large Retail |  | NC | 0.4 | 0.61594 | 0.64228 | 0.6598 | 0.62973 | 0.61122 | 0.60677 | 0.61183 | 0.61892 | 0.62309
| Clothes Washer Gas WH_Com, G - HWat [unit w/ propane dry - Water Heater] | Large Retail |  | REPL | 0.4 | 0.64917 | 0.69928 | 0.74413 | 0.74261 | 0.74295 | 0.74522 | 0.74804 | 0.75242 | 0.75615
| Clothes Washer Oil WH_Com, E - Appl [unit w/ elec dry - Washer] | Large Retail | Appliances | NC | 0.4 | 0.60991 | 0.6326 | 0.65592 | 0.62051 | 0.61617 | 0.61532 | 0.60492 | 0.60904 | 0.60762
| Clothes Washer Oil WH_Com, E - Appl [unit w/ elec dry - Washer] | Large Retail | Appliances | REPL | 0.4 | 0.63266 | 0.71373 | 0.7563 | 0.7524 | 0.75441 | 0.74591 | 0.76342 | 0.77048 | 0.75388
| Clothes Washer Oil WH_Com, E - Appl [unit w/ elec dry - Dryer] | Large Retail | Appliances | NC | 0.4 | 0.60991 | 0.6326 | 0.65592 | 0.62051 | 0.61617 | 0.61532 | 0.60492 | 0.60904 | 0.60762
| Clothes Washer Oil WH_Com, E - Appl [unit w/ elec dry - Dryer] | Large Retail | Appliances | REPL | 0.4 | 0.63266 | 0.71373 | 0.7563 | 0.7524 | 0.75441 | 0.74591 | 0.76342 | 0.77048 | 0.75388
| Clothes Washer Oil WH_Com, O - HWat [unit w/ elec dry - Water Heater] | Large Retail |  | NC | 0.4 | 0.60941 | 0.63249 | 0.64764 | 0.61383 | 0.5904 | 0.57993 | 0.57795 | 0.57662 | 0.57269
| Clothes Washer Oil WH_Com, O - HWat [unit w/ elec dry - Water Heater] | Large Retail |  | REPL | 0.4 | 0.6423 | 0.68862 | 0.73042 | 0.72387 | 0.71763 | 0.71225 | 0.70662 | 0.701 | 0.69499
| Clothes Washer Oil WH_Com, E - Appl [unit w/ gas dry - Washer] | Large Retail | Appliances | NC | 0.4 | 0.60991 | 0.6326 | 0.65592 | 0.62051 | 0.61617 | 0.61532 | 0.60492 | 0.60904 | 0.60762
| Clothes Washer Oil WH_Com, E - Appl [unit w/ gas dry - Washer] | Large Retail | Appliances | REPL | 0.4 | 0.63266 | 0.71373 | 0.7563 | 0.7524 | 0.75441 | 0.74591 | 0.76342 | 0.77048 | 0.75388
| Clothes Washer Oil WH_Com, G - Oth [unit w/ gas dry - Dryer] | Large Retail |  | NC | 0.4 | 0.61594 | 0.64228 | 0.6598 | 0.62973 | 0.61122 | 0.60677 | 0.61183 | 0.61892 | 0.62309
| Clothes Washer Oil WH_Com, G - Oth [unit w/ gas dry - Dryer] | Large Retail |  | REPL | 0.4 | 0.64917 | 0.69928 | 0.74413 | 0.74261 | 0.74295 | 0.74522 | 0.74804 | 0.75242 | 0.75615
| Clothes Washer Oil WH_Com, O - HWat [unit w/ gas dry - Water Heater] | Large Retail |  | NC | 0.4 | 0.60941 | 0.63249 | 0.64764 | 0.61383 | 0.5904 | 0.57993 | 0.57795 | 0.57662 | 0.57269
| Clothes Washer Oil WH_Com, O - HWat [unit w/ gas dry - Water Heater] | Large Retail |  | REPL | 0.4 | 0.6423 | 0.68862 | 0.73042 | 0.72387 | 0.71763 | 0.71225 | 0.70662 | 0.701 | 0.69499
| Clothes Washer Oil WH_Com, E - Appl [unit w/ propane dry - Washer] | Large Retail | Appliances | NC | 0.4 | 0.60991 | 0.6326 | 0.65592 | 0.62051 | 0.61617 | 0.61532 | 0.60492 | 0.60904 | 0.60762
| Clothes Washer Oil WH_Com, E - Appl [unit w/ propane dry - Washer] | Large Retail | Appliances | REPL | 0.4 | 0.63266 | 0.71373 | 0.7563 | 0.7524 | 0.75441 | 0.74591 | 0.76342 | 0.77048 | 0.75388
| Clothes Washer Oil WH_Com, P - Oth [unit w/ propane dry - Dryer] | Large Retail |  | NC | 0.4 | 0.60941 | 0.63249 | 0.64764 | 0.61383 | 0.5904 | 0.57993 | 0.57795 | 0.57662 | 0.57269
| Clothes Washer Oil WH_Com, P - Oth [unit w/ propane dry - Dryer] | Large Retail |  | REPL | 0.4 | 0.6423 | 0.68862 | 0.73042 | 0.72387 | 0.71763 | 0.71225 | 0.70662 | 0.701 | 0.69499
| Clothes Washer Oil WH_Com, O - HWat [unit w/ propane dry - Water Heater] | Large Retail |  | NC | 0.4 | 0.60941 | 0.63249 | 0.64764 | 0.61383 | 0.5904 | 0.57993 | 0.57795 | 0.57662 | 0.57269
| Clothes Washer Oil WH_Com, O - HWat [unit w/ propane dry - Water Heater] | Large Retail |  | REPL | 0.4 | 0.6423 | 0.68862 | 0.73042 | 0.72387 | 0.71763 | 0.71225 | 0.70662 | 0.701 | 0.69499
| Clothes Washer Propane WH_Com, E - Appl [unit w/ elec dry - Washer] | Large Retail | Appliances | NC | 0.4 | 0.60991 | 0.6326 | 0.65592 | 0.62051 | 0.61617 | 0.61532 | 0.60492 | 0.60904 | 0.60762
| Clothes Washer Propane WH_Com, E - Appl [unit w/ elec dry - Washer] | Large Retail | Appliances | REPL | 0.4 | 0.63266 | 0.71373 | 0.7563 | 0.7524 | 0.75441 | 0.74591 | 0.76342 | 0.77048 | 0.75388
| Clothes Washer Propane WH_Com, E - Appl [unit w/ elec dry - Dryer] | Large Retail | Appliances | NC | 0.4 | 0.60991 | 0.6326 | 0.65592 | 0.62051 | 0.61617 | 0.61532 | 0.60492 | 0.60904 | 0.60762
| Clothes Washer Propane WH_Com, E - Appl [unit w/ elec dry - Dryer] | Large Retail | Appliances | REPL | 0.4 | 0.63266 | 0.71373 | 0.7563 | 0.7524 | 0.75441 | 0.74591 | 0.76342 | 0.77048 | 0.75388
| Clothes Washer Propane WH_Com, P - HWat [unit w/ elec dry - Water Heater] | Large Retail |  | NC | 0.4 | 0.60941 | 0.63249 | 0.64764 | 0.61383 | 0.5904 | 0.57993 | 0.57795 | 0.57662 | 0.57269
| Clothes Washer Propane WH_Com, P - HWat [unit w/ elec dry - Water Heater] | Large Retail |  | REPL | 0.4 | 0.6423 | 0.68862 | 0.73042 | 0.72387 | 0.71763 | 0.71225 | 0.70662 | 0.701 | 0.69499
| Clothes Washer Propane WH_Com, E - Appl [unit w/ gas dry - Washer] | Large Retail | Appliances | NC | 0.4 | 0.60991 | 0.6326 | 0.65592 | 0.62051 | 0.61617 | 0.61532 | 0.60492 | 0.60904 | 0.60762
| Clothes Washer Propane WH_Com, E - Appl [unit w/ gas dry - Washer] | Large Retail | Appliances | REPL | 0.4 | 0.63266 | 0.71373 | 0.7563 | 0.7524 | 0.75441 | 0.74591 | 0.76342 | 0.77048 | 0.75388
| Clothes Washer Propane WH_Com, G - Oth [unit w/ gas dry - Dryer] | Large Retail |  | NC | 0.4 | 0.61594 | 0.64228 | 0.6598 | 0.62973 | 0.61122 | 0.60677 | 0.61183 | 0.61892 | 0.62309
| Clothes Washer Propane WH_Com, G - Oth [unit w/ gas dry - Dryer] | Large Retail |  | REPL | 0.4 | 0.64917 | 0.69928 | 0.74413 | 0.74261 | 0.74295 | 0.74522 | 0.74804 | 0.75242 | 0.75615
| Clothes Washer Propane WH_Com, P - HWat [unit w/ gas dry - Water Heater] | Large Retail |  | NC | 0.4 | 0.60941 | 0.63249 | 0.64764 | 0.61383 | 0.5904 | 0.57993 | 0.57795 | 0.57662 | 0.57269
| Clothes Washer Propane WH_Com, P - HWat [unit w/ gas dry - Water Heater] | Large Retail |  | REPL | 0.4 | 0.6423 | 0.68862 | 0.73042 | 0.72387 | 0.71763 | 0.71225 | 0.70662 | 0.701 | 0.69499
| Clothes Washer Propane WH_Com, E - Appl [unit w/ propane dry - Washer] | Large Retail | Appliances | NC | 0.4 | 0.60991 | 0.6326 | 0.65592 | 0.62051 | 0.61617 | 0.61532 | 0.60492 | 0.60904 | 0.60762
| Clothes Washer Propane WH_Com, E - Appl [unit w/ propane dry - Washer] | Large Retail | Appliances | REPL | 0.4 | 0.63266 | 0.71373 | 0.7563 | 0.7524 | 0.75441 | 0.74591 | 0.76342 | 0.77048 | 0.75388
| Clothes Washer Propane WH_Com, P - Oth [unit w/ propane dry - Dryer] | Large Retail |  | NC | 0.4 | 0.60941 | 0.63249 | 0.64764 | 0.61383 | 0.5904 | 0.57993 | 0.57795 | 0.57662 | 0.57269
| Clothes Washer Propane WH_Com, P - Oth [unit w/ propane dry - Dryer] | Large Retail |  | REPL | 0.4 | 0.6423 | 0.68862 | 0.73042 | 0.72387 | 0.71763 | 0.71225 | 0.70662 | 0.701 | 0.69499
| Clothes Washer Propane WH_Com, P - HWat [unit w/ propane dry - Water Heater] | Large Retail |  | NC | 0.4 | 0.60941 | 0.63249 | 0.64764 | 0.61383 | 0.5904 | 0.57993 | 0.57795 | 0.57662 | 0.57269
| Clothes Washer Propane WH_Com, P - HWat [unit w/ propane dry - Water Heater] | Large Retail |  | REPL | 0.4 | 0.6423 | 0.68862 | 0.73042 | 0.72387 | 0.71763 | 0.71225 | 0.70662 | 0.701 | 0.69499
| Dishwasher_Com, E - Appl [Building w elec WH] | Large Retail | Appliances | NC | 0.4 | 0.66263 | 0.75988 | 0.76844 | 0.73144 | 0.72632 | 0.72532 | 0.70593 | 0.70363 | 0.69497
| Dishwasher_Com, E - Appl [Building w elec WH] | Large Retail | Appliances | REPL | 0.4 | 0.68734 | 0.85732 | 0.88604 | 0.8869 | 0.88927 | 0.87925 | 0.89989 | 0.90821 | 0.88865
| Dishwasher_Com, E - HWat [Building w elec WH] | Large Retail | Water Heating | NC | 0.4 | 0.66263 | 0.75988 | 0.76844 | 0.73144 | 0.72632 | 0.72532 | 0.70593 | 0.70363 | 0.69497
| Dishwasher_Com, E - HWat [Building w elec WH] | Large Retail | Water Heating | REPL | 0.4 | 0.68734 | 0.85732 | 0.88604 | 0.8869 | 0.88927 | 0.87925 | 0.89989 | 0.90821 | 0.88865
| Dishwasher_Com, E - Appl [Building w gas WH] | Large Retail | Appliances | NC | 0.4 | 0.66671 | 0.7664 | 0.77555 | 0.73835 | 0.73319 | 0.73218 | 0.7126 | 0.71028 | 0.70154
| Dishwasher_Com, E - Appl [Building w gas WH] | Large Retail | Appliances | REPL | 0.4 | 0.69157 | 0.86468 | 0.89423 | 0.89529 | 0.89768 | 0.88756 | 0.9084 | 0.9168 | 0.89705
| Dishwasher_Com, G - HWat [Building w gas WH] | Large Retail |  | NC | 0.4 | 0.67329 | 0.77812 | 0.78013 | 0.74932 | 0.7273 | 0.72201 | 0.72075 | 0.7218 | 0.7194
| Dishwasher_Com, G - HWat [Building w gas WH] | Large Retail |  | REPL | 0.4 | 0.70963 | 0.84717 | 0.87985 | 0.88364 | 0.88404 | 0.88674 | 0.89011 | 0.89531 | 0.89975
| Dishwasher_Com, E - Appl [Building w oil WH] | Large Retail | Appliances | NC | 0.4 | 0.65584 | 0.74908 | 0.75669 | 0.72 | 0.71497 | 0.71398 | 0.69489 | 0.69262 | 0.6841
| Dishwasher_Com, E - Appl [Building w oil WH] | Large Retail | Appliances | REPL | 0.4 | 0.68029 | 0.84514 | 0.87249 | 0.87303 | 0.87537 | 0.8655 | 0.88582 | 0.89401 | 0.87475
| Dishwasher_Com, O - HWat [Building w oil WH] | Large Retail |  | NC | 0.4 | 0.6553 | 0.74895 | 0.74713 | 0.71225 | 0.68506 | 0.67291 | 0.66391 | 0.65576 | 0.64478
| Dishwasher_Com, O - HWat [Building w oil WH] | Large Retail |  | REPL | 0.4 | 0.69066 | 0.81541 | 0.84263 | 0.83993 | 0.83269 | 0.82645 | 0.81991 | 0.81339 | 0.80641
| Dishwasher_Com, E - Appl [Building w propane WH] | Large Retail | Appliances | NC | 0.4 | 0.65859 | 0.75345 | 0.76144 | 0.72462 | 0.71955 | 0.71856 | 0.69935 | 0.69707 | 0.68849
| Dishwasher_Com, E - Appl [Building w propane WH] | Large Retail | Appliances | REPL | 0.4 | 0.68314 | 0.85006 | 0.87796 | 0.87864 | 0.88099 | 0.87106 | 0.89151 | 0.89975 | 0.88037
| Dishwasher_Com, P - HWat [Building w propane WH] | Large Retail |  | NC | 0.4 | 0.65805 | 0.75331 | 0.75182 | 0.71682 | 0.68945 | 0.67723 | 0.66817 | 0.65996 | 0.64892
| Dishwasher_Com, P - HWat [Building w propane WH] | Large Retail |  | REPL | 0.4 | 0.69356 | 0.82016 | 0.84792 | 0.84532 | 0.83803 | 0.83175 | 0.82518 | 0.81861 | 0.81159
| Faucet Aerator_Com, E - HWat | Large Retail | Water Heating | RET | 0.030097 | 0.042779 | 0.04982 | 0.050559 | 0.050322 | 0.050456 | 0.049888 | 0.051059 | 0.051531 | 0.050421
| Faucet Aerator_Com, G - HWat | Large Retail |  | RET | 0.028197 | 0.041124 | 0.045729 | 0.046605 | 0.046532 | 0.046552 | 0.046695 | 0.046872 | 0.047146 | 0.04738
| Faucet Aerator_Com, O - HWat | Large Retail |  | RET | 0.029977 | 0.043259 | 0.047877 | 0.048635 | 0.048222 | 0.047806 | 0.047448 | 0.047073 | 0.046698 | 0.046298
| Faucet Aerator_Com, P - HWat | Large Retail |  | RET | 0.030097 | 0.043431 | 0.048067 | 0.048829 | 0.048414 | 0.047996 | 0.047636 | 0.04726 | 0.046884 | 0.046482
| Pre Rinse Sprayers_Com, E - HWat | Large Retail | Water Heating | RET | 0.030097 | 0.042779 | 0.04982 | 0.050559 | 0.050322 | 0.050456 | 0.049888 | 0.051059 | 0.051531 | 0.050421
| Pre Rinse Sprayers_Com, G - HWat | Large Retail |  | RET | 0.030095 | 0.043893 | 0.048808 | 0.049743 | 0.049664 | 0.049686 | 0.049838 | 0.050027 | 0.05032 | 0.050569
| Pre Rinse Sprayers_Com, O - HWat | Large Retail |  | RET | 0.030097 | 0.043431 | 0.048067 | 0.048829 | 0.048414 | 0.047996 | 0.047636 | 0.04726 | 0.046884 | 0.046482
| Pre Rinse Sprayers_Com, P - HWat | Large Retail |  | RET | 0.030097 | 0.043431 | 0.048067 | 0.048829 | 0.048414 | 0.047996 | 0.047636 | 0.04726 | 0.046884 | 0.046482
| Heat Pump Water Heater_Com, E - HWat | Large Retail | Water Heating | NC | 0.2 | 0.34103 | 0.42771 | 0.45414 | 0.44233 | 0.44173 | 0.44112 | 0.42932 | 0.42792 | 0.42266
| Heat Pump Water Heater_Com, E - HWat | Large Retail | Water Heating | RET | 0.0062655 | 0.016078 | 0.025918 | 0.028836 | 0.028927 | 0.028598 | 0.027728 | 0.027835 | 0.027561 | 0.026463
| Heat Pump Water Heater_Com, E - HWat | Large Retail | Water Heating | REPL | 0.2 | 0.34565 | 0.45897 | 0.48233 | 0.47733 | 0.46978 | 0.45308 | 0.45205 | 0.44445 | 0.42335
| FF Storage Water Heater_Com, G - HWat | Large Retail |  | NC | 0.3 | 0.33166 | 0.41289 | 0.43986 | 0.50378 | 0.48898 | 0.48542 | 0.48457 | 0.48528 | 0.48367
| FF Storage Water Heater_Com, G - HWat | Large Retail |  | RET | 0.0044651 | 0.011793 | 0.0183 | 0.02071 | 0.021152 | 0.020955 | 0.020699 | 0.022029 | 0.022398 | 0.022509
| FF Storage Water Heater_Com, G - HWat | Large Retail |  | REPL | 0.3 | 0.34385 | 0.43388 | 0.4682 | 0.5475 | 0.53448 | 0.5228 | 0.55358 | 0.58578 | 0.60492
| FF Storage Water Heater_Com, O - HWat | Large Retail |  | NC | 0.3 | 0.3303 | 0.33557 | 0.32592 | 0.30891 | 0.29712 | 0.29185 | 0.28795 | 0.28441 | 0.27965
| FF Storage Water Heater_Com, O - HWat | Large Retail |  | RET | 0.0045799 | 0.011967 | 0.018479 | 0.020838 | 0.021127 | 0.020732 | 0.020255 | 0.0213 | 0.021403 | 0.02122
| FF Storage Water Heater_Com, O - HWat | Large Retail |  | REPL | 0.3 | 0.3423 | 0.35229 | 0.34639 | 0.33499 | 0.32383 | 0.31319 | 0.32763 | 0.34179 | 0.34975
| FF Storage Water Heater_Com, P - HWat | Large Retail |  | NC | 0.3 | 0.40443 | 0.4467 | 0.44613 | 0.42806 | 0.41172 | 0.40442 | 0.39901 | 0.39411 | 0.38751
| FF Storage Water Heater_Com, P - HWat | Large Retail |  | RET | 0.0051136 | 0.013357 | 0.020605 | 0.0232 | 0.02348 | 0.022999 | 0.022428 | 0.023559 | 0.023898 | 0.023693
| FF Storage Water Heater_Com, P - HWat | Large Retail |  | REPL | 0.3 | 0.41829 | 0.46693 | 0.47077 | 0.45947 | 0.44271 | 0.42669 | 0.44543 | 0.46382 | 0.48159
| FF Instantaneous Water Heater_Com, G - HWat | Large Retail |  | NC | 0.3 | 0.33166 | 0.36702 | 0.39588 | 0.41982 | 0.43193 | 0.42879 | 0.42804 | 0.42866 | 0.42724
| FF Instantaneous Water Heater_Com, G - HWat | Large Retail |  | RET | 0.0048113 | 0.01145 | 0.018113 | 0.021439 | 0.022438 | 0.022519 | 0.022247 | 0.021965 | 0.02173 | 0.021479
| FF Instantaneous Water Heater_Com, G - HWat | Large Retail |  | REPL | 0.3 | 0.34385 | 0.38574 | 0.42113 | 0.4553 | 0.47022 | 0.45899 | 0.44802 | 0.43784 | 0.42716
| FF Instantaneous Water Heater_Com, O - HWat | Large Retail |  | NC | 0.3 | 0.32815 | 0.36142 | 0.38858 | 0.40922 | 0.41721 | 0.40982 | 0.40434 | 0.39937 | 0.39268
| FF Instantaneous Water Heater_Com, O - HWat | Large Retail |  | RET | 0.0049043 | 0.011547 | 0.018178 | 0.021441 | 0.022277 | 0.022148 | 0.021644 | 0.021113 | 0.020595 | 0.020076
| FF Instantaneous Water Heater_Com, O - HWat | Large Retail |  | REPL | 0.3 | 0.3401 | 0.3796 | 0.41289 | 0.44306 | 0.45318 | 0.43744 | 0.42173 | 0.40623 | 0.3907
| FF Instantaneous Water Heater_Com, P - HWat | Large Retail |  | NC | 0.3 | 0.32815 | 0.36142 | 0.38858 | 0.40922 | 0.41721 | 0.40982 | 0.40434 | 0.39937 | 0.39268
| FF Instantaneous Water Heater_Com, P - HWat | Large Retail |  | RET | 0.0053435 | 0.012577 | 0.019786 | 0.02331 | 0.024185 | 0.024009 | 0.023427 | 0.022818 | 0.022223 | 0.021631
| FF Instantaneous Water Heater_Com, P - HWat | Large Retail |  | REPL | 0.3 | 0.33959 | 0.37835 | 0.41062 | 0.43952 | 0.44835 | 0.43154 | 0.41478 | 0.39825 | 0.38171
| Clothes Dryer_Com, E - Appl | Large Retail | Appliances | NC | 0.4 | 0.64591 | 0.73341 | 0.73968 | 0.70346 | 0.69854 | 0.69758 | 0.67893 | 0.67671 | 0.66838
| Clothes Dryer_Com, E - Appl | Large Retail | Appliances | RET | 0 | 0.0073892 | 0.020633 | 0.028699 | 0.030674 | 0.030543 | 0.029247 | 0.02938 | 0.02911 | 0.02797
| Clothes Dryer_Com, E - Appl | Large Retail | Appliances | REPL | 0.4 | 0.6649 | 0.80432 | 0.80408 | 0.77662 | 0.75039 | 0.71394 | 0.71204 | 0.69979 | 0.66629
| Clothes Dryer_Com, G - Oth | Large Retail |  | NC | 0.4 | 0.61594 | 0.68816 | 0.70378 | 0.67171 | 0.65197 | 0.64722 | 0.6461 | 0.64704 | 0.64489
| Clothes Dryer_Com, G - Oth | Large Retail |  | RET | 0 | 0.0052836 | 0.014118 | 0.019839 | 0.021455 | 0.021521 | 0.021113 | 0.020993 | 0.020919 | 0.02083
| Clothes Dryer_Com, G - Oth | Large Retail |  | REPL | 0.4 | 0.64574 | 0.73462 | 0.7621 | 0.74271 | 0.72476 | 0.70864 | 0.70213 | 0.69698 | 0.69114
| Clothes Dryer_Com, P - Oth | Large Retail |  | NC | 0.4 | 0.63565 | 0.71808 | 0.71407 | 0.68006 | 0.65409 | 0.6425 | 0.6339 | 0.62611 | 0.61563
| Clothes Dryer_Com, P - Oth | Large Retail |  | RET | 0 | 0.006932 | 0.018405 | 0.025665 | 0.027385 | 0.027025 | 0.026042 | 0.025417 | 0.024811 | 0.024209
| Clothes Dryer_Com, P - Oth | Large Retail |  | REPL | 0.4 | 0.66525 | 0.76159 | 0.76277 | 0.73563 | 0.70497 | 0.67555 | 0.6553 | 0.63529 | 0.61517
| Pnemautic to DDC_Com, E - TotE [Building w Elec Heat] | Large Retail | Total Electric | RET | 0 | 0.0010936 | 0.0035223 | 0.0077335 | 0.013729 | 0.020025 | 0.024391 | 0.027664 | 0.02926 | 0.028629
| Pnemautic to DDC_Com, E - TotE [Building w Gas Heat] | Large Retail | Total Electric | RET | 0 | 0.00089345 | 0.0028776 | 0.006318 | 0.011216 | 0.016359 | 0.019927 | 0.0226 | 0.023904 | 0.023389
| Pnemautic to DDC_Com, G - TotF [Building w Gas Heat] | Large Retail |  | RET | 0 | 0.00091677 | 0.0028193 | 0.0062164 | 0.011071 | 0.016111 | 0.019908 | 0.022145 | 0.023344 | 0.02346
| Pnemautic to DDC_Com, E - TotE [Building w Oil Heat] | Large Retail | Total Electric | RET | 0 | 0.00093145 | 0.003 | 0.0065867 | 0.011694 | 0.017055 | 0.020774 | 0.023561 | 0.024921 | 0.024384
| Pnemautic to DDC_Com, O - TotF [Building w Oil Heat] | Large Retail |  | RET | 0 | 0.00094564 | 0.0028945 | 0.0063614 | 0.01125 | 0.016224 | 0.019837 | 0.021808 | 0.022674 | 0.022479
| Pnemautic to DDC_Com, E - TotE [Building w Propane Heat] | Large Retail | Total Electric | RET | 0 | 0.00089808 | 0.0028925 | 0.0063508 | 0.011275 | 0.016444 | 0.02003 | 0.022717 | 0.024028 | 0.023511
| Pnemautic to DDC_Com, P - TotF [Building w Propane Heat] | Large Retail |  | RET | 0 | 0.00091177 | 0.0027908 | 0.0061335 | 0.010847 | 0.015643 | 0.019126 | 0.021027 | 0.021861 | 0.021674
| Data Center_Com, E - TotE [Building w Elec Heat] | Large Retail | Total Electric | NC | 0.07 | 0.11453 | 0.17158 | 0.23117 | 0.27491 | 0.31592 | 0.34434 | 0.35237 | 0.3602 | 0.35576
| Data Center_Com, E - TotE [Building w Elec Heat] | Large Retail | Total Electric | RET | 0 | 0.0013259 | 0.0042704 | 0.009376 | 0.016645 | 0.024278 | 0.029572 | 0.033539 | 0.035474 | 0.03471
| Data Center_Com, E - TotE [Building w Gas Heat] | Large Retail | Total Electric | NC | 0.07 | 0.11453 | 0.17158 | 0.23117 | 0.27491 | 0.31592 | 0.34434 | 0.35237 | 0.3602 | 0.35576
| Data Center_Com, E - TotE [Building w Gas Heat] | Large Retail | Total Electric | RET | 0 | 0.0013259 | 0.0042704 | 0.009376 | 0.016645 | 0.024278 | 0.029572 | 0.033539 | 0.035474 | 0.03471
| Data Center_Com, G - TotF [Building w Gas Heat] | Large Retail |  | NC | 0.07 | 0.11566 | 0.1742 | 0.23254 | 0.27899 | 0.31339 | 0.33956 | 0.3564 | 0.36604 | 0.36482
| Data Center_Com, G - TotF [Building w Gas Heat] | Large Retail |  | RET | 0 | 0.0013605 | 0.0041839 | 0.0092252 | 0.016429 | 0.023909 | 0.029544 | 0.032863 | 0.034642 | 0.034814
| Data Center_Com, E - TotE [Building w Oil Heat] | Large Retail | Total Electric | NC | 0.07 | 0.11453 | 0.17158 | 0.23117 | 0.27491 | 0.31592 | 0.34434 | 0.35237 | 0.3602 | 0.35576
| Data Center_Com, E - TotE [Building w Oil Heat] | Large Retail | Total Electric | RET | 0 | 0.0013259 | 0.0042704 | 0.009376 | 0.016645 | 0.024278 | 0.029572 | 0.033539 | 0.035474 | 0.03471
| Data Center_Com, O - TotF [Building w Oil Heat] | Large Retail |  | NC | 0.07 | 0.11444 | 0.17155 | 0.22825 | 0.27195 | 0.30271 | 0.32454 | 0.33666 | 0.34102 | 0.33531
| Data Center_Com, O - TotF [Building w Oil Heat] | Large Retail |  | RET | 0 | 0.0013461 | 0.0041202 | 0.0090552 | 0.016014 | 0.023094 | 0.028237 | 0.031044 | 0.032275 | 0.031998
| Data Center_Com, E - TotE [Building w Propane Heat] | Large Retail | Total Electric | NC | 0.07 | 0.11453 | 0.17158 | 0.23117 | 0.27491 | 0.31592 | 0.34434 | 0.35237 | 0.3602 | 0.35576
| Data Center_Com, E - TotE [Building w Propane Heat] | Large Retail | Total Electric | RET | 0 | 0.0013259 | 0.0042704 | 0.009376 | 0.016645 | 0.024278 | 0.029572 | 0.033539 | 0.035474 | 0.03471
| Data Center_Com, P - TotF [Building w Propane Heat] | Large Retail |  | NC | 0.07 | 0.11444 | 0.17155 | 0.22825 | 0.27195 | 0.30271 | 0.32454 | 0.33666 | 0.34102 | 0.33531
| Data Center_Com, P - TotF [Building w Propane Heat] | Large Retail |  | RET | 0 | 0.0013461 | 0.0041202 | 0.0090552 | 0.016014 | 0.023094 | 0.028237 | 0.031044 | 0.032275 | 0.031998
| RCx_Com, E - TotE [Building w Elec Heat] | Large Retail | Total Electric | RET | 0.0093752 | 0.013688 | 0.019118 | 0.023635 | 0.028215 | 0.028291 | 0.027972 | 0.028629 | 0.028894 | 0.028271
| RCx_Com, E - TotE [Building w Gas Heat] | Large Retail | Total Electric | RET | 0.0088898 | 0.012979 | 0.018128 | 0.022411 | 0.026755 | 0.026826 | 0.026524 | 0.027147 | 0.027398 | 0.026807
| RCx_Com, G - TotF [Building w Gas Heat] | Large Retail |  | RET | 0.0088898 | 0.013318 | 0.017761 | 0.022051 | 0.026407 | 0.026418 | 0.026499 | 0.0266 | 0.026755 | 0.026888
| RCx_Com, E - TotE [Building w Oil Heat] | Large Retail | Total Electric | RET | 0.0081526 | 0.011903 | 0.016625 | 0.020553 | 0.024536 | 0.024602 | 0.024325 | 0.024896 | 0.025126 | 0.024584
| RCx_Com, O - TotF [Building w Oil Heat] | Large Retail |  | RET | 0.0081526 | 0.012084 | 0.01604 | 0.01985 | 0.023606 | 0.023402 | 0.023227 | 0.023043 | 0.02286 | 0.022664
| RCx_Com, E - TotE [Building w Propane Heat] | Large Retail | Total Electric | RET | 0.0081771 | 0.011938 | 0.016675 | 0.020615 | 0.02461 | 0.024676 | 0.024398 | 0.02497 | 0.025201 | 0.024658
| RCx_Com, P - TotF [Building w Propane Heat] | Large Retail |  | RET | 0.0081771 | 0.01212 | 0.016088 | 0.019909 | 0.023677 | 0.023473 | 0.023297 | 0.023112 | 0.022929 | 0.022732
| Commissioning_Com, E - TotE [Building w Elec Heat] | Large Retail | Total Electric | NC | 0.15 | 0.19435 | 0.2351 | 0.26383 | 0.27308 | 0.28568 | 0.29377 | 0.28597 | 0.28792 | 0.28725
| Commissioning_Com, E - TotE [Building w Gas Heat] | Large Retail | Total Electric | NC | 0.15 | 0.18979 | 0.22476 | 0.24817 | 0.25408 | 0.26402 | 0.26918 | 0.26199 | 0.26377 | 0.26315
| Commissioning_Com, G - TotF [Building w Gas Heat] | Large Retail |  | NC | 0.15 | 0.19166 | 0.2282 | 0.24964 | 0.25785 | 0.2619 | 0.26544 | 0.26498 | 0.26805 | 0.26986
| Commissioning_Com, E - TotE [Building w Oil Heat] | Large Retail | Total Electric | NC | 0.15 | 0.19174 | 0.22914 | 0.25474 | 0.26201 | 0.27302 | 0.27937 | 0.2719 | 0.27375 | 0.27311
| Commissioning_Com, O - TotF [Building w Oil Heat] | Large Retail |  | NC | 0.15 | 0.19159 | 0.2291 | 0.25153 | 0.25919 | 0.2616 | 0.2633 | 0.25978 | 0.25918 | 0.25742
| Commissioning_Com, E - TotE [Building w Propane Heat] | Large Retail | Total Electric | NC | 0.15 | 0.19018 | 0.22563 | 0.24946 | 0.25563 | 0.26578 | 0.27117 | 0.26392 | 0.26572 | 0.2651
| Commissioning_Com, P - TotF [Building w Propane Heat] | Large Retail |  | NC | 0.15 | 0.19002 | 0.22559 | 0.24631 | 0.25288 | 0.25467 | 0.25557 | 0.25215 | 0.25157 | 0.24986
| Integrated Building Design_Com, E - TotE [Building w Elec Heat] | Large Retail | Total Electric | NC | 0.07 | 0.10291 | 0.14212 | 0.17866 | 0.19929 | 0.21514 | 0.22002 | 0.21065 | 0.20081 | 0.18383
| Integrated Building Design_Com, E - TotE [Building w Gas Heat] | Large Retail | Total Electric | NC | 0.07 | 0.10291 | 0.14212 | 0.17866 | 0.19929 | 0.21514 | 0.22002 | 0.21065 | 0.20081 | 0.18383
| Integrated Building Design_Com, G - TotF [Building w Gas Heat] | Large Retail |  | NC | 0.07 | 0.10393 | 0.1443 | 0.17971 | 0.20225 | 0.21341 | 0.21697 | 0.21305 | 0.20407 | 0.18851
| Integrated Building Design_Com, E - TotE [Building w Oil Heat] | Large Retail | Total Electric | NC | 0.07 | 0.10291 | 0.14212 | 0.17866 | 0.19929 | 0.21514 | 0.22002 | 0.21065 | 0.20081 | 0.18383
| Integrated Building Design_Com, O - TotF [Building w Oil Heat] | Large Retail |  | NC | 0.07 | 0.10283 | 0.1421 | 0.1764 | 0.19714 | 0.20614 | 0.20737 | 0.20125 | 0.19012 | 0.17326
| Integrated Building Design_Com, E - TotE [Building w Propane Heat] | Large Retail | Total Electric | NC | 0.07 | 0.10291 | 0.14212 | 0.17866 | 0.19929 | 0.21514 | 0.22002 | 0.21065 | 0.20081 | 0.18383
| Integrated Building Design_Com, P - TotF [Building w Propane Heat] | Large Retail |  | NC | 0.07 | 0.10283 | 0.1421 | 0.1764 | 0.19714 | 0.20614 | 0.20737 | 0.20125 | 0.19012 | 0.17326
| Deep Energy Retrofit_Com, E - TotE [Building w Elec Heat] | Large Retail | Total Electric | RET | 0.0041128 | 0.0088995 | 0.017553 | 0.026829 | 0.034293 | 0.038922 | 0.040686 | 0.041864 | 0.042251 | 0.041341
| Deep Energy Retrofit_Com, E - TotE [Building w Gas Heat] | Large Retail | Total Electric | RET | 0.0037154 | 0.0080394 | 0.015857 | 0.024236 | 0.030979 | 0.03516 | 0.036754 | 0.037819 | 0.038168 | 0.037346
| Deep Energy Retrofit_Com, G - TotF [Building w Gas Heat] | Large Retail |  | RET | 0.0037154 | 0.0082493 | 0.015536 | 0.023846 | 0.030576 | 0.034626 | 0.03672 | 0.037057 | 0.037274 | 0.037458
| Deep Energy Retrofit_Com, E - TotE [Building w Oil Heat] | Large Retail | Total Electric | RET | 0.003865 | 0.0083632 | 0.016495 | 0.025212 | 0.032226 | 0.036576 | 0.038234 | 0.039342 | 0.039705 | 0.03885
| Deep Energy Retrofit_Com, O - TotF [Building w Oil Heat] | Large Retail |  | RET | 0.003865 | 0.0084907 | 0.015915 | 0.024349 | 0.031005 | 0.034793 | 0.036509 | 0.036414 | 0.036125 | 0.035815
| Deep Energy Retrofit_Com, E - TotE [Building w Propane Heat] | Large Retail | Total Electric | RET | 0.0037343 | 0.0080804 | 0.015937 | 0.024359 | 0.031137 | 0.035339 | 0.036941 | 0.038011 | 0.038363 | 0.037536
| Deep Energy Retrofit_Com, P - TotF [Building w Propane Heat] | Large Retail |  | RET | 0.0037343 | 0.0082036 | 0.015377 | 0.023526 | 0.029956 | 0.033616 | 0.035274 | 0.035183 | 0.034903 | 0.034604
| EMS_Com, E - TotE [Building w Elec Heat] | Large Retail | Total Electric | NC | 0.07 | 0.070879 | 0.080856 | 0.10096 | 0.12309 | 0.1443 | 0.15469 | 0.15234 | 0.1548 | 0.15407
| EMS_Com, E - TotE [Building w Elec Heat] | Large Retail | Total Electric | RET | 0.0029614 | 0.0042009 | 0.0079706 | 0.013966 | 0.019495 | 0.022439 | 0.02323 | 0.024115 | 0.024338 | 0.023813
| EMS_Com, E - TotE [Building w Gas Heat] | Large Retail | Total Electric | NC | 0.07 | 0.070879 | 0.080856 | 0.10096 | 0.12309 | 0.1443 | 0.15469 | 0.15234 | 0.1548 | 0.15407
| EMS_Com, E - TotE [Building w Gas Heat] | Large Retail | Total Electric | RET | 0.0021753 | 0.0030858 | 0.0058549 | 0.010259 | 0.01432 | 0.016483 | 0.017064 | 0.017714 | 0.017877 | 0.017492
| EMS_Com, G - TotF [Building w Gas Heat] | Large Retail |  | NC | 0.07 | 0.071579 | 0.082093 | 0.10156 | 0.12492 | 0.14314 | 0.15254 | 0.15408 | 0.15731 | 0.158
| EMS_Com, G - TotF [Building w Gas Heat] | Large Retail |  | RET | 0.0021753 | 0.0031664 | 0.0057363 | 0.010094 | 0.014134 | 0.016232 | 0.017048 | 0.017357 | 0.017458 | 0.017545
| EMS_Com, E - TotE [Building w Oil Heat] | Large Retail | Total Electric | NC | 0.07 | 0.070879 | 0.080856 | 0.10096 | 0.12309 | 0.1443 | 0.15469 | 0.15234 | 0.1548 | 0.15407
| EMS_Com, E - TotE [Building w Oil Heat] | Large Retail | Total Electric | RET | 0.0019745 | 0.002801 | 0.0053145 | 0.009312 | 0.012999 | 0.014962 | 0.015489 | 0.016079 | 0.016228 | 0.015878
| EMS_Com, O - TotF [Building w Oil Heat] | Large Retail |  | NC | 0.07 | 0.070821 | 0.080842 | 0.099685 | 0.12177 | 0.13826 | 0.14579 | 0.14554 | 0.14656 | 0.14522
| EMS_Com, O - TotF [Building w Oil Heat] | Large Retail |  | RET | 0.0019745 | 0.0028437 | 0.0051276 | 0.0089934 | 0.012506 | 0.014232 | 0.01479 | 0.014883 | 0.014764 | 0.014638
| EMS_Com, E - TotE [Building w Propane Heat] | Large Retail | Total Electric | NC | 0.07 | 0.070879 | 0.080856 | 0.10096 | 0.12309 | 0.1443 | 0.15469 | 0.15234 | 0.1548 | 0.15407
| EMS_Com, E - TotE [Building w Propane Heat] | Large Retail | Total Electric | RET | 0.0019785 | 0.0028066 | 0.0053251 | 0.0093306 | 0.013025 | 0.014992 | 0.01552 | 0.016111 | 0.01626 | 0.01591
| EMS_Com, P - TotF [Building w Propane Heat] | Large Retail |  | NC | 0.07 | 0.070821 | 0.080842 | 0.099685 | 0.12177 | 0.13826 | 0.14579 | 0.14554 | 0.14656 | 0.14522
| EMS_Com, P - TotF [Building w Propane Heat] | Large Retail |  | RET | 0.0019785 | 0.0028494 | 0.0051378 | 0.0090113 | 0.012531 | 0.014261 | 0.01482 | 0.014912 | 0.014794 | 0.014667
| VFDs on HVAC Pumps_Com, E - Oth | Large Retail | Other | RET | 0.0043706 | 0.015132 | 0.031452 | 0.040253 | 0.043082 | 0.043963 | 0.043468 | 0.044488 | 0.044899 | 0.043932
| ECM Circulators_Com, E - Oth | Large Retail | Other | RET | 0.007769 | 0.020058 | 0.032864 | 0.03751 | 0.038756 | 0.039073 | 0.038633 | 0.03954 | 0.039905 | 0.039046
| Motors_Com, E - Oth | Large Retail | Other | NC | 0.3 | 0.41302 | 0.46028 | 0.46707 | 0.44799 | 0.44486 | 0.44424 | 0.43236 | 0.43095 | 0.42565
| Motors_Com, E - Oth | Large Retail | Other | RET | 0.003203 | 0.011054 | 0.022718 | 0.028424 | 0.02954 | 0.029205 | 0.02796 | 0.027782 | 0.027223 | 0.025863
| Motors_Com, E - Oth | Large Retail | Other | REPL | 0.3 | 0.42217 | 0.49998 | 0.50276 | 0.49001 | 0.47388 | 0.45129 | 0.44545 | 0.43299 | 0.40744
| Ext Area Ltg_Com, E - ExtL | Large Retail | Exterior Lighting | NC | 0.16 | 0.17828 | 0.19882 | 0.21895 | 0.20849 | 0.20703 | 0.20675 | 0.20122 | 0.20056 | 0.1981
| Ext Area Ltg_Com, E - ExtL | Large Retail | Exterior Lighting | RET | 0.019391 | 0.035728 | 0.045159 | 0.046017 | 0.045082 | 0.048763 | 0.048213 | 0.049345 | 0.049801 | 0.048729
| Ext Area Ltg_Com, E - ExtL | Large Retail | Exterior Lighting | REPL | 0.16 | 0.17449 | 0.20143 | 0.21457 | 0.20261 | 0.22927 | 0.25063 | 0.25651 | 0.25888 | 0.2533
| Street Ltg_Com, E - ExtL | Large Retail | Exterior Lighting | NC | 0.25 | 0.26273 | 0.30726 | 0.34277 | 0.33901 | 0.34268 | 0.34378 | 0.33459 | 0.33349 | 0.32939
| Street Ltg_Com, E - ExtL | Large Retail | Exterior Lighting | RET | 0.019711 | 0.03328 | 0.043621 | 0.045871 | 0.045723 | 0.049567 | 0.049009 | 0.050159 | 0.050623 | 0.049533
| Street Ltg_Com, E - ExtL | Large Retail | Exterior Lighting | REPL | 0.25 | 0.25775 | 0.31262 | 0.33752 | 0.33087 | 0.38061 | 0.41673 | 0.42652 | 0.43046 | 0.42119
| Ext Ltg Ctrls_Com, E - ExtL | Large Retail | Exterior Lighting | RET | 0.019547 | 0.03532 | 0.046213 | 0.048612 | 0.049024 | 0.049155 | 0.048601 | 0.049742 | 0.050202 | 0.049121
| Ext Ltg Dsgn_Com, E - ExtL | Large Retail | Exterior Lighting | NC | 0.013 | 0.018767 | 0.027112 | 0.038481 | 0.045504 | 0.05327 | 0.054659 | 0.053771 | 0.053595 | 0.052936
| Ext Ltg Dsgn_Com, E - ExtL | Large Retail | Exterior Lighting | REPL | 0.013 | 0.019466 | 0.030588 | 0.04437 | 0.055176 | 0.065222 | 0.066259 | 0.068545 | 0.069179 | 0.067688
| Int Ltg Ctrls_Com, E - IntL [No Heat] | Large Retail | Interior Lighting | RET | 0.027878 | 0.039188 | 0.045906 | 0.046736 | 0.046612 | 0.046737 | 0.04621 | 0.047295 | 0.047732 | 0.046704
| Int Ltg Ctrls_Com, E - IntL [Electric Heat] | Large Retail | Interior Lighting | RET | 0.02668 | 0.037504 | 0.043934 | 0.044728 | 0.04461 | 0.044729 | 0.044225 | 0.045263 | 0.045682 | 0.044698
| Int Ltg Ctrls_Com, E/G - IntL | Large Retail | Interior Lighting | RET | 0.026684 | 0.037509 | 0.043939 | 0.044733 | 0.044615 | 0.044735 | 0.04423 | 0.045269 | 0.045687 | 0.044703
| Int Ltg Ctrls_Com, E/O - IntL | Large Retail | Interior Lighting | RET | 0.025064 | 0.035231 | 0.041271 | 0.042017 | 0.041906 | 0.042019 | 0.041545 | 0.04252 | 0.042913 | 0.041989
| Int Ltg Ctrls_Com, E/P - IntL | Large Retail | Interior Lighting | RET | 0.019673 | 0.027653 | 0.032394 | 0.03298 | 0.032893 | 0.032981 | 0.032609 | 0.033375 | 0.033683 | 0.032958
| Exit Sign RetFit_Com, E - IntL [No Heat] | Large Retail | Interior Lighting | RET | 0.029474 | 0.041431 | 0.048534 | 0.049411 | 0.049281 | 0.049413 | 0.048856 | 0.050003 | 0.050465 | 0.049378
| Exit Sign RetFit_Com, E - IntL [Electric Heat] | Large Retail | Interior Lighting | RET | 0.029016 | 0.040787 | 0.04778 | 0.048643 | 0.048515 | 0.048645 | 0.048096 | 0.049225 | 0.049681 | 0.04861
| Exit Sign RetFit_Com, E/G - IntL | Large Retail | Interior Lighting | RET | 0.028555 | 0.040138 | 0.04702 | 0.04787 | 0.047743 | 0.047871 | 0.047331 | 0.048442 | 0.04889 | 0.047837
| Exit Sign RetFit_Com, E/O - IntL | Large Retail | Interior Lighting | RET | 0.027214 | 0.038253 | 0.044812 | 0.045622 | 0.045501 | 0.045623 | 0.045109 | 0.046168 | 0.046594 | 0.045591
| Exit Sign RetFit_Com, E/P - IntL | Large Retail | Interior Lighting | RET | 0.021074 | 0.029623 | 0.034701 | 0.035328 | 0.035235 | 0.035329 | 0.034931 | 0.035751 | 0.036082 | 0.035305
| LED HiLo Bay_Com, E - IntL [No Heat] | Large Retail | Interior Lighting | NC | 0.3 | 0.50976 | 0.59046 | 0.59877 | 0.57043 | 0.56644 | 0.56566 | 0.55054 | 0.54874 | 0.54199
| LED HiLo Bay_Com, E - IntL [No Heat] | Large Retail | Interior Lighting | RET | 0.014324 | 0.027614 | 0.042554 | 0.047679 | 0.05238 | 0.050494 | 0.047998 | 0.053134 | 0.056997 | 0.057205
| LED HiLo Bay_Com, E - IntL [No Heat] | Large Retail | Interior Lighting | REPL | 0.3 | 0.50605 | 0.60893 | 0.59646 | 0.55792 | 0.51968 | 0.47454 | 0.44044 | 0.39379 | 0.37539
| LED HiLo Bay_Com, E - IntL [Electric Heat] | Large Retail | Interior Lighting | NC | 0.3 | 0.47908 | 0.54169 | 0.54569 | 0.51878 | 0.51515 | 0.51444 | 0.50069 | 0.49906 | 0.49291
| LED HiLo Bay_Com, E - IntL [Electric Heat] | Large Retail | Interior Lighting | RET | 0.012937 | 0.024964 | 0.038544 | 0.043311 | 0.047742 | 0.046201 | 0.044089 | 0.048995 | 0.052789 | 0.053128
| LED HiLo Bay_Com, E - IntL [Electric Heat] | Large Retail | Interior Lighting | REPL | 0.3 | 0.47765 | 0.56371 | 0.55187 | 0.51918 | 0.48794 | 0.45016 | 0.42358 | 0.38582 | 0.37286
| LED HiLo Bay_Com, E/G - IntL | Large Retail | Interior Lighting | NC | 0.3 | 0.49103 | 0.56047 | 0.56606 | 0.53859 | 0.53482 | 0.53408 | 0.5198 | 0.51811 | 0.51173
| LED HiLo Bay_Com, E/G - IntL | Large Retail | Interior Lighting | RET | 0.01404 | 0.027073 | 0.041737 | 0.046792 | 0.05144 | 0.049627 | 0.047212 | 0.052305 | 0.056158 | 0.056395
| LED HiLo Bay_Com, E/G - IntL | Large Retail | Interior Lighting | REPL | 0.3 | 0.48789 | 0.57908 | 0.56563 | 0.52928 | 0.49392 | 0.45199 | 0.42074 | 0.37768 | 0.3611
| LED HiLo Bay_Com, E/O - IntL | Large Retail | Interior Lighting | NC | 0.3 | 0.47038 | 0.5282 | 0.53111 | 0.50463 | 0.5011 | 0.50041 | 0.48703 | 0.48544 | 0.47947
| LED HiLo Bay_Com, E/O - IntL | Large Retail | Interior Lighting | RET | 0.013229 | 0.025523 | 0.039391 | 0.044236 | 0.048726 | 0.047116 | 0.044925 | 0.049884 | 0.053697 | 0.05401
| LED HiLo Bay_Com, E/O - IntL | Large Retail | Interior Lighting | REPL | 0.3 | 0.46856 | 0.54863 | 0.53543 | 0.50261 | 0.47149 | 0.43407 | 0.4073 | 0.36962 | 0.35624
| LED HiLo Bay_Com, E/P - IntL | Large Retail | Interior Lighting | NC | 0.3 | 0.41635 | 0.44769 | 0.44504 | 0.42136 | 0.41841 | 0.41784 | 0.40667 | 0.40534 | 0.40035
| LED HiLo Bay_Com, E/P - IntL | Large Retail | Interior Lighting | RET | 0.011181 | 0.021601 | 0.033431 | 0.037703 | 0.041737 | 0.040589 | 0.038923 | 0.043466 | 0.047091 | 0.047562
| LED HiLo Bay_Com, E/P - IntL | Large Retail | Interior Lighting | REPL | 0.3 | 0.41738 | 0.47121 | 0.45865 | 0.4338 | 0.41205 | 0.38475 | 0.3677 | 0.34186 | 0.33521
| Repl Scre_Com, E - IntL [No Heat] | Large Retail | Interior Lighting | NC | 0.3 | 0.57734 | 0 | 0 | 0 | 0 | 0 | 0 | 0 | 0
| Repl Scre_Com, E - IntL [No Heat] | Large Retail | Interior Lighting | RET | 0.089529 | 0.10333 | 0 | 0 | 0 | 0 | 0 | 0 | 0 | 0
| Repl Scre_Com, E - IntL [No Heat] | Large Retail | Interior Lighting | REPL | 0.3 | 0.59886 | 0 | 0 | 0 | 0 | 0 | 0 | 0 | 0
| Repl Scre_Com, E - IntL [Electric Heat] | Large Retail | Interior Lighting | NC | 0.3 | 0.57722 | 0 | 0 | 0 | 0 | 0 | 0 | 0 | 0
| Repl Scre_Com, E - IntL [Electric Heat] | Large Retail | Interior Lighting | RET | 0.083255 | 0.096087 | 0 | 0 | 0 | 0 | 0 | 0 | 0 | 0
| Repl Scre_Com, E - IntL [Electric Heat] | Large Retail | Interior Lighting | REPL | 0.3 | 0.59875 | 0 | 0 | 0 | 0 | 0 | 0 | 0 | 0
| Repl Scre_Com, E/G - IntL | Large Retail | Interior Lighting | NC | 0.3 | 0.56669 | 0 | 0 | 0 | 0 | 0 | 0 | 0 | 0
| Repl Scre_Com, E/G - IntL | Large Retail | Interior Lighting | RET | 0.087786 | 0.10132 | 0 | 0 | 0 | 0 | 0 | 0 | 0 | 0
| Repl Scre_Com, E/G - IntL | Large Retail | Interior Lighting | REPL | 0.3 | 0.58782 | 0 | 0 | 0 | 0 | 0 | 0 | 0 | 0
| Repl Scre_Com, E/O - IntL | Large Retail | Interior Lighting | NC | 0.3 | 0.5447 | 0 | 0 | 0 | 0 | 0 | 0 | 0 | 0
| Repl Scre_Com, E/O - IntL | Large Retail | Interior Lighting | RET | 0.079584 | 0.091851 | 0 | 0 | 0 | 0 | 0 | 0 | 0 | 0
| Repl Scre_Com, E/O - IntL | Large Retail | Interior Lighting | REPL | 0.3 | 0.565 | 0 | 0 | 0 | 0 | 0 | 0 | 0 | 0
| Repl Scre_Com, E/P - IntL | Large Retail | Interior Lighting | NC | 0.3 | 0.47418 | 0 | 0 | 0 | 0 | 0 | 0 | 0 | 0
| Repl Scre_Com, E/P - IntL | Large Retail | Interior Lighting | RET | 0.061918 | 0.071462 | 0 | 0 | 0 | 0 | 0 | 0 | 0 | 0
| Repl Scre_Com, E/P - IntL | Large Retail | Interior Lighting | REPL | 0.3 | 0.49186 | 0 | 0 | 0 | 0 | 0 | 0 | 0 | 0
| Lin LED Fixture_Com, E - IntL [No Heat] | Large Retail | Interior Lighting | NC | 0.045 | 0.060362 | 0.087124 | 0.10234 | 0.10112 | 0.09982 | 0.099682 | 0.097017 | 0.096701 | 0.09551
| Lin LED Fixture_Com, E - IntL [No Heat] | Large Retail | Interior Lighting | RET | 0.0027879 | 0.0029146 | 0.0034106 | 0.003613 | 0.0036699 | 0.0036912 | 0.003639 | 0.0037136 | 0.0038187 | 0.0037364
| Lin LED Fixture_Com, E - IntL [No Heat] | Large Retail | Interior Lighting | REPL | 0.045 | 0.062251 | 0.097397 | 0.1165 | 0.12059 | 0.11975 | 0.11795 | 0.12026 | 0.12482 | 0.12213
| Lin LED Fixture_Com, E - IntL [Electric Heat] | Large Retail | Interior Lighting | NC | 0.045 | 0.060362 | 0.087124 | 0.10234 | 0.10112 | 0.09982 | 0.099682 | 0.097017 | 0.096701 | 0.09551
| Lin LED Fixture_Com, E - IntL [Electric Heat] | Large Retail | Interior Lighting | RET | 0.0024153 | 0.0025258 | 0.0029566 | 0.0031331 | 0.0031837 | 0.0032034 | 0.0031593 | 0.0032254 | 0.0033083 | 0.0032371
| Lin LED Fixture_Com, E - IntL [Electric Heat] | Large Retail | Interior Lighting | REPL | 0.045 | 0.062299 | 0.097518 | 0.1167 | 0.12086 | 0.12008 | 0.11834 | 0.12072 | 0.12482 | 0.12213
| Lin LED Fixture_Com, E/G - IntL | Large Retail | Interior Lighting | NC | 0.045 | 0.060362 | 0.087124 | 0.10234 | 0.10112 | 0.09982 | 0.099682 | 0.097017 | 0.096701 | 0.09551
| Lin LED Fixture_Com, E/G - IntL | Large Retail | Interior Lighting | RET | 0.0026801 | 0.0028021 | 0.0032793 | 0.0034743 | 0.0035294 | 0.0035503 | 0.0035004 | 0.0035726 | 0.003671 | 0.0035919
| Lin LED Fixture_Com, E/G - IntL | Large Retail | Interior Lighting | REPL | 0.045 | 0.062265 | 0.097432 | 0.11656 | 0.12067 | 0.11984 | 0.11806 | 0.12039 | 0.12482 | 0.12213
| Lin LED Fixture_Com, E/O - IntL | Large Retail | Interior Lighting | NC | 0.045 | 0.060362 | 0.087124 | 0.10234 | 0.10112 | 0.09982 | 0.099682 | 0.097017 | 0.096701 | 0.09551
| Lin LED Fixture_Com, E/O - IntL | Large Retail | Interior Lighting | RET | 0.0025508 | 0.0026672 | 0.0031217 | 0.0033078 | 0.0033607 | 0.003381 | 0.003334 | 0.0034032 | 0.003494 | 0.0034187
| Lin LED Fixture_Com, E/O - IntL | Large Retail | Interior Lighting | REPL | 0.045 | 0.062281 | 0.097474 | 0.11662 | 0.12076 | 0.11996 | 0.1182 | 0.12055 | 0.12482 | 0.12213
| Lin LED Fixture_Com, E/P - IntL | Large Retail | Interior Lighting | NC | 0.045 | 0.060362 | 0.087124 | 0.10234 | 0.10112 | 0.09982 | 0.099682 | 0.097017 | 0.096701 | 0.09551
| Lin LED Fixture_Com, E/P - IntL | Large Retail | Interior Lighting | RET | 0.0023062 | 0.0024119 | 0.0028235 | 0.0029924 | 0.003041 | 0.0030602 | 0.0030184 | 0.0030819 | 0.0031588 | 0.0030908
| Lin LED Fixture_Com, E/P - IntL | Large Retail | Interior Lighting | REPL | 0.045 | 0.062313 | 0.097553 | 0.11676 | 0.12094 | 0.12018 | 0.11845 | 0.12085 | 0.12482 | 0.12213
| LED Tube Repl_Com, E - IntL [No Heat] | Large Retail | Interior Lighting | RET | 0.025473 | 0.026157 | 0.030023 | 0.031123 | 0.030886 | 0.032593 | 0.033606 | 0.034571 | 0.034891 | 0.034139
| LED Tube Repl_Com, E - IntL [No Heat] | Large Retail | Interior Lighting | REPL | 0.255 | 0.33604 | 0.51045 | 0.59073 | 0.59033 | 0.61074 | 0.62591 | 0.66318 | 0.69209 | 0.69206
| LED Tube Repl_Com, E - IntL [Electric Heat] | Large Retail | Interior Lighting | RET | 0.025289 | 0.025972 | 0.029815 | 0.030914 | 0.030684 | 0.032385 | 0.033395 | 0.034322 | 0.03464 | 0.033893
| LED Tube Repl_Com, E - IntL [Electric Heat] | Large Retail | Interior Lighting | REPL | 0.255 | 0.33618 | 0.51079 | 0.5913 | 0.59108 | 0.61166 | 0.62699 | 0.66445 | 0.69355 | 0.69206
| LED Tube Repl_Com, E/G - IntL | Large Retail | Interior Lighting | RET | 0.024968 | 0.025649 | 0.029452 | 0.030547 | 0.03033 | 0.032018 | 0.033025 | 0.033886 | 0.034199 | 0.033463
| LED Tube Repl_Com, E/G - IntL | Large Retail | Interior Lighting | REPL | 0.255 | 0.33641 | 0.51137 | 0.59228 | 0.5924 | 0.61327 | 0.62887 | 0.66668 | 0.6961 | 0.69206
| LED Tube Repl_Com, E/O - IntL | Large Retail | Interior Lighting | RET | 0.023411 | 0.024079 | 0.027687 | 0.028759 | 0.028601 | 0.030228 | 0.031044 | 0.031773 | 0.032067 | 0.031376
| LED Tube Repl_Com, E/O - IntL | Large Retail | Interior Lighting | REPL | 0.255 | 0.33756 | 0.51422 | 0.59704 | 0.59878 | 0.62108 | 0.63801 | 0.67748 | 0.7073 | 0.69206
| LED Tube Repl_Com, E/P - IntL | Large Retail | Interior Lighting | RET | 0.017281 | 0.017862 | 0.020646 | 0.021572 | 0.021589 | 0.022921 | 0.022916 | 0.023454 | 0.023671 | 0.023161
| LED Tube Repl_Com, E/P - IntL | Large Retail | Interior Lighting | REPL | 0.255 | 0.34208 | 0.52543 | 0.6158 | 0.62391 | 0.65179 | 0.67397 | 0.70082 | 0.7073 | 0.69206
| Repl pin CFL wLED_Com, E - IntL [No Heat] | Large Retail | Interior Lighting | RET | 0.02223 | 0.031148 | 0.035521 | 0.035217 | 0.034222 | 0.037267 | 0.036847 | 0.037712 | 0.038061 | 0.037241
| Repl pin CFL wLED_Com, E - IntL [No Heat] | Large Retail | Interior Lighting | REPL | 0.3 | 0.48903 | 0.58749 | 0.58266 | 0.55852 | 0.60849 | 0.64956 | 0.67857 | 0.68485 | 0.67009
| Repl pin CFL wLED_Com, E - IntL [Electric Heat] | Large Retail | Interior Lighting | RET | 0.022522 | 0.031551 | 0.035972 | 0.035652 | 0.034634 | 0.037757 | 0.037332 | 0.038208 | 0.038561 | 0.037731
| Repl pin CFL wLED_Com, E - IntL [Electric Heat] | Large Retail | Interior Lighting | REPL | 0.3 | 0.49277 | 0.59361 | 0.5889 | 0.56428 | 0.61457 | 0.65586 | 0.68736 | 0.69371 | 0.67877
| Repl pin CFL wLED_Com, E/G - IntL | Large Retail | Interior Lighting | RET | 0.02216 | 0.031051 | 0.035414 | 0.035113 | 0.034124 | 0.03715 | 0.036732 | 0.037594 | 0.037941 | 0.037124
| Repl pin CFL wLED_Com, E/G - IntL | Large Retail | Interior Lighting | REPL | 0.3 | 0.48789 | 0.58562 | 0.58073 | 0.55671 | 0.60657 | 0.64756 | 0.67596 | 0.68221 | 0.66751
| Repl pin CFL wLED_Com, E/O - IntL | Large Retail | Interior Lighting | RET | 0.02108 | 0.029559 | 0.033747 | 0.033498 | 0.032593 | 0.03534 | 0.034942 | 0.035762 | 0.036093 | 0.035315
| Repl pin CFL wLED_Com, E/O - IntL | Large Retail | Interior Lighting | REPL | 0.3 | 0.47281 | 0.56123 | 0.5558 | 0.53351 | 0.582 | 0.62196 | 0.64164 | 0.64757 | 0.63362
| Repl pin CFL wLED_Com, E/P - IntL | Large Retail | Interior Lighting | RET | 0.017936 | 0.025202 | 0.028859 | 0.028742 | 0.028061 | 0.03007 | 0.029731 | 0.030429 | 0.03071 | 0.030049
| Repl pin CFL wLED_Com, E/P - IntL | Large Retail | Interior Lighting | REPL | 0.3 | 0.42886 | 0.49269 | 0.48606 | 0.4683 | 0.51258 | 0.5355 | 0.54807 | 0.55314 | 0.54122
| Refrig Case LED_Com, E - IntL | Large Retail | Interior Lighting | NC | 0.3 | 0.56023 | 0.67464 | 0.69168 | 0.66125 | 0.65662 | 0.65572 | 0.63818 | 0.6361 | 0.62827
| Refrig Case LED_Com, E - IntL | Large Retail | Interior Lighting | RET | 0.026641 | 0.037363 | 0.042666 | 0.042362 | 0.041228 | 0.040421 | 0.039078 | 0.039107 | 0.043344 | 0.044632
| Refrig Case LED_Com, E - IntL | Large Retail | Interior Lighting | REPL | 0.3 | 0.54303 | 0.67834 | 0.67537 | 0.64337 | 0.6094 | 0.56723 | 0.54443 | 0.59853 | 0.63365
| Refrig Case Ctrls_Com, E - IntL | Large Retail | Interior Lighting | RET | 0.019017 | 0.026732 | 0.031315 | 0.031881 | 0.031797 | 0.031882 | 0.031522 | 0.032262 | 0.032561 | 0.031859
| Stair Occ Sensor_Com, E - IntL [No Heat] | Large Retail | Interior Lighting | NC | 0.3 | 0.48237 | 0.58377 | 0.61098 | 0.59229 | 0.59024 | 0.58943 | 0.57367 | 0.5718 | 0.56476
| Stair Occ Sensor_Com, E - IntL [No Heat] | Large Retail | Interior Lighting | RET | 0.017961 | 0.025193 | 0.030277 | 0.031305 | 0.031532 | 0.031617 | 0.03126 | 0.031994 | 0.03229 | 0.031594
| Stair Occ Sensor_Com, E - IntL [Electric Heat] | Large Retail | Interior Lighting | NC | 0.3 | 0.47194 | 0.56398 | 0.58736 | 0.56847 | 0.56611 | 0.56533 | 0.55022 | 0.54842 | 0.54167
| Stair Occ Sensor_Com, E - IntL [Electric Heat] | Large Retail | Interior Lighting | RET | 0.017227 | 0.025002 | 0.02965 | 0.030289 | 0.030243 | 0.030324 | 0.029982 | 0.030686 | 0.03097 | 0.030303
| Stair Occ Sensor_Com, E/G - IntL | Large Retail | Interior Lighting | NC | 0.3 | 0.47174 | 0.56361 | 0.58691 | 0.56802 | 0.56566 | 0.56488 | 0.54978 | 0.54798 | 0.54124
| Stair Occ Sensor_Com, E/G - IntL | Large Retail | Interior Lighting | RET | 0.017213 | 0.024982 | 0.029626 | 0.030265 | 0.030219 | 0.0303 | 0.029958 | 0.030662 | 0.030945 | 0.030278
| Stair Occ Sensor_Com, E/O - IntL | Large Retail | Interior Lighting | NC | 0.3 | 0.45815 | 0.53849 | 0.55725 | 0.53822 | 0.53551 | 0.53477 | 0.52047 | 0.51878 | 0.51239
| Stair Occ Sensor_Com, E/O - IntL | Large Retail | Interior Lighting | RET | 0.016295 | 0.02365 | 0.028047 | 0.028651 | 0.028608 | 0.028685 | 0.028362 | 0.029027 | 0.029296 | 0.028665
| Stair Occ Sensor_Com, E/P - IntL | Large Retail | Interior Lighting | NC | 0.3 | 0.40378 | 0.44519 | 0.45006 | 0.43093 | 0.42792 | 0.42733 | 0.41591 | 0.41455 | 0.40945
| Stair Occ Sensor_Com, E/P - IntL | Large Retail | Interior Lighting | RET | 0.013022 | 0.018899 | 0.022412 | 0.022895 | 0.022861 | 0.022922 | 0.022663 | 0.023195 | 0.02341 | 0.022906
| Int Delamping_Com, E - IntL [No Heat] | Large Retail | Interior Lighting | RET | 0.020061 | 0.028138 | 0.033816 | 0.034964 | 0.035219 | 0.035313 | 0.034915 | 0.035735 | 0.036065 | 0.035288
| Int Delamping_Com, E - IntL [Electric Heat] | Large Retail | Interior Lighting | RET | 0.020063 | 0.028141 | 0.03382 | 0.034968 | 0.035222 | 0.035317 | 0.034919 | 0.035738 | 0.036069 | 0.035292
| Int Delamping_Com, E/G - IntL | Large Retail | Interior Lighting | RET | 0.019935 | 0.027961 | 0.033604 | 0.034745 | 0.034998 | 0.035091 | 0.034696 | 0.03551 | 0.035839 | 0.035067
| Int Delamping_Com, E/O - IntL | Large Retail | Interior Lighting | RET | 0.019463 | 0.027299 | 0.032809 | 0.033923 | 0.034169 | 0.034261 | 0.033875 | 0.03467 | 0.03499 | 0.034237
| Int Delamping_Com, E/P - IntL | Large Retail | Interior Lighting | RET | 0.015132 | 0.021224 | 0.025507 | 0.026373 | 0.026565 | 0.026636 | 0.026336 | 0.026954 | 0.027204 | 0.026618
| Int Ltg Dsgn_Com, E - IntL [No Heat] | Large Retail | Interior Lighting | NC | 0.2 | 0.33792 | 0.46072 | 0.52956 | 0.54007 | 0.55302 | 0.55903 | 0.54458 | 0.5428 | 0.53612
| Int Ltg Dsgn_Com, E - IntL [Electric Heat] | Large Retail | Interior Lighting | NC | 0.2 | 0.33916 | 0.46383 | 0.53415 | 0.54526 | 0.55856 | 0.56472 | 0.55018 | 0.54839 | 0.54164
| Int Ltg Dsgn_Com, E/G - IntL | Large Retail | Interior Lighting | NC | 0.2 | 0.33332 | 0.44928 | 0.51278 | 0.52117 | 0.53288 | 0.53835 | 0.52423 | 0.52252 | 0.51609
| Int Ltg Dsgn_Com, E/O - IntL | Large Retail | Interior Lighting | NC | 0.2 | 0.32691 | 0.43367 | 0.49022 | 0.49594 | 0.50608 | 0.51087 | 0.49722 | 0.49559 | 0.48949
| Int Ltg Dsgn_Com, E/P - IntL | Large Retail | Interior Lighting | NC | 0.2 | 0.29661 | 0.36526 | 0.39578 | 0.3926 | 0.39734 | 0.39893 | 0.38826 | 0.38699 | 0.38223
| Room Air Conditioner_Com, E - Cool | Warehouse | Cooling | NC | 0.35 | 0.53219 | 0.62405 | 0.64521 | 0.62299 | 0.61977 | 0.61892 | 0.60237 | 0.60041 | 0.59302
| Room Air Conditioner_Com, E - Cool | Warehouse | Cooling | RET | 0.0012031 | 0.0014025 | 0.0022696 | 0.003326 | 0.0038247 | 0.0038229 | 0.0044226 | 0.0050809 | 0.0055616 | 0.0054418
| Room Air Conditioner_Com, E - Cool | Warehouse | Cooling | REPL | 0.35 | 0.55051 | 0.70033 | 0.73698 | 0.74456 | 0.74389 | 0.75027 | 0.76788 | 0.77498 | 0.75829
| Fast Acting Doors_Com, E - Cool | Warehouse | Cooling | NC | 0 | 0 | 0 | 0 | 0 | 0 | 0 | 0 | 0 | 0
| Fast Acting Doors_Com, E - Cool | Warehouse | Cooling | RET | 0 | 0 | 0 | 0 | 0 | 0 | 0 | 0 | 0 | 0
| Fast Acting Doors_Com, E - Cool | Warehouse | Cooling | REPL | 0 | 0 | 0 | 0 | 0 | 0 | 0 | 0 | 0 | 0
| Mini Split Ductless AC_Com, E - Cool | Warehouse | Cooling | NC | 0 | 0 | 0 | 0 | 0 | 0 | 0 | 0 | 0 | 0
| Mini Split Ductless AC_Com, E - Cool | Warehouse | Cooling | RET | 0 | 0 | 0 | 0 | 0 | 0 | 0 | 0 | 0 | 0
| Mini Split Ductless AC_Com, E - Cool | Warehouse | Cooling | REPL | 0 | 0 | 0 | 0 | 0 | 0 | 0 | 0 | 0 | 0
| Eff Unitary AC_Com, E - Cool | Warehouse | Cooling | NC | 0.35 | 0.49552 | 0.55981 | 0.57087 | 0.54876 | 0.54492 | 0.54417 | 0.52962 | 0.52789 | 0.52139
| Eff Unitary AC_Com, E - Cool | Warehouse | Cooling | RET | 0.025686 | 0.024702 | 0.025568 | 0.024985 | 0.02456 | 0.024331 | 0.02377 | 0.025346 | 0.026388 | 0.025819
| Eff Unitary AC_Com, E - Cool | Warehouse | Cooling | REPL | 0.35 | 0.49815 | 0.60239 | 0.61765 | 0.61412 | 0.60548 | 0.58849 | 0.62569 | 0.65508 | 0.66406
| PTAC_Com, E - Cool | Warehouse | Cooling | NC | 0.35 | 0.46324 | 0.50679 | 0.51095 | 0.48865 | 0.48523 | 0.48456 | 0.4716 | 0.47007 | 0.46428
| PTAC_Com, E - Cool | Warehouse | Cooling | RET | 0.0022318 | 0.0028114 | 0.0048247 | 0.0075259 | 0.009219 | 0.0098135 | 0.0098193 | 0.010223 | 0.010317 | 0.010095
| PTAC_Com, E - Cool | Warehouse | Cooling | REPL | 0.35 | 0.47805 | 0.56614 | 0.57891 | 0.57673 | 0.5724 | 0.56005 | 0.60118 | 0.60674 | 0.59367
| Unitary Equipment Economizer_Com, E - Cool | Warehouse | Cooling | RET | 0.012398 | 0.022403 | 0.029312 | 0.030834 | 0.031095 | 0.031178 | 0.030826 | 0.03155 | 0.031842 | 0.031156
| AC Tuneup_Com, E - Cool [ASHP] | Warehouse | Cooling | RET | 0.0096645 | 0.024952 | 0.040882 | 0.046662 | 0.048212 | 0.048607 | 0.048059 | 0.049187 | 0.049642 | 0.048573
| AC Tuneup_Com, E - Heat [ASHP] | Warehouse | Space Heating | RET | 0.0096645 | 0.024952 | 0.040882 | 0.046662 | 0.048212 | 0.048607 | 0.048059 | 0.049187 | 0.049642 | 0.048573
| AC Tuneup_Com, E - Cool [Unitary AC] | Warehouse | Cooling | RET | 0.0088796 | 0.022925 | 0.037562 | 0.042872 | 0.044296 | 0.044659 | 0.044156 | 0.045192 | 0.04561 | 0.044628
| DCV_Com, E - Cool [Building w Elec Heat] | Warehouse | Cooling | RET | 0.014781 | 0.028962 | 0.042315 | 0.047295 | 0.048932 | 0.04956 | 0.049001 | 0.050151 | 0.050615 | 0.049525
| DCV_Com, E - Heat [Building w Elec Heat] | Warehouse | Space Heating | RET | 0.014781 | 0.028962 | 0.042315 | 0.047295 | 0.048932 | 0.04956 | 0.049001 | 0.050151 | 0.050615 | 0.049525
| DCV_Com, E - Vent [Building w Elec Heat] | Warehouse | Ventilation | RET | 0.014781 | 0.028962 | 0.042315 | 0.047295 | 0.048932 | 0.04956 | 0.049001 | 0.050151 | 0.050615 | 0.049525
| DCV_Com, E - Cool [Building w Gas Heat] | Warehouse | Cooling | RET | 0.014925 | 0.029244 | 0.042726 | 0.047755 | 0.049408 | 0.050042 | 0.049478 | 0.050639 | 0.051108 | 0.050007
| DCV_Com, G - Heat [Building w Gas Heat] | Warehouse |  | RET | 0.014925 | 0.030007 | 0.041861 | 0.046987 | 0.048765 | 0.049281 | 0.049432 | 0.049619 | 0.04991 | 0.050157
| DCV_Com, E - Vent [Building w Gas Heat] | Warehouse | Ventilation | RET | 0.014925 | 0.029244 | 0.042726 | 0.047755 | 0.049408 | 0.050042 | 0.049478 | 0.050639 | 0.051108 | 0.050007
| DCV_Com, E - Cool [Building w Oil Heat] | Warehouse | Cooling | RET | 0.015018 | 0.029426 | 0.042993 | 0.048053 | 0.049716 | 0.050354 | 0.049787 | 0.050955 | 0.051426 | 0.050319
| DCV_Com, O - Heat [Building w Oil Heat] | Warehouse |  | RET | 0.015018 | 0.029875 | 0.041481 | 0.046409 | 0.047831 | 0.047899 | 0.04754 | 0.047164 | 0.046789 | 0.046388
| DCV_Com, E - Vent [Building w Oil Heat] | Warehouse | Ventilation | RET | 0.015018 | 0.029426 | 0.042993 | 0.048053 | 0.049716 | 0.050354 | 0.049787 | 0.050955 | 0.051426 | 0.050319
| DCV_Com, E - Cool [Building w Propane Heat] | Warehouse | Cooling | RET | 0.01475 | 0.028902 | 0.042226 | 0.047196 | 0.04883 | 0.049456 | 0.048899 | 0.050047 | 0.05051 | 0.049421
| DCV_Com, P - Heat [Building w Propane Heat] | Warehouse |  | RET | 0.01475 | 0.029342 | 0.040741 | 0.045581 | 0.046978 | 0.047045 | 0.046692 | 0.046323 | 0.045955 | 0.04556
| DCV_Com, E - Vent [Building w Propane Heat] | Warehouse | Ventilation | RET | 0.01475 | 0.028902 | 0.042226 | 0.047196 | 0.04883 | 0.049456 | 0.048899 | 0.050047 | 0.05051 | 0.049421
| Controls for Unitary AC_Com, E - Cool | Warehouse | Cooling | RET | 0.010775 | 0.021112 | 0.030846 | 0.034476 | 0.035669 | 0.036127 | 0.03572 | 0.036558 | 0.036896 | 0.036102
| Optimized Unitary AC Sys_Com, E - Cool [Building w Elec Heat] | Warehouse | Cooling | NC | 0.15 | 0.23577 | 0.30322 | 0.3366 | 0.33761 | 0.34327 | 0.3457 | 0.33645 | 0.33536 | 0.33123
| Optimized Unitary AC Sys_Com, E - Heat [Building w Elec Heat] | Warehouse | Space Heating | NC | 0.15 | 0.23577 | 0.30322 | 0.3366 | 0.33761 | 0.34327 | 0.3457 | 0.33645 | 0.33536 | 0.33123
| Optimized Unitary AC Sys_Com, E - Cool [Building w Gas Heat] | Warehouse | Cooling | NC | 0.15 | 0.27856 | 0.41269 | 0.50097 | 0.52526 | 0.54441 | 0.55306 | 0.5405 | 0.53874 | 0.5321
| Optimized Unitary AC Sys_Com, G - Heat [Building w Gas Heat] | Warehouse |  | NC | 0.15 | 0.28131 | 0.41901 | 0.50393 | 0.53306 | 0.54004 | 0.54537 | 0.54668 | 0.54747 | 0.54566
| Optimized Unitary AC Sys_Com, E - Cool [Building w Oil Heat] | Warehouse | Cooling | NC | 0.15 | 0.28164 | 0.42147 | 0.51523 | 0.54223 | 0.56293 | 0.57226 | 0.55952 | 0.55769 | 0.55083
| Optimized Unitary AC Sys_Com, O - Heat [Building w Oil Heat] | Warehouse |  | NC | 0.15 | 0.2814 | 0.4214 | 0.50873 | 0.53639 | 0.53938 | 0.53935 | 0.53457 | 0.52801 | 0.51917
| Optimized Unitary AC Sys_Com, E - Cool [Building w Propane Heat] | Warehouse | Cooling | NC | 0.15 | 0.26589 | 0.37781 | 0.44587 | 0.46072 | 0.47446 | 0.48073 | 0.469 | 0.46747 | 0.46172
| Optimized Unitary AC Sys_Com, P - Heat [Building w Propane Heat] | Warehouse |  | NC | 0.15 | 0.26567 | 0.37774 | 0.44024 | 0.45576 | 0.45461 | 0.45307 | 0.44809 | 0.44259 | 0.43518
| Cool Roof_Com, E - Cool [Building w Elec Heat] | Warehouse | Cooling | NC | 0.1 | 0.12746 | 0.15111 | 0.16663 | 0.1703 | 0.17671 | 0.17954 | 0.17474 | 0.17417 | 0.17202
| Cool Roof_Com, E - Cool [Building w Elec Heat] | Warehouse | Cooling | RET | 0 | 0.00089265 | 0.002875 | 0.0063124 | 0.011206 | 0.016345 | 0.019909 | 0.02258 | 0.023883 | 0.023368
| Cool Roof_Com, E - Heat [Building w Elec Heat] | Warehouse | Space Heating | NC | 0.1 | 0.12746 | 0.15111 | 0.16663 | 0.1703 | 0.17671 | 0.17954 | 0.17474 | 0.17417 | 0.17202
| Cool Roof_Com, E - Heat [Building w Elec Heat] | Warehouse | Space Heating | RET | 0 | 0.00089265 | 0.002875 | 0.0063124 | 0.011206 | 0.016345 | 0.019909 | 0.02258 | 0.023883 | 0.023368
| Cool Roof_Com, E - Cool [Building w Gas Heat] | Warehouse | Cooling | NC | 0.1 | 0.12739 | 0.15094 | 0.16638 | 0.17 | 0.17637 | 0.17916 | 0.17437 | 0.1738 | 0.17166
| Cool Roof_Com, E - Cool [Building w Gas Heat] | Warehouse | Cooling | RET | 0 | 0.00088804 | 0.0028602 | 0.0062798 | 0.011149 | 0.016261 | 0.019806 | 0.022464 | 0.02376 | 0.023248
| Cool Roof_Com, G - Heat [Building w Gas Heat] | Warehouse |  | NC | 0.1 | 0.12864 | 0.15325 | 0.16736 | 0.17252 | 0.17495 | 0.17667 | 0.17637 | 0.17662 | 0.17604
| Cool Roof_Com, G - Heat [Building w Gas Heat] | Warehouse |  | RET | 0 | 0.00091123 | 0.0028023 | 0.0061788 | 0.011004 | 0.016013 | 0.019788 | 0.022011 | 0.023203 | 0.023318
| Cool Roof_Com, E - Cool [Building w Oil Heat] | Warehouse | Cooling | NC | 0.1 | 0.12628 | 0.14854 | 0.16286 | 0.16584 | 0.1717 | 0.17397 | 0.16931 | 0.16876 | 0.16668
| Cool Roof_Com, E - Cool [Building w Oil Heat] | Warehouse | Cooling | RET | 0 | 0.00086978 | 0.0028014 | 0.0061507 | 0.010919 | 0.015926 | 0.019399 | 0.022002 | 0.023271 | 0.02277
| Cool Roof_Com, O - Heat [Building w Oil Heat] | Warehouse |  | NC | 0.1 | 0.12617 | 0.14851 | 0.16081 | 0.16406 | 0.16452 | 0.16396 | 0.16177 | 0.15978 | 0.1571
| Cool Roof_Com, O - Heat [Building w Oil Heat] | Warehouse |  | RET | 0 | 0.00088304 | 0.0027029 | 0.0059402 | 0.010505 | 0.01515 | 0.018524 | 0.020365 | 0.021173 | 0.020991
| Cool Roof_Com, E - Cool [Building w Propane Heat] | Warehouse | Cooling | NC | 0.1 | 0.12707 | 0.15026 | 0.16538 | 0.16881 | 0.17503 | 0.17767 | 0.17292 | 0.17236 | 0.17024
| Cool Roof_Com, E - Cool [Building w Propane Heat] | Warehouse | Cooling | RET | 0 | 0.00088294 | 0.0028438 | 0.0062437 | 0.011085 | 0.016167 | 0.019693 | 0.022335 | 0.023623 | 0.023114
| Cool Roof_Com, P - Heat [Building w Propane Heat] | Warehouse |  | NC | 0.1 | 0.12697 | 0.15023 | 0.16329 | 0.16699 | 0.16771 | 0.16745 | 0.16521 | 0.16318 | 0.16045
| Cool Roof_Com, P - Heat [Building w Propane Heat] | Warehouse |  | RET | 0 | 0.0008964 | 0.0027437 | 0.0060301 | 0.010664 | 0.015379 | 0.018804 | 0.020673 | 0.021493 | 0.021309
| GSHP_Com, E - Cool | Warehouse | Cooling | RET | 0.0011836 | 0.0023012 | 0.0036075 | 0.0047403 | 0.0058671 | 0.0070178 | 0.0080379 | 0.0093243 | 0.010487 | 0.01128
| GSHP_Com, E - Cool | Warehouse | Cooling | REPL | 0.02 | 0.035406 | 0.06246 | 0.096266 | 0.13645 | 0.1763 | 0.20339 | 0.2232 | 0.22672 | 0.21366
| GSHP_Com, E - Heat | Warehouse | Space Heating | RET | 0.0011836 | 0.0023012 | 0.0036075 | 0.0047403 | 0.0058671 | 0.0070178 | 0.0080379 | 0.0093243 | 0.010487 | 0.01128
| GSHP_Com, E - Heat | Warehouse | Space Heating | REPL | 0.02 | 0.035406 | 0.06246 | 0.096266 | 0.13645 | 0.1763 | 0.20339 | 0.2232 | 0.22672 | 0.21366
| Unitary HP_Com, E - Cool | Warehouse | Cooling | NC | 0.35 | 0.46087 | 0.50303 | 0.50674 | 0.48445 | 0.48106 | 0.4804 | 0.46756 | 0.46603 | 0.4603
| Unitary HP_Com, E - Cool | Warehouse | Cooling | RET | 0.0042903 | 0.012205 | 0.021473 | 0.025088 | 0.025858 | 0.025822 | 0.025202 | 0.027294 | 0.027546 | 0.026953
| Unitary HP_Com, E - Cool | Warehouse | Cooling | REPL | 0.35 | 0.47 | 0.54592 | 0.54723 | 0.53455 | 0.52018 | 0.49871 | 0.56312 | 0.60154 | 0.58858
| Unitary HP_Com, E - Heat | Warehouse | Space Heating | NC | 0.35 | 0.46087 | 0.50303 | 0.50674 | 0.48445 | 0.48106 | 0.4804 | 0.46756 | 0.46603 | 0.4603
| Unitary HP_Com, E - Heat | Warehouse | Space Heating | RET | 0.0042903 | 0.012205 | 0.021473 | 0.025088 | 0.025858 | 0.025822 | 0.025202 | 0.027294 | 0.027546 | 0.026953
| Unitary HP_Com, E - Heat | Warehouse | Space Heating | REPL | 0.35 | 0.47 | 0.54592 | 0.54723 | 0.53455 | 0.52018 | 0.49871 | 0.56312 | 0.60154 | 0.58858
| PTHP_Com, E - Cool | Warehouse | Cooling | NC | 0.35 | 0.5405 | 0.63922 | 0.66304 | 0.64089 | 0.63787 | 0.63699 | 0.61996 | 0.61793 | 0.61033
| PTHP_Com, E - Cool | Warehouse | Cooling | RET | 0.0020511 | 0.002161 | 0.002753 | 0.0034408 | 0.0038734 | 0.00403 | 0.0040123 | 0.0041757 | 0.0042143 | 0.0041235
| PTHP_Com, E - Cool | Warehouse | Cooling | REPL | 0.35 | 0.55826 | 0.71615 | 0.75655 | 0.76598 | 0.76662 | 0.75481 | 0.78539 | 0.79761 | 0.78042
| PTHP_Com, E - Heat | Warehouse | Space Heating | NC | 0.35 | 0.5405 | 0.63922 | 0.66304 | 0.64089 | 0.63787 | 0.63699 | 0.61996 | 0.61793 | 0.61033
| PTHP_Com, E - Heat | Warehouse | Space Heating | RET | 0.0020511 | 0.002161 | 0.002753 | 0.0034408 | 0.0038734 | 0.00403 | 0.0040123 | 0.0041757 | 0.0042143 | 0.0041235
| PTHP_Com, E - Heat | Warehouse | Space Heating | REPL | 0.35 | 0.55826 | 0.71615 | 0.75655 | 0.76598 | 0.76662 | 0.75481 | 0.78539 | 0.79761 | 0.78042
| Minisplit Ductless HP_Com, E - Cool | Warehouse | Cooling | RET | 0.023233 | 0.035937 | 0.042626 | 0.042218 | 0.040524 | 0.038918 | 0.036855 | 0.037092 | 0.036827 | 0.035464
| Minisplit Ductless HP_Com, E - Cool | Warehouse | Cooling | REPL | 0.175 | 0.25983 | 0.3119 | 0.30513 | 0.28433 | 0.26064 | 0.2338 | 0.22254 | 0.21602 | 0.20297
| Minisplit Ductless HP_Com, E - Heat | Warehouse | Space Heating | RET | 0.023233 | 0.035937 | 0.042626 | 0.042218 | 0.040524 | 0.038918 | 0.036855 | 0.037092 | 0.036827 | 0.035464
| Minisplit Ductless HP_Com, E - Heat | Warehouse | Space Heating | REPL | 0.175 | 0.25983 | 0.3119 | 0.30513 | 0.28433 | 0.26064 | 0.2338 | 0.22254 | 0.21602 | 0.20297
| Programmable TStat_Com, E - Cool [Building w Elec Heat] | Warehouse | Cooling | NC | 0.3 | 0.18391 | 0.086757 | 0 | 0 | 0 | 0 | 0 | 0 | 0
| Programmable TStat_Com, E - Cool [Building w Elec Heat] | Warehouse | Cooling | RET | 0.015144 | 0.0073699 | 0 | 0 | 0 | 0 | 0 | 0 | 0 | 0
| Programmable TStat_Com, E - Heat [Building w Elec Heat] | Warehouse | Space Heating | NC | 0.3 | 0.18391 | 0.086757 | 0 | 0 | 0 | 0 | 0 | 0 | 0
| Programmable TStat_Com, E - Heat [Building w Elec Heat] | Warehouse | Space Heating | RET | 0.015144 | 0.0073699 | 0 | 0 | 0 | 0 | 0 | 0 | 0 | 0
| Programmable TStat_Com, E - Cool [Building w Gas Heat] | Warehouse | Cooling | NC | 0.3 | 0.18391 | 0.086757 | 0 | 0 | 0 | 0 | 0 | 0 | 0
| Programmable TStat_Com, E - Cool [Building w Gas Heat] | Warehouse | Cooling | RET | 0.019485 | 0.0094826 | 0 | 0 | 0 | 0 | 0 | 0 | 0 | 0
| Programmable TStat_Com, G - Heat [Building w Gas Heat] | Warehouse |  | NC | 0.3 | 0.18573 | 0.088084 | 0 | 0 | 0 | 0 | 0 | 0 | 0
| Programmable TStat_Com, G - Heat [Building w Gas Heat] | Warehouse |  | RET | 0.019485 | 0.0097302 | 0 | 0 | 0 | 0 | 0 | 0 | 0 | 0
| Programmable TStat_Com, E - Cool [Building w Propane Heat] | Warehouse | Cooling | NC | 0.3 | 0.18391 | 0.086757 | 0 | 0 | 0 | 0 | 0 | 0 | 0
| Programmable TStat_Com, E - Cool [Building w Propane Heat] | Warehouse | Cooling | RET | 0.018993 | 0.0092433 | 0 | 0 | 0 | 0 | 0 | 0 | 0 | 0
| Programmable TStat_Com, P - Heat [Building w Propane Heat] | Warehouse |  | NC | 0.3 | 0.18376 | 0.086742 | 0 | 0 | 0 | 0 | 0 | 0 | 0
| Programmable TStat_Com, P - Heat [Building w Propane Heat] | Warehouse |  | RET | 0.018993 | 0.0093842 | 0 | 0 | 0 | 0 | 0 | 0 | 0 | 0
| Programmable TStat_Com, E - Cool [Building w Oil Heat] | Warehouse | Cooling | NC | 0.3 | 0.18391 | 0.086757 | 0 | 0 | 0 | 0 | 0 | 0 | 0
| Programmable TStat_Com, E - Cool [Building w Oil Heat] | Warehouse | Cooling | RET | 0.015557 | 0.0075708 | 0 | 0 | 0 | 0 | 0 | 0 | 0 | 0
| Programmable TStat_Com, O - Heat [Building w Oil Heat] | Warehouse |  | NC | 0.3 | 0.18376 | 0.086742 | 0 | 0 | 0 | 0 | 0 | 0 | 0
| Programmable TStat_Com, O - Heat [Building w Oil Heat] | Warehouse |  | RET | 0.015557 | 0.0076862 | 0 | 0 | 0 | 0 | 0 | 0 | 0 | 0
| Smart TStat_Com, E - Cool [Building w Elec Heat] | Warehouse | Cooling | NC | 0.05 | 0.18391 | 0.34703 | 0.41104 | 0.4567 | 0.51759 | 0.59071 | 0.57492 | 0.57304 | 0.56599
| Smart TStat_Com, E - Cool [Building w Elec Heat] | Warehouse | Cooling | RET | 0.0047516 | 0.0082949 | 0.016382 | 0.021859 | 0.023405 | 0.023898 | 0.023628 | 0.024183 | 0.024406 | 0.023881
| Smart TStat_Com, E - Heat [Building w Elec Heat] | Warehouse | Space Heating | NC | 0.05 | 0.18391 | 0.34703 | 0.41104 | 0.4567 | 0.51759 | 0.59071 | 0.57492 | 0.57304 | 0.56599
| Smart TStat_Com, E - Heat [Building w Elec Heat] | Warehouse | Space Heating | RET | 0.0047516 | 0.0082949 | 0.016382 | 0.021859 | 0.023405 | 0.023898 | 0.023628 | 0.024183 | 0.024406 | 0.023881
| Smart TStat_Com, E - Cool [Building w Gas Heat] | Warehouse | Cooling | NC | 0.05 | 0.18391 | 0.34703 | 0.41104 | 0.4567 | 0.51759 | 0.59071 | 0.57492 | 0.57304 | 0.56599
| Smart TStat_Com, E - Cool [Building w Gas Heat] | Warehouse | Cooling | RET | 0.0068584 | 0.011973 | 0.023645 | 0.031551 | 0.033784 | 0.034494 | 0.034105 | 0.034906 | 0.035229 | 0.03447
| Smart TStat_Com, G - Heat [Building w Gas Heat] | Warehouse |  | NC | 0.05 | 0.18573 | 0.35234 | 0.41347 | 0.46348 | 0.51343 | 0.5825 | 0.58149 | 0.58234 | 0.5804
| Smart TStat_Com, G - Heat [Building w Gas Heat] | Warehouse |  | RET | 0.0068584 | 0.012286 | 0.023167 | 0.031044 | 0.033344 | 0.03397 | 0.034073 | 0.034203 | 0.034403 | 0.034573
| Smart TStat_Com, E - Cool [Building w Propane Heat] | Warehouse | Cooling | NC | 0.05 | 0.18391 | 0.34703 | 0.41104 | 0.4567 | 0.51759 | 0.59071 | 0.57492 | 0.57304 | 0.56599
| Smart TStat_Com, E - Cool [Building w Propane Heat] | Warehouse | Cooling | RET | 0.0064463 | 0.011253 | 0.022225 | 0.029655 | 0.031753 | 0.032421 | 0.032056 | 0.032808 | 0.033112 | 0.032398
| Smart TStat_Com, P - Heat [Building w Propane Heat] | Warehouse |  | NC | 0.05 | 0.18376 | 0.34697 | 0.40585 | 0.45178 | 0.49593 | 0.55673 | 0.54929 | 0.54254 | 0.53346
| Smart TStat_Com, P - Heat [Building w Propane Heat] | Warehouse |  | RET | 0.0064463 | 0.011425 | 0.021443 | 0.02864 | 0.03055 | 0.03084 | 0.030609 | 0.030367 | 0.030126 | 0.029867
| Smart TStat_Com, E - Cool [Building w Oil Heat] | Warehouse | Cooling | NC | 0.05 | 0.18391 | 0.34703 | 0.41104 | 0.4567 | 0.51759 | 0.59071 | 0.57492 | 0.57304 | 0.56599
| Smart TStat_Com, E - Cool [Building w Oil Heat] | Warehouse | Cooling | RET | 0.0050162 | 0.0087569 | 0.017294 | 0.023076 | 0.024709 | 0.025229 | 0.024944 | 0.02553 | 0.025766 | 0.025211
| Smart TStat_Com, O - Heat [Building w Oil Heat] | Warehouse |  | NC | 0.05 | 0.18376 | 0.34697 | 0.40585 | 0.45178 | 0.49593 | 0.55673 | 0.54929 | 0.54254 | 0.53346
| Smart TStat_Com, O - Heat [Building w Oil Heat] | Warehouse |  | RET | 0.0050162 | 0.0088904 | 0.016686 | 0.022287 | 0.023772 | 0.023999 | 0.023819 | 0.02363 | 0.023442 | 0.023241
| Boiler Blowdown Controls_Com, G - Heat | Warehouse |  | RET | 0.006368 | 0.012803 | 0.017861 | 0.020048 | 0.020807 | 0.021027 | 0.021091 | 0.021171 | 0.021295 | 0.021401
| Boiler Blowdown Controls_Com, O - Heat | Warehouse |  | RET | 0.0061918 | 0.012317 | 0.017102 | 0.019134 | 0.019721 | 0.019749 | 0.019601 | 0.019446 | 0.019291 | 0.019125
| Boiler Blowdown Controls_Com, P - Heat | Warehouse |  | RET | 0.0066073 | 0.013144 | 0.01825 | 0.020418 | 0.021044 | 0.021074 | 0.020916 | 0.020751 | 0.020585 | 0.020409
| Boiler Modifications_Com, G - Heat | Warehouse |  | RET | 0.010864 | 0.021843 | 0.030471 | 0.034202 | 0.035497 | 0.035872 | 0.035982 | 0.036118 | 0.03633 | 0.03651
| Boiler Modifications_Com, O - Heat | Warehouse |  | RET | 0.012476 | 0.024819 | 0.034461 | 0.038555 | 0.039737 | 0.039793 | 0.039495 | 0.039183 | 0.038871 | 0.038538
| Boiler Modifications_Com, P - Heat | Warehouse |  | RET | 0.014901 | 0.029642 | 0.041157 | 0.046047 | 0.047459 | 0.047526 | 0.047169 | 0.046797 | 0.046424 | 0.046026
| Boilers_Com, G - Heat | Warehouse |  | NC | 0.35 | 0.41511 | 0.43402 | 0.42621 | 0.40814 | 0.39615 | 0.39327 | 0.39258 | 0.39316 | 0.39185
| Boilers_Com, G - Heat | Warehouse |  | RET | 0.007889 | 0.017039 | 0.022978 | 0.024576 | 0.024633 | 0.024186 | 0.023793 | 0.023423 | 0.023106 | 0.022773
| Boilers_Com, G - Heat | Warehouse |  | REPL | 0.35 | 0.42655 | 0.44963 | 0.44504 | 0.43297 | 0.4205 | 0.40909 | 0.39789 | 0.38739 | 0.37643
| Boilers_Com, O - Heat | Warehouse |  | NC | 0.35 | 0.54962 | 0.65689 | 0.67545 | 0.65492 | 0.6317 | 0.6205 | 0.6122 | 0.60468 | 0.59456
| Boilers_Com, O - Heat | Warehouse |  | RET | 0.013577 | 0.028866 | 0.038312 | 0.040217 | 0.039358 | 0.037633 | 0.036 | 0.034423 | 0.032914 | 0.031451
| Boilers_Com, O - Heat | Warehouse |  | REPL | 0.35 | 0.55431 | 0.65551 | 0.66458 | 0.63884 | 0.60037 | 0.56138 | 0.52273 | 0.48462 | 0.44681
| Boilers_Com, P - Heat | Warehouse |  | NC | 0.35 | 0.54966 | 0.65696 | 0.67554 | 0.65501 | 0.63179 | 0.62059 | 0.61228 | 0.60476 | 0.59464
| Boilers_Com, P - Heat | Warehouse |  | RET | 0.015048 | 0.031971 | 0.042368 | 0.044383 | 0.043337 | 0.041341 | 0.039455 | 0.037639 | 0.035904 | 0.034229
| Boilers_Com, P - Heat | Warehouse |  | REPL | 0.35 | 0.55164 | 0.64912 | 0.65413 | 0.62446 | 0.58231 | 0.53972 | 0.49752 | 0.45594 | 0.41472
| Furnace_Com, G - Heat | Warehouse |  | NC | 0.35 | 0.45744 | 0.49809 | 0.4958 | 0.47763 | 0.4636 | 0.46022 | 0.45942 | 0.46009 | 0.45856
| Furnace_Com, G - Heat | Warehouse |  | RET | 0.008116 | 0.017544 | 0.023704 | 0.025418 | 0.02555 | 0.02516 | 0.024822 | 0.024508 | 0.024246 | 0.023967
| Furnace_Com, G - Heat | Warehouse |  | REPL | 0.35 | 0.4697 | 0.51524 | 0.51652 | 0.50506 | 0.49004 | 0.47625 | 0.4627 | 0.44997 | 0.43669
| Furnace_Com, O - Heat | Warehouse |  | NC | 0.35 | 0.52962 | 0.62007 | 0.63258 | 0.61179 | 0.58945 | 0.579 | 0.57125 | 0.56424 | 0.55479
| Furnace_Com, O - Heat | Warehouse |  | RET | 0.0096258 | 0.02051 | 0.027354 | 0.028907 | 0.028499 | 0.027457 | 0.026464 | 0.025496 | 0.024563 | 0.023649
| Furnace_Com, O - Heat | Warehouse |  | REPL | 0.35 | 0.54114 | 0.63516 | 0.64889 | 0.63306 | 0.60569 | 0.57833 | 0.55113 | 0.52429 | 0.49753
| Furnace_Com, P - Heat | Warehouse |  | NC | 0.35 | 0.5492 | 0.6561 | 0.67453 | 0.65399 | 0.63079 | 0.61961 | 0.61132 | 0.60381 | 0.5937
| Furnace_Com, P - Heat | Warehouse |  | RET | 0.012257 | 0.026101 | 0.034767 | 0.036677 | 0.03609 | 0.034702 | 0.033382 | 0.032099 | 0.030863 | 0.029657
| Furnace_Com, P - Heat | Warehouse |  | REPL | 0.35 | 0.55631 | 0.66052 | 0.67311 | 0.65089 | 0.61577 | 0.58006 | 0.54463 | 0.5097 | 0.47499
| Unit Heater_Com, G - Heat | Warehouse |  | NC | 0.35 | 0.49403 | 0.55758 | 0.56205 | 0.54452 | 0.52852 | 0.52467 | 0.52376 | 0.52452 | 0.52278
| Unit Heater_Com, G - Heat | Warehouse |  | RET | 0.0091336 | 0.019699 | 0.02648 | 0.028198 | 0.028129 | 0.027483 | 0.026903 | 0.026354 | 0.027122 | 0.027858
| Unit Heater_Com, G - Heat | Warehouse |  | REPL | 0.35 | 0.50559 | 0.57299 | 0.57948 | 0.56747 | 0.54817 | 0.53022 | 0.51254 | 0.52239 | 0.53187
| Unit Heater_Com, P - Heat | Warehouse |  | NC | 0.35 | 0.54966 | 0.65696 | 0.67554 | 0.65501 | 0.63179 | 0.62059 | 0.61228 | 0.60476 | 0.59464
| Unit Heater_Com, P - Heat | Warehouse |  | RET | 0.015046 | 0.031854 | 0.041882 | 0.043399 | 0.041872 | 0.039457 | 0.037197 | 0.035053 | 0.03303 | 0.031104
| Unit Heater_Com, P - Heat | Warehouse |  | REPL | 0.35 | 0.55165 | 0.64912 | 0.65414 | 0.62447 | 0.58233 | 0.53973 | 0.49754 | 0.45596 | 0.41475
| Destratification Fans_Com, G - Heat | Warehouse |  | NC | 0.05 | 0.075663 | 0.10465 | 0.129 | 0.14496 | 0.15536 | 0.16333 | 0.16837 | 0.16902 | 0.16846
| Destratification Fans_Com, G - Heat | Warehouse |  | RET | 0 | 0.00049401 | 0.0015188 | 0.0033464 | 0.0059494 | 0.0086319 | 0.01062 | 0.011933 | 0.012579 | 0.012641
| Destratification Fans_Com, G - Heat | Warehouse |  | REPL | 0.05 | 0.079706 | 0.1137 | 0.1447 | 0.16899 | 0.18504 | 0.19438 | 0.20793 | 0.20965 | 0.21069
| Destratification Fans_Com, O - Heat | Warehouse |  | NC | 0.05 | 0.075811 | 0.10565 | 0.13127 | 0.14777 | 0.15788 | 0.16485 | 0.16832 | 0.1671 | 0.16431
| Destratification Fans_Com, O - Heat | Warehouse |  | RET | 0 | 0.00051868 | 0.0015872 | 0.0034855 | 0.0061531 | 0.0088449 | 0.010764 | 0.011962 | 0.012436 | 0.01233
| Destratification Fans_Com, O - Heat | Warehouse |  | REPL | 0.05 | 0.07986 | 0.11478 | 0.1472 | 0.17215 | 0.1878 | 0.1958 | 0.20787 | 0.20727 | 0.2055
| Destratification Fans_Com, P - Heat | Warehouse |  | NC | 0.05 | 0.07987 | 0.11712 | 0.15256 | 0.17851 | 0.19604 | 0.20832 | 0.21494 | 0.21623 | 0.21261
| Destratification Fans_Com, P - Heat | Warehouse |  | RET | 0 | 0.00067118 | 0.0020537 | 0.0045088 | 0.0079554 | 0.011425 | 0.013885 | 0.015479 | 0.016093 | 0.015955
| Destratification Fans_Com, P - Heat | Warehouse |  | REPL | 0.05 | 0.084123 | 0.12716 | 0.17079 | 0.2072 | 0.23169 | 0.24497 | 0.26545 | 0.26821 | 0.26591
| Energy Recovery Ventilator_Com, G - Heat | Warehouse |  | NC | 0.2 | 0.29912 | 0.36995 | 0.39694 | 0.39715 | 0.39284 | 0.39206 | 0.39137 | 0.39194 | 0.39064
| Energy Recovery Ventilator_Com, G - Heat | Warehouse |  | RET | 0.0069229 | 0.016432 | 0.025832 | 0.030268 | 0.031294 | 0.031001 | 0.030224 | 0.030596 | 0.031027 | 0.031427
| Energy Recovery Ventilator_Com, G - Heat | Warehouse |  | REPL | 0.2 | 0.30786 | 0.3827 | 0.41111 | 0.41421 | 0.4058 | 0.39254 | 0.39341 | 0.39508 | 0.39642
| Energy Recovery Ventilator_Com, O - Heat | Warehouse |  | NC | 0.2 | 0.32868 | 0.43853 | 0.49103 | 0.49842 | 0.49295 | 0.48959 | 0.48312 | 0.47719 | 0.4692
| Energy Recovery Ventilator_Com, O - Heat | Warehouse |  | RET | 0.0090468 | 0.021207 | 0.033038 | 0.038314 | 0.039002 | 0.037937 | 0.036257 | 0.036008 | 0.035757 | 0.035485
| Energy Recovery Ventilator_Com, O - Heat | Warehouse |  | REPL | 0.2 | 0.33579 | 0.44634 | 0.49468 | 0.49898 | 0.4816 | 0.4561 | 0.44547 | 0.43488 | 0.42417
| Energy Recovery Ventilator_Com, P - Heat | Warehouse |  | NC | 0.2 | 0.34115 | 0.46951 | 0.53586 | 0.54899 | 0.54512 | 0.54228 | 0.53567 | 0.52909 | 0.52024
| Energy Recovery Ventilator_Com, P - Heat | Warehouse |  | RET | 0.010031 | 0.023494 | 0.036526 | 0.04222 | 0.042806 | 0.041461 | 0.039453 | 0.039047 | 0.038648 | 0.038232
| Energy Recovery Ventilator_Com, P - Heat | Warehouse |  | REPL | 0.2 | 0.34733 | 0.47425 | 0.53281 | 0.53897 | 0.51843 | 0.48769 | 0.4733 | 0.45849 | 0.44362
| Forced Air Heating Maintenance_Com, G - Heat | Warehouse |  | RET | 0.0044163 | 0.0084541 | 0.0114 | 0.012606 | 0.013016 | 0.013124 | 0.013164 | 0.013214 | 0.013292 | 0.013358
| Forced Air Heating Maintenance_Com, O - Heat | Warehouse |  | RET | 0.005325 | 0.010086 | 0.013536 | 0.01492 | 0.015299 | 0.015286 | 0.015171 | 0.015051 | 0.014931 | 0.014803
| Forced Air Heating Maintenance_Com, P - Heat | Warehouse |  | RET | 0.0070745 | 0.013399 | 0.017984 | 0.019822 | 0.020325 | 0.020308 | 0.020155 | 0.019996 | 0.019837 | 0.019667
| Infrared Heater_Com, G - Heat | Warehouse |  | NC | 0.05 | 0.17279 | 0.37976 | 0.55623 | 0.62662 | 0.64236 | 0.64847 | 0.64749 | 0.64844 | 0.64629
| Infrared Heater_Com, G - Heat | Warehouse |  | RET | 0.010032 | 0.026554 | 0.041447 | 0.047336 | 0.048859 | 0.048938 | 0.048875 | 0.048848 | 0.050323 | 0.050572
| Infrared Heater_Com, G - Heat | Warehouse |  | REPL | 0.05 | 0.17544 | 0.3811 | 0.5481 | 0.60876 | 0.60406 | 0.5762 | 0.53842 | 0.64531 | 0.75277
| Steam Trap Maintenance_Com, G - Heat | Warehouse |  | RET | 0.022298 | 0.036808 | 0.042751 | 0.04407 | 0.044157 | 0.044177 | 0.044312 | 0.04448 | 0.04474 | 0.044962
| Steam Trap Maintenance_Com, O - Heat | Warehouse |  | RET | 0.024965 | 0.040775 | 0.047136 | 0.048433 | 0.048191 | 0.047776 | 0.047418 | 0.047043 | 0.046669 | 0.046268
| Windows_Com, E - Cool [Building w Elec Heat] | Warehouse | Cooling | NC | 0.25 | 0.26791 | 0.27301 | 0.2703 | 0.25772 | 0.25592 | 0.25556 | 0.24873 | 0.24792 | 0.24487
| Windows_Com, E - Heat [Building w Elec Heat] | Warehouse | Space Heating | NC | 0.25 | 0.26791 | 0.27301 | 0.2703 | 0.25772 | 0.25592 | 0.25556 | 0.24873 | 0.24792 | 0.24487
| Windows_Com, E - Cool [Building w Gas Heat] | Warehouse | Cooling | NC | 0.25 | 0.2705 | 0.27689 | 0.27466 | 0.2622 | 0.26037 | 0.26001 | 0.25306 | 0.25223 | 0.24913
| Windows_Com, G - Heat [Building w Gas Heat] | Warehouse |  | NC | 0.25 | 0.27317 | 0.28113 | 0.27628 | 0.2661 | 0.25828 | 0.2564 | 0.25595 | 0.25632 | 0.25547
| Windows_Com, E - Cool [Building w Oil Heat] | Warehouse | Cooling | NC | 0.25 | 0.27853 | 0.28915 | 0.28853 | 0.27629 | 0.27461 | 0.27423 | 0.26689 | 0.26602 | 0.26275
| Windows_Com, O - Heat [Building w Oil Heat] | Warehouse |  | NC | 0.25 | 0.27831 | 0.2891 | 0.28488 | 0.27332 | 0.26312 | 0.25845 | 0.255 | 0.25186 | 0.24765
| Windows_Com, E - Cool [Building w Propane Heat] | Warehouse | Cooling | NC | 0.25 | 0.27285 | 0.28045 | 0.27866 | 0.26633 | 0.26447 | 0.26411 | 0.25704 | 0.25621 | 0.25305
| Windows_Com, P - Heat [Building w Propane Heat] | Warehouse |  | NC | 0.25 | 0.27263 | 0.2804 | 0.27514 | 0.26347 | 0.25341 | 0.24891 | 0.24558 | 0.24257 | 0.23851
| Window Film_Com, E - Cool [Building w Elec Heat] | Warehouse | Cooling | RET | 0.0037706 | 0.0097348 | 0.01595 | 0.018205 | 0.01881 | 0.018964 | 0.01875 | 0.01919 | 0.019368 | 0.01895
| Window Film_Com, E - Heat [Building w Elec Heat] | Warehouse | Space Heating | RET | 0.0037706 | 0.0097348 | 0.01595 | 0.018205 | 0.01881 | 0.018964 | 0.01875 | 0.01919 | 0.019368 | 0.01895
| Window Film_Com, E - Cool [Building w Gas Heat] | Warehouse | Cooling | RET | 0.0039047 | 0.010081 | 0.016518 | 0.018853 | 0.019479 | 0.019639 | 0.019417 | 0.019873 | 0.020057 | 0.019625
| Window Film_Com, G - Heat [Building w Gas Heat] | Warehouse |  | RET | 0.0039047 | 0.010344 | 0.016183 | 0.018549 | 0.019226 | 0.01934 | 0.019399 | 0.019473 | 0.019587 | 0.019684
| Window Film_Com, E - Cool [Building w Oil Heat] | Warehouse | Cooling | RET | 0.0037329 | 0.0096375 | 0.015791 | 0.018023 | 0.018622 | 0.018774 | 0.018563 | 0.018998 | 0.019174 | 0.018761
| Window Film_Com, O - Heat [Building w Oil Heat] | Warehouse |  | RET | 0.0037329 | 0.0097844 | 0.015235 | 0.017406 | 0.017916 | 0.017859 | 0.017725 | 0.017585 | 0.017445 | 0.017295
| Window Film_Com, E - Cool [Building w Propane Heat] | Warehouse | Cooling | RET | 0.0038552 | 0.0099532 | 0.016308 | 0.018613 | 0.019232 | 0.019389 | 0.019171 | 0.019621 | 0.019802 | 0.019376
| Window Film_Com, P - Heat [Building w Propane Heat] | Warehouse |  | RET | 0.0038552 | 0.010105 | 0.015734 | 0.017976 | 0.018502 | 0.018444 | 0.018306 | 0.018161 | 0.018016 | 0.017862
| Motors and Fans_Com, E - Vent | Warehouse | Ventilation | NC | 0.4 | 0.42225 | 0.49705 | 0.52474 | 0.53778 | 0.53402 | 0.53328 | 0.51902 | 0.51733 | 0.51096
| Motors and Fans_Com, E - Vent | Warehouse | Ventilation | RET | 0.019833 | 0.027331 | 0.031108 | 0.030667 | 0.029587 | 0.028695 | 0.027444 | 0.027243 | 0.026671 | 0.025316
| Motors and Fans_Com, E - Vent | Warehouse | Ventilation | REPL | 0.4 | 0.41676 | 0.51564 | 0.53638 | 0.55653 | 0.53641 | 0.50899 | 0.50054 | 0.48458 | 0.454
| ECM Furnace Motors_Com, E - Vent | Warehouse | Ventilation | RET | 0.024243 | 0.038308 | 0.047051 | 0.048551 | 0.048642 | 0.048772 | 0.048222 | 0.049354 | 0.049811 | 0.048737
| VFD on HVAC System_Com, E - Vent | Warehouse | Ventilation | RET | 0.024842 | 0.039254 | 0.048213 | 0.04975 | 0.049843 | 0.049976 | 0.049413 | 0.050573 | 0.051041 | 0.049941
| Kitchen DCV_Com, E - Vent [Building w Elec Heat] | Warehouse | Ventilation | NC | 0.1 | 0.21201 | 0.35544 | 0.47352 | 0.52307 | 0.55536 | 0.56989 | 0.56065 | 0.55882 | 0.55194
| Kitchen DCV_Com, E - Vent [Building w Elec Heat] | Warehouse | Ventilation | RET | 0.0050152 | 0.014967 | 0.030734 | 0.040831 | 0.043923 | 0.043706 | 0.04161 | 0.041394 | 0.04063 | 0.038685
| Kitchen DCV_Com, E - Vent [Building w Elec Heat] | Warehouse | Ventilation | REPL | 0.1 | 0.21542 | 0.38049 | 0.49483 | 0.5445 | 0.54996 | 0.5241 | 0.51748 | 0.49731 | 0.46218
| Kitchen DCV_Com, E - Heat [Building w Elec Heat] | Warehouse | Space Heating | NC | 0.1 | 0.21201 | 0.35544 | 0.47352 | 0.52307 | 0.55536 | 0.56989 | 0.56065 | 0.55882 | 0.55194
| Kitchen DCV_Com, E - Heat [Building w Elec Heat] | Warehouse | Space Heating | RET | 0.0050152 | 0.014967 | 0.030734 | 0.040831 | 0.043923 | 0.043706 | 0.04161 | 0.041394 | 0.04063 | 0.038685
| Kitchen DCV_Com, E - Heat [Building w Elec Heat] | Warehouse | Space Heating | REPL | 0.1 | 0.21542 | 0.38049 | 0.49483 | 0.5445 | 0.54996 | 0.5241 | 0.51748 | 0.49731 | 0.46218
| Kitchen DCV_Com, E - Vent [Building w Gas Heat] | Warehouse | Ventilation | NC | 0.1 | 0.21201 | 0.35544 | 0.47352 | 0.52308 | 0.55536 | 0.56989 | 0.56065 | 0.55882 | 0.55195
| Kitchen DCV_Com, E - Vent [Building w Gas Heat] | Warehouse | Ventilation | RET | 0.0050152 | 0.014967 | 0.030734 | 0.040831 | 0.043923 | 0.043706 | 0.04161 | 0.041394 | 0.04063 | 0.038685
| Kitchen DCV_Com, E - Vent [Building w Gas Heat] | Warehouse | Ventilation | REPL | 0.1 | 0.21542 | 0.38049 | 0.49484 | 0.5445 | 0.54996 | 0.52411 | 0.51749 | 0.49732 | 0.46218
| Kitchen DCV_Com, G - Heat [Building w Gas Heat] | Warehouse |  | NC | 0.1 | 0.2141 | 0.36088 | 0.47631 | 0.53084 | 0.5509 | 0.56197 | 0.56706 | 0.56789 | 0.566
| Kitchen DCV_Com, G - Heat [Building w Gas Heat] | Warehouse |  | RET | 0.0050152 | 0.015357 | 0.030112 | 0.040174 | 0.043352 | 0.043042 | 0.041571 | 0.040561 | 0.039678 | 0.038801
| Kitchen DCV_Com, G - Heat [Building w Gas Heat] | Warehouse |  | REPL | 0.1 | 0.22104 | 0.37279 | 0.48688 | 0.53742 | 0.5416 | 0.52362 | 0.50706 | 0.48566 | 0.46357
| Kitchen DCV_Com, E - Vent [Building w Oil Heat] | Warehouse | Ventilation | NC | 0.1 | 0.21202 | 0.35547 | 0.47357 | 0.52315 | 0.55545 | 0.56998 | 0.56074 | 0.55891 | 0.55203
| Kitchen DCV_Com, E - Vent [Building w Oil Heat] | Warehouse | Ventilation | RET | 0.0050161 | 0.014969 | 0.030739 | 0.040837 | 0.04393 | 0.043712 | 0.041615 | 0.0414 | 0.040635 | 0.038689
| Kitchen DCV_Com, E - Vent [Building w Oil Heat] | Warehouse | Ventilation | REPL | 0.1 | 0.21542 | 0.38052 | 0.49489 | 0.54456 | 0.55002 | 0.52416 | 0.51753 | 0.49736 | 0.46221
| Kitchen DCV_Com, O - Heat [Building w Oil Heat] | Warehouse |  | NC | 0.1 | 0.21185 | 0.35541 | 0.46759 | 0.51752 | 0.53221 | 0.53719 | 0.53574 | 0.52916 | 0.5203
| Kitchen DCV_Com, O - Heat [Building w Oil Heat] | Warehouse |  | RET | 0.0050161 | 0.015197 | 0.029658 | 0.03944 | 0.042264 | 0.041581 | 0.039737 | 0.038319 | 0.03697 | 0.035667
| Kitchen DCV_Com, O - Heat [Building w Oil Heat] | Warehouse |  | REPL | 0.1 | 0.21871 | 0.36714 | 0.47795 | 0.52392 | 0.5232 | 0.50051 | 0.47903 | 0.4525 | 0.4261
| Kitchen DCV_Com, E - Vent [Building w Propane Heat] | Warehouse | Ventilation | NC | 0.1 | 0.21166 | 0.35431 | 0.47143 | 0.52038 | 0.5523 | 0.56666 | 0.55742 | 0.55561 | 0.54877
| Kitchen DCV_Com, E - Vent [Building w Propane Heat] | Warehouse | Ventilation | RET | 0.0049863 | 0.014881 | 0.03056 | 0.040607 | 0.043692 | 0.043488 | 0.041414 | 0.04121 | 0.040459 | 0.038531
| Kitchen DCV_Com, E - Vent [Building w Propane Heat] | Warehouse | Ventilation | REPL | 0.1 | 0.21509 | 0.3794 | 0.49294 | 0.54221 | 0.54767 | 0.5221 | 0.5157 | 0.49587 | 0.46111
| Kitchen DCV_Com, P - Heat [Building w Propane Heat] | Warehouse |  | NC | 0.1 | 0.21149 | 0.35425 | 0.46547 | 0.51478 | 0.5292 | 0.53407 | 0.53257 | 0.52603 | 0.51722
| Kitchen DCV_Com, P - Heat [Building w Propane Heat] | Warehouse |  | RET | 0.0049863 | 0.015107 | 0.029485 | 0.039217 | 0.042036 | 0.041368 | 0.039545 | 0.038144 | 0.036811 | 0.035521
| Kitchen DCV_Com, P - Heat [Building w Propane Heat] | Warehouse |  | REPL | 0.1 | 0.21836 | 0.36606 | 0.47608 | 0.52165 | 0.52097 | 0.49854 | 0.47733 | 0.45115 | 0.42509
| Duct Sealing Regulated_Com, E - Vent [Building w Elec Heat] | Warehouse | Ventilation | RET | 0.0077487 | 0.01803 | 0.03011 | 0.035937 | 0.038069 | 0.038918 | 0.038532 | 0.039437 | 0.039802 | 0.038944
| Duct Sealing Regulated_Com, E - Heat [Building w Elec Heat] | Warehouse | Space Heating | RET | 0.0077487 | 0.01803 | 0.03011 | 0.035937 | 0.038069 | 0.038918 | 0.038532 | 0.039437 | 0.039802 | 0.038944
| Duct Sealing Regulated_Com, E - Cool [Building w Elec Heat] | Warehouse | Cooling | RET | 0.0077487 | 0.01803 | 0.03011 | 0.035937 | 0.038069 | 0.038918 | 0.038532 | 0.039437 | 0.039802 | 0.038944
| Duct Sealing Regulated_Com, E - Vent [Building w Gas Heat] | Warehouse | Ventilation | RET | 0.0084965 | 0.01977 | 0.033016 | 0.039405 | 0.041743 | 0.042674 | 0.042251 | 0.043243 | 0.043643 | 0.042703
| Duct Sealing Regulated_Com, G - Heat [Building w Gas Heat] | Warehouse |  | RET | 0.0084965 | 0.020286 | 0.032347 | 0.038771 | 0.0412 | 0.042025 | 0.042212 | 0.042372 | 0.04262 | 0.042831
| Duct Sealing Regulated_Com, E - Cool [Building w Gas Heat] | Warehouse | Cooling | RET | 0.0084965 | 0.01977 | 0.033016 | 0.039405 | 0.041743 | 0.042674 | 0.042251 | 0.043243 | 0.043643 | 0.042703
| Duct Sealing Non Regulated_Com, E - Vent [Building w Oil Heat] | Warehouse | Ventilation | RET | 0.0082972 | 0.019306 | 0.032241 | 0.038481 | 0.040764 | 0.041673 | 0.04126 | 0.042229 | 0.042619 | 0.041701
| Duct Sealing Non Regulated_Com, O - Heat [Building w Oil Heat] | Warehouse |  | RET | 0.0082972 | 0.019601 | 0.031107 | 0.037164 | 0.039218 | 0.039641 | 0.039398 | 0.039087 | 0.038776 | 0.038443
| Duct Sealing Non Regulated_Com, E - Cool [Building w Oil Heat] | Warehouse | Cooling | RET | 0.0082972 | 0.019306 | 0.032241 | 0.038481 | 0.040764 | 0.041673 | 0.04126 | 0.042229 | 0.042619 | 0.041701
| Duct Sealing Non Regulated_Com, E - Vent [Building w Propane Heat] | Warehouse | Ventilation | RET | 0.0086103 | 0.020035 | 0.033458 | 0.039933 | 0.042302 | 0.043245 | 0.042817 | 0.043822 | 0.044227 | 0.043274
| Duct Sealing Non Regulated_Com, P - Heat [Building w Propane Heat] | Warehouse |  | RET | 0.0086103 | 0.02034 | 0.032281 | 0.038566 | 0.040698 | 0.041137 | 0.040885 | 0.040562 | 0.040239 | 0.039894
| Duct Sealing Non Regulated_Com, E - Cool [Building w Propane Heat] | Warehouse | Cooling | RET | 0.0086103 | 0.020035 | 0.033458 | 0.039933 | 0.042302 | 0.043245 | 0.042817 | 0.043822 | 0.044227 | 0.043274
| Power Strip_Com, E - Plug [Tier 1] | Warehouse | Plug Loads | NC | 0.25 | 0.18767 | 0.13556 | 0.13118 | 0.1241 | 0.12323 | 0.12306 | 0.11977 | 0.12059 | 0.12031
| Power Strip_Com, E - Plug [Tier 1] | Warehouse | Plug Loads | RET | 0.0098003 | 0.0085039 | 0.0078513 | 0.0067431 | 0.0058033 | 0.0048978 | 0.0038987 | 0.0029927 | 0.0020136 | 0.0009851
| Power Strip_Com, E - Plug [Tier 1] | Warehouse | Plug Loads | REPL | 0.25 | 0.19104 | 0.14889 | 0.14622 | 0.14691 | 0.1489 | 0.14894 | 0.15268 | 0.1541 | 0.15078
| Power Strip_Com, E - Plug [Tier 2] | Warehouse | Plug Loads | NC | 0 | 0.02815 | 0.090372 | 0.26237 | 0.33094 | 0.32863 | 0.32817 | 0.3194 | 0.32157 | 0.32082
| Power Strip_Com, E - Plug [Tier 2] | Warehouse | Plug Loads | RET | 0 | 0.00076068 | 0.0015925 | 0.0023589 | 0.0031361 | 0.0039306 | 0.0046636 | 0.0055686 | 0.006423 | 0.0070702
| Power Strip_Com, E - Plug [Tier 2] | Warehouse | Plug Loads | REPL | 0 | 0.029177 | 0.10172 | 0.3011 | 0.40128 | 0.40235 | 0.39782 | 0.40716 | 0.41092 | 0.40207
| Computer Power Management_Com, E - Plug | Warehouse | Plug Loads | RET | 0.0046766 | 0.016191 | 0.033655 | 0.043072 | 0.046098 | 0.047042 | 0.046511 | 0.047603 | 0.048043 | 0.047008
| Vending Machine Controls_Com, E - Plug [Non-Refrigerated] | Warehouse | Plug Loads | RET | 0.0037603 | 0.013019 | 0.027061 | 0.034632 | 0.037066 | 0.037824 | 0.037398 | 0.038276 | 0.03863 | 0.037798
| Vending Machine Controls_Com, E - Plug [Refrigerated] | Warehouse | Plug Loads | RET | 0.0050145 | 0.017361 | 0.036086 | 0.046183 | 0.049429 | 0.05044 | 0.049872 | 0.051042 | 0.051514 | 0.050405
| Ovens_Com, E - Cook | Warehouse | Cooking | NC | 0.4 | 0.67179 | 0.77455 | 0.78444 | 0.74702 | 0.74179 | 0.74077 | 0.72096 | 0.71861 | 0.70977
| Ovens_Com, E - Cook | Warehouse | Cooking | REPL | 0.4 | 0.69684 | 0.87388 | 0.90449 | 0.90579 | 0.90821 | 0.89798 | 0.91906 | 0.92756 | 0.90757
| Fryers_Com, E - Cook | Warehouse | Cooking | NC | 0.4 | 0.67179 | 0.77455 | 0.78444 | 0.74702 | 0.74179 | 0.74077 | 0.72096 | 0.71861 | 0.70977
| Fryers_Com, E - Cook | Warehouse | Cooking | REPL | 0.4 | 0.69684 | 0.87388 | 0.90449 | 0.90579 | 0.90821 | 0.89798 | 0.91906 | 0.92756 | 0.90757
| Griddles_Com, E - Cook | Warehouse | Cooking | NC | 0.4 | 0.65462 | 0.74715 | 0.75459 | 0.71796 | 0.71294 | 0.71196 | 0.69293 | 0.69067 | 0.68216
| Griddles_Com, E - Cook | Warehouse | Cooking | REPL | 0.4 | 0.67903 | 0.84296 | 0.87007 | 0.87056 | 0.87289 | 0.86305 | 0.88332 | 0.89148 | 0.87228
| Hot Food Holding Cabinet_Com, E - Cook | Warehouse | Cooking | NC | 0.4 | 0.67179 | 0.77455 | 0.78444 | 0.74702 | 0.74179 | 0.74077 | 0.72096 | 0.71861 | 0.70977
| Hot Food Holding Cabinet_Com, E - Cook | Warehouse | Cooking | REPL | 0.4 | 0.69684 | 0.87388 | 0.90449 | 0.90579 | 0.90821 | 0.89798 | 0.91906 | 0.92756 | 0.90757
| Steamers_Com, E - Cook | Warehouse | Cooking | NC | 0.4 | 0.66948 | 0.77084 | 0.78039 | 0.74307 | 0.73788 | 0.73686 | 0.71716 | 0.71482 | 0.70602
| Steamers_Com, E - Cook | Warehouse | Cooking | REPL | 0.4 | 0.69445 | 0.86969 | 0.89982 | 0.90101 | 0.90342 | 0.89324 | 0.91421 | 0.92266 | 0.90278
| ES Refrigerator and Freezer_Com, E - Refr | Warehouse | Refrigeration | NC | 0.2 | 0.39773 | 0.55473 | 0.6173 | 0.61101 | 0.61455 | 0.6137 | 0.59729 | 0.59534 | 0.58802
| ES Refrigerator and Freezer_Com, E - Refr | Warehouse | Refrigeration | REPL | 0.2 | 0.41256 | 0.62586 | 0.71177 | 0.74088 | 0.75242 | 0.74394 | 0.76141 | 0.76845 | 0.75189
| Loading Dock Pit Seals_Com, E - Refr | Warehouse | Refrigeration | NC | 0.05 | 0.10796 | 0.18409 | 0.24867 | 0.27701 | 0.29529 | 0.30353 | 0.29882 | 0.29798 | 0.29431
| Loading Dock Pit Seals_Com, E - Refr | Warehouse | Refrigeration | RET | 0.0053485 | 0.013809 | 0.022625 | 0.025823 | 0.026681 | 0.0269 | 0.026597 | 0.027221 | 0.027473 | 0.026881
| ECM Comp Cond Fan Motor_Com, E - Refr | Warehouse | Refrigeration | NC | 0.15 | 0.27953 | 0.41546 | 0.50545 | 0.53058 | 0.55022 | 0.55907 | 0.54645 | 0.54467 | 0.53797
| ECM Comp Cond Fan Motor_Com, E - Refr | Warehouse | Refrigeration | RET | 0.010032 | 0.025811 | 0.041899 | 0.04713 | 0.047883 | 0.047438 | 0.046086 | 0.051059 | 0.051531 | 0.050421
| ECM Comp Cond Fan Motor_Com, E - Refr | Warehouse | Refrigeration | REPL | 0.15 | 0.27933 | 0.43205 | 0.5092 | 0.53001 | 0.52118 | 0.49033 | 0.57005 | 0.64199 | 0.68789
| Evap Fan Motor Replacement_Com, E - Refr | Warehouse | Refrigeration | NC | 0.15 | 0.27056 | 0.39043 | 0.46551 | 0.48355 | 0.49911 | 0.50617 | 0.49413 | 0.49252 | 0.48646
| Evap Fan Motor Replacement_Com, E - Refr | Warehouse | Refrigeration | RET | 0.0096365 | 0.024648 | 0.039387 | 0.04322 | 0.042666 | 0.041026 | 0.038676 | 0.038117 | 0.037058 | 0.034943
| Evap Fan Motor Replacement_Com, E - Refr | Warehouse | Refrigeration | REPL | 0.15 | 0.27077 | 0.40738 | 0.47164 | 0.4871 | 0.47822 | 0.45062 | 0.43706 | 0.41533 | 0.38117
| Evap Fan Speed Controls_Com, E - Refr | Warehouse | Refrigeration | NC | 0.15 | 0.2791 | 0.41422 | 0.50344 | 0.52819 | 0.5476 | 0.55636 | 0.54377 | 0.542 | 0.53533
| Evap Fan Speed Controls_Com, E - Refr | Warehouse | Refrigeration | RET | 0.0099586 | 0.025711 | 0.042126 | 0.048082 | 0.049679 | 0.050086 | 0.049521 | 0.050684 | 0.051153 | 0.050051
| Refrigerated Vending Machine_Com, E - Refr | Warehouse | Refrigeration | NC | 0.15 | 0.27044 | 0.39008 | 0.46497 | 0.48291 | 0.49842 | 0.50546 | 0.49343 | 0.49182 | 0.48576
| Refrigerated Vending Machine_Com, E - Refr | Warehouse | Refrigeration | REPL | 0.15 | 0.28052 | 0.44011 | 0.53612 | 0.58555 | 0.61024 | 0.61273 | 0.629 | 0.63482 | 0.62114
| Walk In Refrigeration_Com, E - Refr | Warehouse | Refrigeration | NC | 0.15 | 0.2818 | 0.42194 | 0.516 | 0.54315 | 0.56394 | 0.5733 | 0.56055 | 0.55872 | 0.55184
| Refrigeration Tune Up_Com, E - Refr | Warehouse | Refrigeration | RET | 0.010031 | 0.025898 | 0.042433 | 0.048431 | 0.05004 | 0.05045 | 0.049882 | 0.051053 | 0.051525 | 0.050415
| Walk In Cooler Retroft_Com, E - Refr | Warehouse | Refrigeration | RET | 0.009988 | 0.025787 | 0.04225 | 0.048223 | 0.049825 | 0.050234 | 0.049667 | 0.050833 | 0.051303 | 0.050198
| Door Gasket Replacement_Com, E - Refr | Warehouse | Refrigeration | RET | 0.010032 | 0.028419 | 0.044394 | 0.049155 | 0.05027 | 0.050456 | 0.049888 | 0.051059 | 0.051531 | 0.050421
| EnergyStar Dehumidifier_Com, E - Appl | Warehouse | Appliances | NC | 0.4 | 0.6459 | 0.73341 | 0.73967 | 0.70346 | 0.69854 | 0.69758 | 0.67893 | 0.67671 | 0.66838
| EnergyStar Dehumidifier_Com, E - Appl | Warehouse | Appliances | REPL | 0.4 | 0.66999 | 0.82746 | 0.85287 | 0.85297 | 0.85526 | 0.84562 | 0.86547 | 0.87347 | 0.85465
| Clothes Washer Elec WH_Com, E - Appl [unit w/ elec dry - Washer] | Warehouse | Appliances | NC | 0.4 | 0.60991 | 0.6326 | 0.65592 | 0.62051 | 0.61617 | 0.61532 | 0.60492 | 0.60904 | 0.60762
| Clothes Washer Elec WH_Com, E - Appl [unit w/ elec dry - Washer] | Warehouse | Appliances | REPL | 0.4 | 0.63266 | 0.71373 | 0.7563 | 0.7524 | 0.75441 | 0.74591 | 0.76342 | 0.77048 | 0.75388
| Clothes Washer Elec WH_Com, E - Appl [unit w/ elec dry - Dryer] | Warehouse | Appliances | NC | 0.4 | 0.60991 | 0.6326 | 0.65592 | 0.62051 | 0.61617 | 0.61532 | 0.60492 | 0.60904 | 0.60762
| Clothes Washer Elec WH_Com, E - Appl [unit w/ elec dry - Dryer] | Warehouse | Appliances | REPL | 0.4 | 0.63266 | 0.71373 | 0.7563 | 0.7524 | 0.75441 | 0.74591 | 0.76342 | 0.77048 | 0.75388
| Clothes Washer Elec WH_Com, E - HWat [unit w/ elec dry - Water Heater] | Warehouse | Water Heating | NC | 0.4 | 0.60991 | 0.6326 | 0.65592 | 0.62051 | 0.61617 | 0.61532 | 0.60492 | 0.60904 | 0.60762
| Clothes Washer Elec WH_Com, E - HWat [unit w/ elec dry - Water Heater] | Warehouse | Water Heating | REPL | 0.4 | 0.63266 | 0.71373 | 0.7563 | 0.7524 | 0.75441 | 0.74591 | 0.76342 | 0.77048 | 0.75388
| Clothes Washer Elec WH_Com, E - Appl [unit w/ gas dry - Washer] | Warehouse | Appliances | NC | 0.4 | 0.60991 | 0.6326 | 0.65592 | 0.62051 | 0.61617 | 0.61532 | 0.60492 | 0.60904 | 0.60762
| Clothes Washer Elec WH_Com, E - Appl [unit w/ gas dry - Washer] | Warehouse | Appliances | REPL | 0.4 | 0.63266 | 0.71373 | 0.7563 | 0.7524 | 0.75441 | 0.74591 | 0.76342 | 0.77048 | 0.75388
| Clothes Washer Elec WH_Com, G - Oth [unit w/ gas dry - Dryer] | Warehouse |  | NC | 0.4 | 0.61594 | 0.64228 | 0.6598 | 0.62973 | 0.61122 | 0.60677 | 0.61183 | 0.61892 | 0.62309
| Clothes Washer Elec WH_Com, G - Oth [unit w/ gas dry - Dryer] | Warehouse |  | REPL | 0.4 | 0.64917 | 0.69928 | 0.74413 | 0.74261 | 0.74295 | 0.74522 | 0.74804 | 0.75242 | 0.75615
| Clothes Washer Elec WH_Com, E - HWat [unit w/ gas dry - Water Heater] | Warehouse | Water Heating | NC | 0.4 | 0.60991 | 0.6326 | 0.65592 | 0.62051 | 0.61617 | 0.61532 | 0.60492 | 0.60904 | 0.60762
| Clothes Washer Elec WH_Com, E - HWat [unit w/ gas dry - Water Heater] | Warehouse | Water Heating | REPL | 0.4 | 0.63266 | 0.71373 | 0.7563 | 0.7524 | 0.75441 | 0.74591 | 0.76342 | 0.77048 | 0.75388
| Clothes Washer Elec WH_Com, E - Appl [unit w/ propane dry - Washer] | Warehouse | Appliances | NC | 0.4 | 0.60991 | 0.6326 | 0.65592 | 0.62051 | 0.61617 | 0.61532 | 0.60492 | 0.60904 | 0.60762
| Clothes Washer Elec WH_Com, E - Appl [unit w/ propane dry - Washer] | Warehouse | Appliances | REPL | 0.4 | 0.63266 | 0.71373 | 0.7563 | 0.7524 | 0.75441 | 0.74591 | 0.76342 | 0.77048 | 0.75388
| Clothes Washer Elec WH_Com, P - Oth [unit w/ propane dry - Dryer] | Warehouse |  | NC | 0.4 | 0.60941 | 0.63249 | 0.64764 | 0.61383 | 0.5904 | 0.57993 | 0.57795 | 0.57662 | 0.57269
| Clothes Washer Elec WH_Com, P - Oth [unit w/ propane dry - Dryer] | Warehouse |  | REPL | 0.4 | 0.6423 | 0.68862 | 0.73042 | 0.72387 | 0.71763 | 0.71225 | 0.70662 | 0.701 | 0.69499
| Clothes Washer Elec WH_Com, E - HWat [unit w/ propane dry - Water Heater] | Warehouse | Water Heating | NC | 0.4 | 0.60991 | 0.6326 | 0.65592 | 0.62051 | 0.61617 | 0.61532 | 0.60492 | 0.60904 | 0.60762
| Clothes Washer Elec WH_Com, E - HWat [unit w/ propane dry - Water Heater] | Warehouse | Water Heating | REPL | 0.4 | 0.63266 | 0.71373 | 0.7563 | 0.7524 | 0.75441 | 0.74591 | 0.76342 | 0.77048 | 0.75388
| Clothes Washer Gas WH_Com, E - Appl [unit w/ elec dry - Washer] | Warehouse | Appliances | NC | 0.4 | 0.60991 | 0.6326 | 0.65592 | 0.62051 | 0.61617 | 0.61532 | 0.60492 | 0.60904 | 0.60762
| Clothes Washer Gas WH_Com, E - Appl [unit w/ elec dry - Washer] | Warehouse | Appliances | REPL | 0.4 | 0.63266 | 0.71373 | 0.7563 | 0.7524 | 0.75441 | 0.74591 | 0.76342 | 0.77048 | 0.75388
| Clothes Washer Gas WH_Com, E - Appl [unit w/ elec dry - Dryer] | Warehouse | Appliances | NC | 0.4 | 0.60991 | 0.6326 | 0.65592 | 0.62051 | 0.61617 | 0.61532 | 0.60492 | 0.60904 | 0.60762
| Clothes Washer Gas WH_Com, E - Appl [unit w/ elec dry - Dryer] | Warehouse | Appliances | REPL | 0.4 | 0.63266 | 0.71373 | 0.7563 | 0.7524 | 0.75441 | 0.74591 | 0.76342 | 0.77048 | 0.75388
| Clothes Washer Gas WH_Com, G - HWat [unit w/ elec dry - Water Heater] | Warehouse |  | NC | 0.4 | 0.61594 | 0.64228 | 0.6598 | 0.62973 | 0.61122 | 0.60677 | 0.61183 | 0.61892 | 0.62309
| Clothes Washer Gas WH_Com, G - HWat [unit w/ elec dry - Water Heater] | Warehouse |  | REPL | 0.4 | 0.64917 | 0.69928 | 0.74413 | 0.74261 | 0.74295 | 0.74522 | 0.74804 | 0.75242 | 0.75615
| Clothes Washer Gas WH_Com, E - Appl [unit w/ gas dry - Washer] | Warehouse | Appliances | NC | 0.4 | 0.60991 | 0.6326 | 0.65592 | 0.62051 | 0.61617 | 0.61532 | 0.60492 | 0.60904 | 0.60762
| Clothes Washer Gas WH_Com, E - Appl [unit w/ gas dry - Washer] | Warehouse | Appliances | REPL | 0.4 | 0.63266 | 0.71373 | 0.7563 | 0.7524 | 0.75441 | 0.74591 | 0.76342 | 0.77048 | 0.75388
| Clothes Washer Gas WH_Com, G - Oth [unit w/ gas dry - Dryer] | Warehouse |  | NC | 0.4 | 0.61594 | 0.64228 | 0.6598 | 0.62973 | 0.61122 | 0.60677 | 0.61183 | 0.61892 | 0.62309
| Clothes Washer Gas WH_Com, G - Oth [unit w/ gas dry - Dryer] | Warehouse |  | REPL | 0.4 | 0.64917 | 0.69928 | 0.74413 | 0.74261 | 0.74295 | 0.74522 | 0.74804 | 0.75242 | 0.75615
| Clothes Washer Gas WH_Com, G - HWat [unit w/ gas dry - Water Heater] | Warehouse |  | NC | 0.4 | 0.61594 | 0.64228 | 0.6598 | 0.62973 | 0.61122 | 0.60677 | 0.61183 | 0.61892 | 0.62309
| Clothes Washer Gas WH_Com, G - HWat [unit w/ gas dry - Water Heater] | Warehouse |  | REPL | 0.4 | 0.64917 | 0.69928 | 0.74413 | 0.74261 | 0.74295 | 0.74522 | 0.74804 | 0.75242 | 0.75615
| Clothes Washer Gas WH_Com, E - Appl [unit w/ propane dry - Washer] | Warehouse | Appliances | NC | 0.4 | 0.60991 | 0.6326 | 0.65592 | 0.62051 | 0.61617 | 0.61532 | 0.60492 | 0.60904 | 0.60762
| Clothes Washer Gas WH_Com, E - Appl [unit w/ propane dry - Washer] | Warehouse | Appliances | REPL | 0.4 | 0.63266 | 0.71373 | 0.7563 | 0.7524 | 0.75441 | 0.74591 | 0.76342 | 0.77048 | 0.75388
| Clothes Washer Gas WH_Com, P - Oth [unit w/ propane dry - Dryer] | Warehouse |  | NC | 0.4 | 0.60941 | 0.63249 | 0.64764 | 0.61383 | 0.5904 | 0.57993 | 0.57795 | 0.57662 | 0.57269
| Clothes Washer Gas WH_Com, P - Oth [unit w/ propane dry - Dryer] | Warehouse |  | REPL | 0.4 | 0.6423 | 0.68862 | 0.73042 | 0.72387 | 0.71763 | 0.71225 | 0.70662 | 0.701 | 0.69499
| Clothes Washer Gas WH_Com, G - HWat [unit w/ propane dry - Water Heater] | Warehouse |  | NC | 0.4 | 0.61594 | 0.64228 | 0.6598 | 0.62973 | 0.61122 | 0.60677 | 0.61183 | 0.61892 | 0.62309
| Clothes Washer Gas WH_Com, G - HWat [unit w/ propane dry - Water Heater] | Warehouse |  | REPL | 0.4 | 0.64917 | 0.69928 | 0.74413 | 0.74261 | 0.74295 | 0.74522 | 0.74804 | 0.75242 | 0.75615
| Clothes Washer Oil WH_Com, E - Appl [unit w/ elec dry - Washer] | Warehouse | Appliances | NC | 0.4 | 0.60991 | 0.6326 | 0.65592 | 0.62051 | 0.61617 | 0.61532 | 0.60492 | 0.60904 | 0.60762
| Clothes Washer Oil WH_Com, E - Appl [unit w/ elec dry - Washer] | Warehouse | Appliances | REPL | 0.4 | 0.63266 | 0.71373 | 0.7563 | 0.7524 | 0.75441 | 0.74591 | 0.76342 | 0.77048 | 0.75388
| Clothes Washer Oil WH_Com, E - Appl [unit w/ elec dry - Dryer] | Warehouse | Appliances | NC | 0.4 | 0.60991 | 0.6326 | 0.65592 | 0.62051 | 0.61617 | 0.61532 | 0.60492 | 0.60904 | 0.60762
| Clothes Washer Oil WH_Com, E - Appl [unit w/ elec dry - Dryer] | Warehouse | Appliances | REPL | 0.4 | 0.63266 | 0.71373 | 0.7563 | 0.7524 | 0.75441 | 0.74591 | 0.76342 | 0.77048 | 0.75388
| Clothes Washer Oil WH_Com, O - HWat [unit w/ elec dry - Water Heater] | Warehouse |  | NC | 0.4 | 0.60941 | 0.63249 | 0.64764 | 0.61383 | 0.5904 | 0.57993 | 0.57795 | 0.57662 | 0.57269
| Clothes Washer Oil WH_Com, O - HWat [unit w/ elec dry - Water Heater] | Warehouse |  | REPL | 0.4 | 0.6423 | 0.68862 | 0.73042 | 0.72387 | 0.71763 | 0.71225 | 0.70662 | 0.701 | 0.69499
| Clothes Washer Oil WH_Com, E - Appl [unit w/ gas dry - Washer] | Warehouse | Appliances | NC | 0.4 | 0.60991 | 0.6326 | 0.65592 | 0.62051 | 0.61617 | 0.61532 | 0.60492 | 0.60904 | 0.60762
| Clothes Washer Oil WH_Com, E - Appl [unit w/ gas dry - Washer] | Warehouse | Appliances | REPL | 0.4 | 0.63266 | 0.71373 | 0.7563 | 0.7524 | 0.75441 | 0.74591 | 0.76342 | 0.77048 | 0.75388
| Clothes Washer Oil WH_Com, G - Oth [unit w/ gas dry - Dryer] | Warehouse |  | NC | 0.4 | 0.61594 | 0.64228 | 0.6598 | 0.62973 | 0.61122 | 0.60677 | 0.61183 | 0.61892 | 0.62309
| Clothes Washer Oil WH_Com, G - Oth [unit w/ gas dry - Dryer] | Warehouse |  | REPL | 0.4 | 0.64917 | 0.69928 | 0.74413 | 0.74261 | 0.74295 | 0.74522 | 0.74804 | 0.75242 | 0.75615
| Clothes Washer Oil WH_Com, O - HWat [unit w/ gas dry - Water Heater] | Warehouse |  | NC | 0.4 | 0.60941 | 0.63249 | 0.64764 | 0.61383 | 0.5904 | 0.57993 | 0.57795 | 0.57662 | 0.57269
| Clothes Washer Oil WH_Com, O - HWat [unit w/ gas dry - Water Heater] | Warehouse |  | REPL | 0.4 | 0.6423 | 0.68862 | 0.73042 | 0.72387 | 0.71763 | 0.71225 | 0.70662 | 0.701 | 0.69499
| Clothes Washer Oil WH_Com, E - Appl [unit w/ propane dry - Washer] | Warehouse | Appliances | NC | 0.4 | 0.60991 | 0.6326 | 0.65592 | 0.62051 | 0.61617 | 0.61532 | 0.60492 | 0.60904 | 0.60762
| Clothes Washer Oil WH_Com, E - Appl [unit w/ propane dry - Washer] | Warehouse | Appliances | REPL | 0.4 | 0.63266 | 0.71373 | 0.7563 | 0.7524 | 0.75441 | 0.74591 | 0.76342 | 0.77048 | 0.75388
| Clothes Washer Oil WH_Com, P - Oth [unit w/ propane dry - Dryer] | Warehouse |  | NC | 0.4 | 0.60941 | 0.63249 | 0.64764 | 0.61383 | 0.5904 | 0.57993 | 0.57795 | 0.57662 | 0.57269
| Clothes Washer Oil WH_Com, P - Oth [unit w/ propane dry - Dryer] | Warehouse |  | REPL | 0.4 | 0.6423 | 0.68862 | 0.73042 | 0.72387 | 0.71763 | 0.71225 | 0.70662 | 0.701 | 0.69499
| Clothes Washer Oil WH_Com, O - HWat [unit w/ propane dry - Water Heater] | Warehouse |  | NC | 0.4 | 0.60941 | 0.63249 | 0.64764 | 0.61383 | 0.5904 | 0.57993 | 0.57795 | 0.57662 | 0.57269
| Clothes Washer Oil WH_Com, O - HWat [unit w/ propane dry - Water Heater] | Warehouse |  | REPL | 0.4 | 0.6423 | 0.68862 | 0.73042 | 0.72387 | 0.71763 | 0.71225 | 0.70662 | 0.701 | 0.69499
| Clothes Washer Propane WH_Com, E - Appl [unit w/ elec dry - Washer] | Warehouse | Appliances | NC | 0.4 | 0.60991 | 0.6326 | 0.65592 | 0.62051 | 0.61617 | 0.61532 | 0.60492 | 0.60904 | 0.60762
| Clothes Washer Propane WH_Com, E - Appl [unit w/ elec dry - Washer] | Warehouse | Appliances | REPL | 0.4 | 0.63266 | 0.71373 | 0.7563 | 0.7524 | 0.75441 | 0.74591 | 0.76342 | 0.77048 | 0.75388
| Clothes Washer Propane WH_Com, E - Appl [unit w/ elec dry - Dryer] | Warehouse | Appliances | NC | 0.4 | 0.60991 | 0.6326 | 0.65592 | 0.62051 | 0.61617 | 0.61532 | 0.60492 | 0.60904 | 0.60762
| Clothes Washer Propane WH_Com, E - Appl [unit w/ elec dry - Dryer] | Warehouse | Appliances | REPL | 0.4 | 0.63266 | 0.71373 | 0.7563 | 0.7524 | 0.75441 | 0.74591 | 0.76342 | 0.77048 | 0.75388
| Clothes Washer Propane WH_Com, P - HWat [unit w/ elec dry - Water Heater] | Warehouse |  | NC | 0.4 | 0.60941 | 0.63249 | 0.64764 | 0.61383 | 0.5904 | 0.57993 | 0.57795 | 0.57662 | 0.57269
| Clothes Washer Propane WH_Com, P - HWat [unit w/ elec dry - Water Heater] | Warehouse |  | REPL | 0.4 | 0.6423 | 0.68862 | 0.73042 | 0.72387 | 0.71763 | 0.71225 | 0.70662 | 0.701 | 0.69499
| Clothes Washer Propane WH_Com, E - Appl [unit w/ gas dry - Washer] | Warehouse | Appliances | NC | 0.4 | 0.60991 | 0.6326 | 0.65592 | 0.62051 | 0.61617 | 0.61532 | 0.60492 | 0.60904 | 0.60762
| Clothes Washer Propane WH_Com, E - Appl [unit w/ gas dry - Washer] | Warehouse | Appliances | REPL | 0.4 | 0.63266 | 0.71373 | 0.7563 | 0.7524 | 0.75441 | 0.74591 | 0.76342 | 0.77048 | 0.75388
| Clothes Washer Propane WH_Com, G - Oth [unit w/ gas dry - Dryer] | Warehouse |  | NC | 0.4 | 0.61594 | 0.64228 | 0.6598 | 0.62973 | 0.61122 | 0.60677 | 0.61183 | 0.61892 | 0.62309
| Clothes Washer Propane WH_Com, G - Oth [unit w/ gas dry - Dryer] | Warehouse |  | REPL | 0.4 | 0.64917 | 0.69928 | 0.74413 | 0.74261 | 0.74295 | 0.74522 | 0.74804 | 0.75242 | 0.75615
| Clothes Washer Propane WH_Com, P - HWat [unit w/ gas dry - Water Heater] | Warehouse |  | NC | 0.4 | 0.60941 | 0.63249 | 0.64764 | 0.61383 | 0.5904 | 0.57993 | 0.57795 | 0.57662 | 0.57269
| Clothes Washer Propane WH_Com, P - HWat [unit w/ gas dry - Water Heater] | Warehouse |  | REPL | 0.4 | 0.6423 | 0.68862 | 0.73042 | 0.72387 | 0.71763 | 0.71225 | 0.70662 | 0.701 | 0.69499
| Clothes Washer Propane WH_Com, E - Appl [unit w/ propane dry - Washer] | Warehouse | Appliances | NC | 0.4 | 0.60991 | 0.6326 | 0.65592 | 0.62051 | 0.61617 | 0.61532 | 0.60492 | 0.60904 | 0.60762
| Clothes Washer Propane WH_Com, E - Appl [unit w/ propane dry - Washer] | Warehouse | Appliances | REPL | 0.4 | 0.63266 | 0.71373 | 0.7563 | 0.7524 | 0.75441 | 0.74591 | 0.76342 | 0.77048 | 0.75388
| Clothes Washer Propane WH_Com, P - Oth [unit w/ propane dry - Dryer] | Warehouse |  | NC | 0.4 | 0.60941 | 0.63249 | 0.64764 | 0.61383 | 0.5904 | 0.57993 | 0.57795 | 0.57662 | 0.57269
| Clothes Washer Propane WH_Com, P - Oth [unit w/ propane dry - Dryer] | Warehouse |  | REPL | 0.4 | 0.6423 | 0.68862 | 0.73042 | 0.72387 | 0.71763 | 0.71225 | 0.70662 | 0.701 | 0.69499
| Clothes Washer Propane WH_Com, P - HWat [unit w/ propane dry - Water Heater] | Warehouse |  | NC | 0.4 | 0.60941 | 0.63249 | 0.64764 | 0.61383 | 0.5904 | 0.57993 | 0.57795 | 0.57662 | 0.57269
| Clothes Washer Propane WH_Com, P - HWat [unit w/ propane dry - Water Heater] | Warehouse |  | REPL | 0.4 | 0.6423 | 0.68862 | 0.73042 | 0.72387 | 0.71763 | 0.71225 | 0.70662 | 0.701 | 0.69499
| Dishwasher_Com, E - Appl [Building w elec WH] | Warehouse | Appliances | NC | 0.4 | 0.66263 | 0.75988 | 0.76844 | 0.73144 | 0.72632 | 0.72532 | 0.70593 | 0.70363 | 0.69497
| Dishwasher_Com, E - Appl [Building w elec WH] | Warehouse | Appliances | REPL | 0.4 | 0.68734 | 0.85732 | 0.88604 | 0.8869 | 0.88927 | 0.87925 | 0.89989 | 0.90821 | 0.88865
| Dishwasher_Com, E - HWat [Building w elec WH] | Warehouse | Water Heating | NC | 0.4 | 0.66263 | 0.75988 | 0.76844 | 0.73144 | 0.72632 | 0.72532 | 0.70593 | 0.70363 | 0.69497
| Dishwasher_Com, E - HWat [Building w elec WH] | Warehouse | Water Heating | REPL | 0.4 | 0.68734 | 0.85732 | 0.88604 | 0.8869 | 0.88927 | 0.87925 | 0.89989 | 0.90821 | 0.88865
| Dishwasher_Com, E - Appl [Building w gas WH] | Warehouse | Appliances | NC | 0.4 | 0.66671 | 0.7664 | 0.77555 | 0.73835 | 0.73319 | 0.73218 | 0.7126 | 0.71028 | 0.70154
| Dishwasher_Com, E - Appl [Building w gas WH] | Warehouse | Appliances | REPL | 0.4 | 0.69157 | 0.86468 | 0.89423 | 0.89529 | 0.89768 | 0.88756 | 0.9084 | 0.9168 | 0.89705
| Dishwasher_Com, G - HWat [Building w gas WH] | Warehouse |  | NC | 0.4 | 0.67329 | 0.77812 | 0.78013 | 0.74932 | 0.7273 | 0.72201 | 0.72075 | 0.7218 | 0.7194
| Dishwasher_Com, G - HWat [Building w gas WH] | Warehouse |  | REPL | 0.4 | 0.70963 | 0.84717 | 0.87985 | 0.88364 | 0.88404 | 0.88674 | 0.89011 | 0.89531 | 0.89975
| Dishwasher_Com, E - Appl [Building w oil WH] | Warehouse | Appliances | NC | 0.4 | 0.65584 | 0.74908 | 0.75669 | 0.72 | 0.71497 | 0.71398 | 0.69489 | 0.69262 | 0.6841
| Dishwasher_Com, E - Appl [Building w oil WH] | Warehouse | Appliances | REPL | 0.4 | 0.68029 | 0.84514 | 0.87249 | 0.87303 | 0.87537 | 0.8655 | 0.88582 | 0.89401 | 0.87475
| Dishwasher_Com, O - HWat [Building w oil WH] | Warehouse |  | NC | 0.4 | 0.6553 | 0.74895 | 0.74713 | 0.71225 | 0.68506 | 0.67291 | 0.66391 | 0.65576 | 0.64478
| Dishwasher_Com, O - HWat [Building w oil WH] | Warehouse |  | REPL | 0.4 | 0.69066 | 0.81541 | 0.84263 | 0.83993 | 0.83269 | 0.82645 | 0.81991 | 0.81339 | 0.80641
| Dishwasher_Com, E - Appl [Building w propane WH] | Warehouse | Appliances | NC | 0.4 | 0.65859 | 0.75345 | 0.76144 | 0.72462 | 0.71955 | 0.71856 | 0.69935 | 0.69707 | 0.68849
| Dishwasher_Com, E - Appl [Building w propane WH] | Warehouse | Appliances | REPL | 0.4 | 0.68314 | 0.85006 | 0.87796 | 0.87864 | 0.88099 | 0.87106 | 0.89151 | 0.89975 | 0.88037
| Dishwasher_Com, P - HWat [Building w propane WH] | Warehouse |  | NC | 0.4 | 0.65805 | 0.75331 | 0.75182 | 0.71682 | 0.68945 | 0.67723 | 0.66817 | 0.65996 | 0.64892
| Dishwasher_Com, P - HWat [Building w propane WH] | Warehouse |  | REPL | 0.4 | 0.69356 | 0.82016 | 0.84792 | 0.84532 | 0.83803 | 0.83175 | 0.82518 | 0.81861 | 0.81159
| Faucet Aerator_Com, E - HWat | Warehouse | Water Heating | RET | 0.030097 | 0.042779 | 0.04982 | 0.050559 | 0.050322 | 0.050456 | 0.049888 | 0.051059 | 0.051531 | 0.050421
| Faucet Aerator_Com, G - HWat | Warehouse |  | RET | 0.028197 | 0.041124 | 0.045729 | 0.046605 | 0.046532 | 0.046552 | 0.046695 | 0.046872 | 0.047146 | 0.04738
| Faucet Aerator_Com, O - HWat | Warehouse |  | RET | 0.029977 | 0.043259 | 0.047877 | 0.048635 | 0.048222 | 0.047806 | 0.047448 | 0.047073 | 0.046698 | 0.046298
| Faucet Aerator_Com, P - HWat | Warehouse |  | RET | 0.030097 | 0.043431 | 0.048067 | 0.048829 | 0.048414 | 0.047996 | 0.047636 | 0.04726 | 0.046884 | 0.046482
| Pre Rinse Sprayers_Com, E - HWat | Warehouse | Water Heating | RET | 0.030097 | 0.042779 | 0.04982 | 0.050559 | 0.050322 | 0.050456 | 0.049888 | 0.051059 | 0.051531 | 0.050421
| Pre Rinse Sprayers_Com, G - HWat | Warehouse |  | RET | 0.030095 | 0.043893 | 0.048808 | 0.049743 | 0.049664 | 0.049686 | 0.049838 | 0.050027 | 0.05032 | 0.050569
| Pre Rinse Sprayers_Com, O - HWat | Warehouse |  | RET | 0.030097 | 0.043431 | 0.048067 | 0.048829 | 0.048414 | 0.047996 | 0.047636 | 0.04726 | 0.046884 | 0.046482
| Pre Rinse Sprayers_Com, P - HWat | Warehouse |  | RET | 0.030097 | 0.043431 | 0.048067 | 0.048829 | 0.048414 | 0.047996 | 0.047636 | 0.04726 | 0.046884 | 0.046482
| Heat Pump Water Heater_Com, E - HWat | Warehouse | Water Heating | NC | 0.2 | 0.34103 | 0.42771 | 0.45414 | 0.44233 | 0.44173 | 0.44112 | 0.42932 | 0.42792 | 0.42266
| Heat Pump Water Heater_Com, E - HWat | Warehouse | Water Heating | RET | 0.0062655 | 0.016078 | 0.025918 | 0.028836 | 0.028927 | 0.028598 | 0.027728 | 0.027835 | 0.027561 | 0.026463
| Heat Pump Water Heater_Com, E - HWat | Warehouse | Water Heating | REPL | 0.2 | 0.34565 | 0.45897 | 0.48233 | 0.47733 | 0.46978 | 0.45308 | 0.45205 | 0.44445 | 0.42335
| FF Storage Water Heater_Com, G - HWat | Warehouse |  | NC | 0.3 | 0.33166 | 0.41289 | 0.43986 | 0.50378 | 0.48898 | 0.48542 | 0.48457 | 0.48528 | 0.48367
| FF Storage Water Heater_Com, G - HWat | Warehouse |  | RET | 0.0044651 | 0.011793 | 0.0183 | 0.02071 | 0.021152 | 0.020955 | 0.020699 | 0.022029 | 0.022398 | 0.022509
| FF Storage Water Heater_Com, G - HWat | Warehouse |  | REPL | 0.3 | 0.34385 | 0.43388 | 0.4682 | 0.5475 | 0.53448 | 0.5228 | 0.55358 | 0.58578 | 0.60492
| FF Storage Water Heater_Com, O - HWat | Warehouse |  | NC | 0.3 | 0.3303 | 0.33557 | 0.32592 | 0.30891 | 0.29712 | 0.29185 | 0.28795 | 0.28441 | 0.27965
| FF Storage Water Heater_Com, O - HWat | Warehouse |  | RET | 0.0045799 | 0.011967 | 0.018479 | 0.020838 | 0.021127 | 0.020732 | 0.020255 | 0.0213 | 0.021403 | 0.02122
| FF Storage Water Heater_Com, O - HWat | Warehouse |  | REPL | 0.3 | 0.3423 | 0.35229 | 0.34639 | 0.33499 | 0.32383 | 0.31319 | 0.32763 | 0.34179 | 0.34975
| FF Storage Water Heater_Com, P - HWat | Warehouse |  | NC | 0.3 | 0.40443 | 0.4467 | 0.44613 | 0.42806 | 0.41172 | 0.40442 | 0.39901 | 0.39411 | 0.38751
| FF Storage Water Heater_Com, P - HWat | Warehouse |  | RET | 0.0051136 | 0.013357 | 0.020605 | 0.0232 | 0.02348 | 0.022999 | 0.022428 | 0.023559 | 0.023898 | 0.023693
| FF Storage Water Heater_Com, P - HWat | Warehouse |  | REPL | 0.3 | 0.41829 | 0.46693 | 0.47077 | 0.45947 | 0.44271 | 0.42669 | 0.44543 | 0.46382 | 0.48159
| FF Instantaneous Water Heater_Com, G - HWat | Warehouse |  | NC | 0.3 | 0.33166 | 0.36702 | 0.39588 | 0.41982 | 0.43193 | 0.42879 | 0.42804 | 0.42866 | 0.42724
| FF Instantaneous Water Heater_Com, G - HWat | Warehouse |  | RET | 0.0048113 | 0.01145 | 0.018113 | 0.021439 | 0.022438 | 0.022519 | 0.022247 | 0.021965 | 0.02173 | 0.021479
| FF Instantaneous Water Heater_Com, G - HWat | Warehouse |  | REPL | 0.3 | 0.34385 | 0.38574 | 0.42113 | 0.4553 | 0.47022 | 0.45899 | 0.44802 | 0.43784 | 0.42716
| FF Instantaneous Water Heater_Com, O - HWat | Warehouse |  | NC | 0.3 | 0.32815 | 0.36142 | 0.38858 | 0.40922 | 0.41721 | 0.40982 | 0.40434 | 0.39937 | 0.39268
| FF Instantaneous Water Heater_Com, O - HWat | Warehouse |  | RET | 0.0049043 | 0.011547 | 0.018178 | 0.021441 | 0.022277 | 0.022148 | 0.021644 | 0.021113 | 0.020595 | 0.020076
| FF Instantaneous Water Heater_Com, O - HWat | Warehouse |  | REPL | 0.3 | 0.3401 | 0.3796 | 0.41289 | 0.44306 | 0.45318 | 0.43744 | 0.42173 | 0.40623 | 0.3907
| FF Instantaneous Water Heater_Com, P - HWat | Warehouse |  | NC | 0.3 | 0.32815 | 0.36142 | 0.38858 | 0.40922 | 0.41721 | 0.40982 | 0.40434 | 0.39937 | 0.39268
| FF Instantaneous Water Heater_Com, P - HWat | Warehouse |  | RET | 0.0053435 | 0.012577 | 0.019786 | 0.02331 | 0.024185 | 0.024009 | 0.023427 | 0.022818 | 0.022223 | 0.021631
| FF Instantaneous Water Heater_Com, P - HWat | Warehouse |  | REPL | 0.3 | 0.33959 | 0.37835 | 0.41062 | 0.43952 | 0.44835 | 0.43154 | 0.41478 | 0.39825 | 0.38171
| Clothes Dryer_Com, E - Appl | Warehouse | Appliances | NC | 0.4 | 0.64591 | 0.73341 | 0.73968 | 0.70346 | 0.69854 | 0.69758 | 0.67893 | 0.67671 | 0.66838
| Clothes Dryer_Com, E - Appl | Warehouse | Appliances | RET | 0 | 0.0073892 | 0.020633 | 0.028699 | 0.030674 | 0.030543 | 0.029247 | 0.02938 | 0.02911 | 0.02797
| Clothes Dryer_Com, E - Appl | Warehouse | Appliances | REPL | 0.4 | 0.6649 | 0.80432 | 0.80408 | 0.77662 | 0.75039 | 0.71394 | 0.71204 | 0.69979 | 0.66629
| Clothes Dryer_Com, G - Oth | Warehouse |  | NC | 0.4 | 0.61594 | 0.68816 | 0.70378 | 0.67171 | 0.65197 | 0.64722 | 0.6461 | 0.64704 | 0.64489
| Clothes Dryer_Com, G - Oth | Warehouse |  | RET | 0 | 0.0052836 | 0.014118 | 0.019839 | 0.021455 | 0.021521 | 0.021113 | 0.020993 | 0.020919 | 0.02083
| Clothes Dryer_Com, G - Oth | Warehouse |  | REPL | 0.4 | 0.64574 | 0.73462 | 0.7621 | 0.74271 | 0.72476 | 0.70864 | 0.70213 | 0.69698 | 0.69114
| Clothes Dryer_Com, P - Oth | Warehouse |  | NC | 0.4 | 0.63565 | 0.71808 | 0.71407 | 0.68006 | 0.65409 | 0.6425 | 0.6339 | 0.62611 | 0.61563
| Clothes Dryer_Com, P - Oth | Warehouse |  | RET | 0 | 0.006932 | 0.018405 | 0.025665 | 0.027385 | 0.027025 | 0.026042 | 0.025417 | 0.024811 | 0.024209
| Clothes Dryer_Com, P - Oth | Warehouse |  | REPL | 0.4 | 0.66525 | 0.76159 | 0.76277 | 0.73563 | 0.70497 | 0.67555 | 0.6553 | 0.63529 | 0.61517
| Pnemautic to DDC_Com, E - TotE [Building w Elec Heat] | Warehouse | Total Electric | RET | 0 | 0.0010936 | 0.0035223 | 0.0077335 | 0.013729 | 0.020025 | 0.024391 | 0.027664 | 0.02926 | 0.028629
| Pnemautic to DDC_Com, E - TotE [Building w Gas Heat] | Warehouse | Total Electric | RET | 0 | 0.00089345 | 0.0028776 | 0.006318 | 0.011216 | 0.016359 | 0.019927 | 0.0226 | 0.023904 | 0.023389
| Pnemautic to DDC_Com, G - TotF [Building w Gas Heat] | Warehouse |  | RET | 0 | 0.00091677 | 0.0028193 | 0.0062164 | 0.011071 | 0.016111 | 0.019908 | 0.022145 | 0.023344 | 0.02346
| Pnemautic to DDC_Com, E - TotE [Building w Oil Heat] | Warehouse | Total Electric | RET | 0 | 0.00093145 | 0.003 | 0.0065867 | 0.011694 | 0.017055 | 0.020774 | 0.023561 | 0.024921 | 0.024384
| Pnemautic to DDC_Com, O - TotF [Building w Oil Heat] | Warehouse |  | RET | 0 | 0.00094564 | 0.0028945 | 0.0063614 | 0.01125 | 0.016224 | 0.019837 | 0.021808 | 0.022674 | 0.022479
| Pnemautic to DDC_Com, E - TotE [Building w Propane Heat] | Warehouse | Total Electric | RET | 0 | 0.00089808 | 0.0028925 | 0.0063508 | 0.011275 | 0.016444 | 0.02003 | 0.022717 | 0.024028 | 0.023511
| Pnemautic to DDC_Com, P - TotF [Building w Propane Heat] | Warehouse |  | RET | 0 | 0.00091177 | 0.0027908 | 0.0061335 | 0.010847 | 0.015643 | 0.019126 | 0.021027 | 0.021861 | 0.021674
| RCx_Com, E - TotE [Building w Elec Heat] | Warehouse | Total Electric | RET | 0.0093752 | 0.013688 | 0.019118 | 0.023635 | 0.028215 | 0.028291 | 0.027972 | 0.028629 | 0.028894 | 0.028271
| RCx_Com, E - TotE [Building w Gas Heat] | Warehouse | Total Electric | RET | 0.0088898 | 0.012979 | 0.018128 | 0.022411 | 0.026755 | 0.026826 | 0.026524 | 0.027147 | 0.027398 | 0.026807
| RCx_Com, G - TotF [Building w Gas Heat] | Warehouse |  | RET | 0.0088898 | 0.013318 | 0.017761 | 0.022051 | 0.026407 | 0.026418 | 0.026499 | 0.0266 | 0.026755 | 0.026888
| RCx_Com, E - TotE [Building w Oil Heat] | Warehouse | Total Electric | RET | 0.0081526 | 0.011903 | 0.016625 | 0.020553 | 0.024536 | 0.024602 | 0.024325 | 0.024896 | 0.025126 | 0.024584
| RCx_Com, O - TotF [Building w Oil Heat] | Warehouse |  | RET | 0.0081526 | 0.012084 | 0.01604 | 0.01985 | 0.023606 | 0.023402 | 0.023227 | 0.023043 | 0.02286 | 0.022664
| RCx_Com, E - TotE [Building w Propane Heat] | Warehouse | Total Electric | RET | 0.0081771 | 0.011938 | 0.016675 | 0.020615 | 0.02461 | 0.024676 | 0.024398 | 0.02497 | 0.025201 | 0.024658
| RCx_Com, P - TotF [Building w Propane Heat] | Warehouse |  | RET | 0.0081771 | 0.01212 | 0.016088 | 0.019909 | 0.023677 | 0.023473 | 0.023297 | 0.023112 | 0.022929 | 0.022732
| Commissioning_Com, E - TotE [Building w Elec Heat] | Warehouse | Total Electric | NC | 0.15 | 0.19435 | 0.2351 | 0.26383 | 0.27308 | 0.28568 | 0.29377 | 0.28597 | 0.28792 | 0.28725
| Commissioning_Com, E - TotE [Building w Gas Heat] | Warehouse | Total Electric | NC | 0.15 | 0.18979 | 0.22476 | 0.24817 | 0.25408 | 0.26402 | 0.26918 | 0.26199 | 0.26377 | 0.26315
| Commissioning_Com, G - TotF [Building w Gas Heat] | Warehouse |  | NC | 0.15 | 0.19166 | 0.2282 | 0.24964 | 0.25785 | 0.2619 | 0.26544 | 0.26498 | 0.26805 | 0.26986
| Commissioning_Com, E - TotE [Building w Oil Heat] | Warehouse | Total Electric | NC | 0.15 | 0.19174 | 0.22914 | 0.25474 | 0.26201 | 0.27302 | 0.27937 | 0.2719 | 0.27375 | 0.27311
| Commissioning_Com, O - TotF [Building w Oil Heat] | Warehouse |  | NC | 0.15 | 0.19159 | 0.2291 | 0.25153 | 0.25919 | 0.2616 | 0.2633 | 0.25978 | 0.25918 | 0.25742
| Commissioning_Com, E - TotE [Building w Propane Heat] | Warehouse | Total Electric | NC | 0.15 | 0.19018 | 0.22563 | 0.24946 | 0.25563 | 0.26578 | 0.27117 | 0.26392 | 0.26572 | 0.2651
| Commissioning_Com, P - TotF [Building w Propane Heat] | Warehouse |  | NC | 0.15 | 0.19002 | 0.22559 | 0.24631 | 0.25288 | 0.25467 | 0.25557 | 0.25215 | 0.25157 | 0.24986
| Integrated Building Design_Com, E - TotE [Building w Elec Heat] | Warehouse | Total Electric | NC | 0.07 | 0.10291 | 0.14212 | 0.17866 | 0.19929 | 0.21514 | 0.22002 | 0.21065 | 0.20081 | 0.18383
| Integrated Building Design_Com, E - TotE [Building w Gas Heat] | Warehouse | Total Electric | NC | 0.07 | 0.10291 | 0.14212 | 0.17866 | 0.19929 | 0.21514 | 0.22002 | 0.21065 | 0.20081 | 0.18383
| Integrated Building Design_Com, G - TotF [Building w Gas Heat] | Warehouse |  | NC | 0.07 | 0.10393 | 0.1443 | 0.17971 | 0.20225 | 0.21341 | 0.21697 | 0.21305 | 0.20407 | 0.18851
| Integrated Building Design_Com, E - TotE [Building w Oil Heat] | Warehouse | Total Electric | NC | 0.07 | 0.10291 | 0.14212 | 0.17866 | 0.19929 | 0.21514 | 0.22002 | 0.21065 | 0.20081 | 0.18383
| Integrated Building Design_Com, O - TotF [Building w Oil Heat] | Warehouse |  | NC | 0.07 | 0.10283 | 0.1421 | 0.1764 | 0.19714 | 0.20614 | 0.20737 | 0.20125 | 0.19012 | 0.17326
| Integrated Building Design_Com, E - TotE [Building w Propane Heat] | Warehouse | Total Electric | NC | 0.07 | 0.10291 | 0.14212 | 0.17866 | 0.19929 | 0.21514 | 0.22002 | 0.21065 | 0.20081 | 0.18383
| Integrated Building Design_Com, P - TotF [Building w Propane Heat] | Warehouse |  | NC | 0.07 | 0.10283 | 0.1421 | 0.1764 | 0.19714 | 0.20614 | 0.20737 | 0.20125 | 0.19012 | 0.17326
| Deep Energy Retrofit_Com, E - TotE [Building w Elec Heat] | Warehouse | Total Electric | RET | 0.0041128 | 0.0088995 | 0.017553 | 0.026829 | 0.034293 | 0.038922 | 0.040686 | 0.041864 | 0.042251 | 0.041341
| Deep Energy Retrofit_Com, E - TotE [Building w Gas Heat] | Warehouse | Total Electric | RET | 0.0037154 | 0.0080394 | 0.015857 | 0.024236 | 0.030979 | 0.03516 | 0.036754 | 0.037819 | 0.038168 | 0.037346
| Deep Energy Retrofit_Com, G - TotF [Building w Gas Heat] | Warehouse |  | RET | 0.0037154 | 0.0082493 | 0.015536 | 0.023846 | 0.030576 | 0.034626 | 0.03672 | 0.037057 | 0.037274 | 0.037458
| Deep Energy Retrofit_Com, E - TotE [Building w Oil Heat] | Warehouse | Total Electric | RET | 0.003865 | 0.0083632 | 0.016495 | 0.025212 | 0.032226 | 0.036576 | 0.038234 | 0.039342 | 0.039705 | 0.03885
| Deep Energy Retrofit_Com, O - TotF [Building w Oil Heat] | Warehouse |  | RET | 0.003865 | 0.0084907 | 0.015915 | 0.024349 | 0.031005 | 0.034793 | 0.036509 | 0.036414 | 0.036125 | 0.035815
| Deep Energy Retrofit_Com, E - TotE [Building w Propane Heat] | Warehouse | Total Electric | RET | 0.0037343 | 0.0080804 | 0.015937 | 0.024359 | 0.031137 | 0.035339 | 0.036941 | 0.038011 | 0.038363 | 0.037536
| Deep Energy Retrofit_Com, P - TotF [Building w Propane Heat] | Warehouse |  | RET | 0.0037343 | 0.0082036 | 0.015377 | 0.023526 | 0.029956 | 0.033616 | 0.035274 | 0.035183 | 0.034903 | 0.034604
| EMS_Com, E - TotE [Building w Elec Heat] | Warehouse | Total Electric | NC | 0.07 | 0.070879 | 0.080856 | 0.10096 | 0.12309 | 0.1443 | 0.15469 | 0.15234 | 0.1548 | 0.15407
| EMS_Com, E - TotE [Building w Elec Heat] | Warehouse | Total Electric | RET | 0.0029614 | 0.0042009 | 0.0079706 | 0.013966 | 0.019495 | 0.022439 | 0.02323 | 0.024115 | 0.024338 | 0.023813
| EMS_Com, E - TotE [Building w Gas Heat] | Warehouse | Total Electric | NC | 0.07 | 0.070879 | 0.080856 | 0.10096 | 0.12309 | 0.1443 | 0.15469 | 0.15234 | 0.1548 | 0.15407
| EMS_Com, E - TotE [Building w Gas Heat] | Warehouse | Total Electric | RET | 0.0021753 | 0.0030858 | 0.0058549 | 0.010259 | 0.01432 | 0.016483 | 0.017064 | 0.017714 | 0.017877 | 0.017492
| EMS_Com, G - TotF [Building w Gas Heat] | Warehouse |  | NC | 0.07 | 0.071579 | 0.082093 | 0.10156 | 0.12492 | 0.14314 | 0.15254 | 0.15408 | 0.15731 | 0.158
| EMS_Com, G - TotF [Building w Gas Heat] | Warehouse |  | RET | 0.0021753 | 0.0031664 | 0.0057363 | 0.010094 | 0.014134 | 0.016232 | 0.017048 | 0.017357 | 0.017458 | 0.017545
| EMS_Com, E - TotE [Building w Oil Heat] | Warehouse | Total Electric | NC | 0.07 | 0.070879 | 0.080856 | 0.10096 | 0.12309 | 0.1443 | 0.15469 | 0.15234 | 0.1548 | 0.15407
| EMS_Com, E - TotE [Building w Oil Heat] | Warehouse | Total Electric | RET | 0.0019745 | 0.002801 | 0.0053145 | 0.009312 | 0.012999 | 0.014962 | 0.015489 | 0.016079 | 0.016228 | 0.015878
| EMS_Com, O - TotF [Building w Oil Heat] | Warehouse |  | NC | 0.07 | 0.070821 | 0.080842 | 0.099685 | 0.12177 | 0.13826 | 0.14579 | 0.14554 | 0.14656 | 0.14522
| EMS_Com, O - TotF [Building w Oil Heat] | Warehouse |  | RET | 0.0019745 | 0.0028437 | 0.0051276 | 0.0089934 | 0.012506 | 0.014232 | 0.01479 | 0.014883 | 0.014764 | 0.014638
| EMS_Com, E - TotE [Building w Propane Heat] | Warehouse | Total Electric | NC | 0.07 | 0.070879 | 0.080856 | 0.10096 | 0.12309 | 0.1443 | 0.15469 | 0.15234 | 0.1548 | 0.15407
| EMS_Com, E - TotE [Building w Propane Heat] | Warehouse | Total Electric | RET | 0.0019785 | 0.0028066 | 0.0053251 | 0.0093306 | 0.013025 | 0.014992 | 0.01552 | 0.016111 | 0.01626 | 0.01591
| EMS_Com, P - TotF [Building w Propane Heat] | Warehouse |  | NC | 0.07 | 0.070821 | 0.080842 | 0.099685 | 0.12177 | 0.13826 | 0.14579 | 0.14554 | 0.14656 | 0.14522
| EMS_Com, P - TotF [Building w Propane Heat] | Warehouse |  | RET | 0.0019785 | 0.0028494 | 0.0051378 | 0.0090113 | 0.012531 | 0.014261 | 0.01482 | 0.014912 | 0.014794 | 0.014667
| VFDs on HVAC Pumps_Com, E - Oth | Warehouse | Other | RET | 0.0043706 | 0.015132 | 0.031452 | 0.040253 | 0.043082 | 0.043963 | 0.043468 | 0.044488 | 0.044899 | 0.043932
| ECM Circulators_Com, E - Oth | Warehouse | Other | RET | 0.007769 | 0.020058 | 0.032864 | 0.03751 | 0.038756 | 0.039073 | 0.038633 | 0.03954 | 0.039905 | 0.039046
| Motors_Com, E - Oth | Warehouse | Other | NC | 0.3 | 0.41302 | 0.46028 | 0.46707 | 0.44799 | 0.44486 | 0.44424 | 0.43236 | 0.43095 | 0.42565
| Motors_Com, E - Oth | Warehouse | Other | RET | 0.003203 | 0.011054 | 0.022718 | 0.028424 | 0.02954 | 0.029205 | 0.02796 | 0.027782 | 0.027223 | 0.025863
| Motors_Com, E - Oth | Warehouse | Other | REPL | 0.3 | 0.42217 | 0.49998 | 0.50276 | 0.49001 | 0.47388 | 0.45129 | 0.44545 | 0.43299 | 0.40744
| Ext Area Ltg_Com, E - ExtL | Warehouse | Exterior Lighting | NC | 0.16 | 0.17828 | 0.19882 | 0.21895 | 0.20849 | 0.20703 | 0.20675 | 0.20122 | 0.20056 | 0.1981
| Ext Area Ltg_Com, E - ExtL | Warehouse | Exterior Lighting | RET | 0.019391 | 0.035728 | 0.045159 | 0.046017 | 0.045082 | 0.048763 | 0.048213 | 0.049345 | 0.049801 | 0.048729
| Ext Area Ltg_Com, E - ExtL | Warehouse | Exterior Lighting | REPL | 0.16 | 0.17449 | 0.20143 | 0.21457 | 0.20261 | 0.22927 | 0.25063 | 0.25651 | 0.25888 | 0.2533
| Street Ltg_Com, E - ExtL | Warehouse | Exterior Lighting | NC | 0.25 | 0.26273 | 0.30726 | 0.34277 | 0.33901 | 0.34268 | 0.34378 | 0.33459 | 0.33349 | 0.32939
| Street Ltg_Com, E - ExtL | Warehouse | Exterior Lighting | RET | 0.019711 | 0.03328 | 0.043621 | 0.045871 | 0.045723 | 0.049567 | 0.049009 | 0.050159 | 0.050623 | 0.049533
| Street Ltg_Com, E - ExtL | Warehouse | Exterior Lighting | REPL | 0.25 | 0.25775 | 0.31262 | 0.33752 | 0.33087 | 0.38061 | 0.41673 | 0.42652 | 0.43046 | 0.42119
| Ext Ltg Ctrls_Com, E - ExtL | Warehouse | Exterior Lighting | RET | 0.019547 | 0.03532 | 0.046213 | 0.048612 | 0.049024 | 0.049155 | 0.048601 | 0.049742 | 0.050202 | 0.049121
| Ext Ltg Dsgn_Com, E - ExtL | Warehouse | Exterior Lighting | NC | 0.013 | 0.018767 | 0.027112 | 0.038481 | 0.045504 | 0.05327 | 0.054659 | 0.053771 | 0.053595 | 0.052936
| Ext Ltg Dsgn_Com, E - ExtL | Warehouse | Exterior Lighting | REPL | 0.013 | 0.019466 | 0.030588 | 0.04437 | 0.055176 | 0.065222 | 0.066259 | 0.068545 | 0.069179 | 0.067688
| Int Ltg Ctrls_Com, E - IntL [No Heat] | Warehouse | Interior Lighting | RET | 0.027878 | 0.039188 | 0.045906 | 0.046736 | 0.046612 | 0.046737 | 0.04621 | 0.047295 | 0.047732 | 0.046704
| Int Ltg Ctrls_Com, E - IntL [Electric Heat] | Warehouse | Interior Lighting | RET | 0.02668 | 0.037504 | 0.043934 | 0.044728 | 0.04461 | 0.044729 | 0.044225 | 0.045263 | 0.045682 | 0.044698
| Int Ltg Ctrls_Com, E/G - IntL | Warehouse | Interior Lighting | RET | 0.026684 | 0.037509 | 0.043939 | 0.044733 | 0.044615 | 0.044735 | 0.04423 | 0.045269 | 0.045687 | 0.044703
| Int Ltg Ctrls_Com, E/O - IntL | Warehouse | Interior Lighting | RET | 0.025064 | 0.035231 | 0.041271 | 0.042017 | 0.041906 | 0.042019 | 0.041545 | 0.04252 | 0.042913 | 0.041989
| Int Ltg Ctrls_Com, E/P - IntL | Warehouse | Interior Lighting | RET | 0.019673 | 0.027653 | 0.032394 | 0.03298 | 0.032893 | 0.032981 | 0.032609 | 0.033375 | 0.033683 | 0.032958
| Exit Sign RetFit_Com, E - IntL [No Heat] | Warehouse | Interior Lighting | RET | 0.029474 | 0.041431 | 0.048534 | 0.049411 | 0.049281 | 0.049413 | 0.048856 | 0.050003 | 0.050465 | 0.049378
| Exit Sign RetFit_Com, E - IntL [Electric Heat] | Warehouse | Interior Lighting | RET | 0.029016 | 0.040787 | 0.04778 | 0.048643 | 0.048515 | 0.048645 | 0.048096 | 0.049225 | 0.049681 | 0.04861
| Exit Sign RetFit_Com, E/G - IntL | Warehouse | Interior Lighting | RET | 0.028555 | 0.040138 | 0.04702 | 0.04787 | 0.047743 | 0.047871 | 0.047331 | 0.048442 | 0.04889 | 0.047837
| Exit Sign RetFit_Com, E/O - IntL | Warehouse | Interior Lighting | RET | 0.027214 | 0.038253 | 0.044812 | 0.045622 | 0.045501 | 0.045623 | 0.045109 | 0.046168 | 0.046594 | 0.045591
| Exit Sign RetFit_Com, E/P - IntL | Warehouse | Interior Lighting | RET | 0.021074 | 0.029623 | 0.034701 | 0.035328 | 0.035235 | 0.035329 | 0.034931 | 0.035751 | 0.036082 | 0.035305
| LED HiLo Bay_Com, E - IntL [No Heat] | Warehouse | Interior Lighting | NC | 0.3 | 0.50976 | 0.59046 | 0.59877 | 0.57043 | 0.56644 | 0.56566 | 0.55054 | 0.54874 | 0.54199
| LED HiLo Bay_Com, E - IntL [No Heat] | Warehouse | Interior Lighting | RET | 0.014324 | 0.027614 | 0.042554 | 0.047679 | 0.05238 | 0.050494 | 0.047998 | 0.053134 | 0.056997 | 0.057205
| LED HiLo Bay_Com, E - IntL [No Heat] | Warehouse | Interior Lighting | REPL | 0.3 | 0.50605 | 0.60893 | 0.59646 | 0.55792 | 0.51968 | 0.47454 | 0.44044 | 0.39379 | 0.37539
| LED HiLo Bay_Com, E - IntL [Electric Heat] | Warehouse | Interior Lighting | NC | 0.3 | 0.47908 | 0.54169 | 0.54569 | 0.51878 | 0.51515 | 0.51444 | 0.50069 | 0.49906 | 0.49291
| LED HiLo Bay_Com, E - IntL [Electric Heat] | Warehouse | Interior Lighting | RET | 0.012937 | 0.024964 | 0.038544 | 0.043311 | 0.047742 | 0.046201 | 0.044089 | 0.048995 | 0.052789 | 0.053128
| LED HiLo Bay_Com, E - IntL [Electric Heat] | Warehouse | Interior Lighting | REPL | 0.3 | 0.47765 | 0.56371 | 0.55187 | 0.51918 | 0.48794 | 0.45016 | 0.42358 | 0.38582 | 0.37286
| LED HiLo Bay_Com, E/G - IntL | Warehouse | Interior Lighting | NC | 0.3 | 0.49103 | 0.56047 | 0.56606 | 0.53859 | 0.53482 | 0.53408 | 0.5198 | 0.51811 | 0.51173
| LED HiLo Bay_Com, E/G - IntL | Warehouse | Interior Lighting | RET | 0.01404 | 0.027073 | 0.041737 | 0.046792 | 0.05144 | 0.049627 | 0.047212 | 0.052305 | 0.056158 | 0.056395
| LED HiLo Bay_Com, E/G - IntL | Warehouse | Interior Lighting | REPL | 0.3 | 0.48789 | 0.57908 | 0.56563 | 0.52928 | 0.49392 | 0.45199 | 0.42074 | 0.37768 | 0.3611
| LED HiLo Bay_Com, E/O - IntL | Warehouse | Interior Lighting | NC | 0.3 | 0.47038 | 0.5282 | 0.53111 | 0.50463 | 0.5011 | 0.50041 | 0.48703 | 0.48544 | 0.47947
| LED HiLo Bay_Com, E/O - IntL | Warehouse | Interior Lighting | RET | 0.013229 | 0.025523 | 0.039391 | 0.044236 | 0.048726 | 0.047116 | 0.044925 | 0.049884 | 0.053697 | 0.05401
| LED HiLo Bay_Com, E/O - IntL | Warehouse | Interior Lighting | REPL | 0.3 | 0.46856 | 0.54863 | 0.53543 | 0.50261 | 0.47149 | 0.43407 | 0.4073 | 0.36962 | 0.35624
| LED HiLo Bay_Com, E/P - IntL | Warehouse | Interior Lighting | NC | 0.3 | 0.41635 | 0.44769 | 0.44504 | 0.42136 | 0.41841 | 0.41784 | 0.40667 | 0.40534 | 0.40035
| LED HiLo Bay_Com, E/P - IntL | Warehouse | Interior Lighting | RET | 0.011181 | 0.021601 | 0.033431 | 0.037703 | 0.041737 | 0.040589 | 0.038923 | 0.043466 | 0.047091 | 0.047562
| LED HiLo Bay_Com, E/P - IntL | Warehouse | Interior Lighting | REPL | 0.3 | 0.41738 | 0.47121 | 0.45865 | 0.4338 | 0.41205 | 0.38475 | 0.3677 | 0.34186 | 0.33521
| Repl Scre_Com, E - IntL [No Heat] | Warehouse | Interior Lighting | NC | 0.3 | 0.57734 | 0 | 0 | 0 | 0 | 0 | 0 | 0 | 0
| Repl Scre_Com, E - IntL [No Heat] | Warehouse | Interior Lighting | RET | 0.089529 | 0.10333 | 0 | 0 | 0 | 0 | 0 | 0 | 0 | 0
| Repl Scre_Com, E - IntL [No Heat] | Warehouse | Interior Lighting | REPL | 0.3 | 0.59886 | 0 | 0 | 0 | 0 | 0 | 0 | 0 | 0
| Repl Scre_Com, E - IntL [Electric Heat] | Warehouse | Interior Lighting | NC | 0.3 | 0.57722 | 0 | 0 | 0 | 0 | 0 | 0 | 0 | 0
| Repl Scre_Com, E - IntL [Electric Heat] | Warehouse | Interior Lighting | RET | 0.083255 | 0.096087 | 0 | 0 | 0 | 0 | 0 | 0 | 0 | 0
| Repl Scre_Com, E - IntL [Electric Heat] | Warehouse | Interior Lighting | REPL | 0.3 | 0.59875 | 0 | 0 | 0 | 0 | 0 | 0 | 0 | 0
| Repl Scre_Com, E/G - IntL | Warehouse | Interior Lighting | NC | 0.3 | 0.56669 | 0 | 0 | 0 | 0 | 0 | 0 | 0 | 0
| Repl Scre_Com, E/G - IntL | Warehouse | Interior Lighting | RET | 0.087786 | 0.10132 | 0 | 0 | 0 | 0 | 0 | 0 | 0 | 0
| Repl Scre_Com, E/G - IntL | Warehouse | Interior Lighting | REPL | 0.3 | 0.58782 | 0 | 0 | 0 | 0 | 0 | 0 | 0 | 0
| Repl Scre_Com, E/O - IntL | Warehouse | Interior Lighting | NC | 0.3 | 0.5447 | 0 | 0 | 0 | 0 | 0 | 0 | 0 | 0
| Repl Scre_Com, E/O - IntL | Warehouse | Interior Lighting | RET | 0.079584 | 0.091851 | 0 | 0 | 0 | 0 | 0 | 0 | 0 | 0
| Repl Scre_Com, E/O - IntL | Warehouse | Interior Lighting | REPL | 0.3 | 0.565 | 0 | 0 | 0 | 0 | 0 | 0 | 0 | 0
| Repl Scre_Com, E/P - IntL | Warehouse | Interior Lighting | NC | 0.3 | 0.47418 | 0 | 0 | 0 | 0 | 0 | 0 | 0 | 0
| Repl Scre_Com, E/P - IntL | Warehouse | Interior Lighting | RET | 0.061918 | 0.071462 | 0 | 0 | 0 | 0 | 0 | 0 | 0 | 0
| Repl Scre_Com, E/P - IntL | Warehouse | Interior Lighting | REPL | 0.3 | 0.49186 | 0 | 0 | 0 | 0 | 0 | 0 | 0 | 0
| Lin LED Fixture_Com, E - IntL [No Heat] | Warehouse | Interior Lighting | NC | 0.045 | 0.060362 | 0.087124 | 0.10234 | 0.10112 | 0.09982 | 0.099682 | 0.097017 | 0.096701 | 0.09551
| Lin LED Fixture_Com, E - IntL [No Heat] | Warehouse | Interior Lighting | RET | 0.0027879 | 0.0029146 | 0.0034106 | 0.003613 | 0.0036699 | 0.0036912 | 0.003639 | 0.0037136 | 0.0038187 | 0.0037364
| Lin LED Fixture_Com, E - IntL [No Heat] | Warehouse | Interior Lighting | REPL | 0.045 | 0.062251 | 0.097397 | 0.1165 | 0.12059 | 0.11975 | 0.11795 | 0.12026 | 0.12482 | 0.12213
| Lin LED Fixture_Com, E - IntL [Electric Heat] | Warehouse | Interior Lighting | NC | 0.045 | 0.060362 | 0.087124 | 0.10234 | 0.10112 | 0.09982 | 0.099682 | 0.097017 | 0.096701 | 0.09551
| Lin LED Fixture_Com, E - IntL [Electric Heat] | Warehouse | Interior Lighting | RET | 0.0024153 | 0.0025258 | 0.0029566 | 0.0031331 | 0.0031837 | 0.0032034 | 0.0031593 | 0.0032254 | 0.0033083 | 0.0032371
| Lin LED Fixture_Com, E - IntL [Electric Heat] | Warehouse | Interior Lighting | REPL | 0.045 | 0.062299 | 0.097518 | 0.1167 | 0.12086 | 0.12008 | 0.11834 | 0.12072 | 0.12482 | 0.12213
| Lin LED Fixture_Com, E/G - IntL | Warehouse | Interior Lighting | NC | 0.045 | 0.060362 | 0.087124 | 0.10234 | 0.10112 | 0.09982 | 0.099682 | 0.097017 | 0.096701 | 0.09551
| Lin LED Fixture_Com, E/G - IntL | Warehouse | Interior Lighting | RET | 0.0026801 | 0.0028021 | 0.0032793 | 0.0034743 | 0.0035294 | 0.0035503 | 0.0035004 | 0.0035726 | 0.003671 | 0.0035919
| Lin LED Fixture_Com, E/G - IntL | Warehouse | Interior Lighting | REPL | 0.045 | 0.062265 | 0.097432 | 0.11656 | 0.12067 | 0.11984 | 0.11806 | 0.12039 | 0.12482 | 0.12213
| Lin LED Fixture_Com, E/O - IntL | Warehouse | Interior Lighting | NC | 0.045 | 0.060362 | 0.087124 | 0.10234 | 0.10112 | 0.09982 | 0.099682 | 0.097017 | 0.096701 | 0.09551
| Lin LED Fixture_Com, E/O - IntL | Warehouse | Interior Lighting | RET | 0.0025508 | 0.0026672 | 0.0031217 | 0.0033078 | 0.0033607 | 0.003381 | 0.003334 | 0.0034032 | 0.003494 | 0.0034187
| Lin LED Fixture_Com, E/O - IntL | Warehouse | Interior Lighting | REPL | 0.045 | 0.062281 | 0.097474 | 0.11662 | 0.12076 | 0.11996 | 0.1182 | 0.12055 | 0.12482 | 0.12213
| Lin LED Fixture_Com, E/P - IntL | Warehouse | Interior Lighting | NC | 0.045 | 0.060362 | 0.087124 | 0.10234 | 0.10112 | 0.09982 | 0.099682 | 0.097017 | 0.096701 | 0.09551
| Lin LED Fixture_Com, E/P - IntL | Warehouse | Interior Lighting | RET | 0.0023062 | 0.0024119 | 0.0028235 | 0.0029924 | 0.003041 | 0.0030602 | 0.0030184 | 0.0030819 | 0.0031588 | 0.0030908
| Lin LED Fixture_Com, E/P - IntL | Warehouse | Interior Lighting | REPL | 0.045 | 0.062313 | 0.097553 | 0.11676 | 0.12094 | 0.12018 | 0.11845 | 0.12085 | 0.12482 | 0.12213
| LED Tube Repl_Com, E - IntL [No Heat] | Warehouse | Interior Lighting | RET | 0.025473 | 0.026157 | 0.030023 | 0.031123 | 0.030886 | 0.032593 | 0.033606 | 0.034571 | 0.034891 | 0.034139
| LED Tube Repl_Com, E - IntL [No Heat] | Warehouse | Interior Lighting | REPL | 0.255 | 0.33604 | 0.51045 | 0.59073 | 0.59033 | 0.61074 | 0.62591 | 0.66318 | 0.69209 | 0.69206
| LED Tube Repl_Com, E - IntL [Electric Heat] | Warehouse | Interior Lighting | RET | 0.025289 | 0.025972 | 0.029815 | 0.030914 | 0.030684 | 0.032385 | 0.033395 | 0.034322 | 0.03464 | 0.033893
| LED Tube Repl_Com, E - IntL [Electric Heat] | Warehouse | Interior Lighting | REPL | 0.255 | 0.33618 | 0.51079 | 0.5913 | 0.59108 | 0.61166 | 0.62699 | 0.66445 | 0.69355 | 0.69206
| LED Tube Repl_Com, E/G - IntL | Warehouse | Interior Lighting | RET | 0.024968 | 0.025649 | 0.029452 | 0.030547 | 0.03033 | 0.032018 | 0.033025 | 0.033886 | 0.034199 | 0.033463
| LED Tube Repl_Com, E/G - IntL | Warehouse | Interior Lighting | REPL | 0.255 | 0.33641 | 0.51137 | 0.59228 | 0.5924 | 0.61327 | 0.62887 | 0.66668 | 0.6961 | 0.69206
| LED Tube Repl_Com, E/O - IntL | Warehouse | Interior Lighting | RET | 0.023411 | 0.024079 | 0.027687 | 0.028759 | 0.028601 | 0.030228 | 0.031044 | 0.031773 | 0.032067 | 0.031376
| LED Tube Repl_Com, E/O - IntL | Warehouse | Interior Lighting | REPL | 0.255 | 0.33756 | 0.51422 | 0.59704 | 0.59878 | 0.62108 | 0.63801 | 0.67748 | 0.7073 | 0.69206
| LED Tube Repl_Com, E/P - IntL | Warehouse | Interior Lighting | RET | 0.017281 | 0.017862 | 0.020646 | 0.021572 | 0.021589 | 0.022921 | 0.022916 | 0.023454 | 0.023671 | 0.023161
| LED Tube Repl_Com, E/P - IntL | Warehouse | Interior Lighting | REPL | 0.255 | 0.34208 | 0.52543 | 0.6158 | 0.62391 | 0.65179 | 0.67397 | 0.70082 | 0.7073 | 0.69206
| Repl pin CFL wLED_Com, E - IntL [No Heat] | Warehouse | Interior Lighting | RET | 0.02223 | 0.031148 | 0.035521 | 0.035217 | 0.034222 | 0.037267 | 0.036847 | 0.037712 | 0.038061 | 0.037241
| Repl pin CFL wLED_Com, E - IntL [No Heat] | Warehouse | Interior Lighting | REPL | 0.3 | 0.48903 | 0.58749 | 0.58266 | 0.55852 | 0.60849 | 0.64956 | 0.67857 | 0.68485 | 0.67009
| Repl pin CFL wLED_Com, E - IntL [Electric Heat] | Warehouse | Interior Lighting | RET | 0.022522 | 0.031551 | 0.035972 | 0.035652 | 0.034634 | 0.037757 | 0.037332 | 0.038208 | 0.038561 | 0.037731
| Repl pin CFL wLED_Com, E - IntL [Electric Heat] | Warehouse | Interior Lighting | REPL | 0.3 | 0.49277 | 0.59361 | 0.5889 | 0.56428 | 0.61457 | 0.65586 | 0.68736 | 0.69371 | 0.67877
| Repl pin CFL wLED_Com, E/G - IntL | Warehouse | Interior Lighting | RET | 0.02216 | 0.031051 | 0.035414 | 0.035113 | 0.034124 | 0.03715 | 0.036732 | 0.037594 | 0.037941 | 0.037124
| Repl pin CFL wLED_Com, E/G - IntL | Warehouse | Interior Lighting | REPL | 0.3 | 0.48789 | 0.58562 | 0.58073 | 0.55671 | 0.60657 | 0.64756 | 0.67596 | 0.68221 | 0.66751
| Repl pin CFL wLED_Com, E/O - IntL | Warehouse | Interior Lighting | RET | 0.02108 | 0.029559 | 0.033747 | 0.033498 | 0.032593 | 0.03534 | 0.034942 | 0.035762 | 0.036093 | 0.035315
| Repl pin CFL wLED_Com, E/O - IntL | Warehouse | Interior Lighting | REPL | 0.3 | 0.47281 | 0.56123 | 0.5558 | 0.53351 | 0.582 | 0.62196 | 0.64164 | 0.64757 | 0.63362
| Repl pin CFL wLED_Com, E/P - IntL | Warehouse | Interior Lighting | RET | 0.017936 | 0.025202 | 0.028859 | 0.028742 | 0.028061 | 0.03007 | 0.029731 | 0.030429 | 0.03071 | 0.030049
| Repl pin CFL wLED_Com, E/P - IntL | Warehouse | Interior Lighting | REPL | 0.3 | 0.42886 | 0.49269 | 0.48606 | 0.4683 | 0.51258 | 0.5355 | 0.54807 | 0.55314 | 0.54122
| Refrig Case LED_Com, E - IntL | Warehouse | Interior Lighting | NC | 0.3 | 0.56023 | 0.67464 | 0.69168 | 0.66125 | 0.65662 | 0.65572 | 0.63818 | 0.6361 | 0.62827
| Refrig Case LED_Com, E - IntL | Warehouse | Interior Lighting | RET | 0.026641 | 0.037363 | 0.042666 | 0.042362 | 0.041228 | 0.040421 | 0.039078 | 0.039107 | 0.043344 | 0.044632
| Refrig Case LED_Com, E - IntL | Warehouse | Interior Lighting | REPL | 0.3 | 0.54303 | 0.67834 | 0.67537 | 0.64337 | 0.6094 | 0.56723 | 0.54443 | 0.59853 | 0.63365
| Refrig Case Ctrls_Com, E - IntL | Warehouse | Interior Lighting | RET | 0.019017 | 0.026732 | 0.031315 | 0.031881 | 0.031797 | 0.031882 | 0.031522 | 0.032262 | 0.032561 | 0.031859
| Stair Occ Sensor_Com, E - IntL [No Heat] | Warehouse | Interior Lighting | NC | 0.3 | 0.48237 | 0.58377 | 0.61098 | 0.59229 | 0.59024 | 0.58943 | 0.57367 | 0.5718 | 0.56476
| Stair Occ Sensor_Com, E - IntL [No Heat] | Warehouse | Interior Lighting | RET | 0.017961 | 0.025193 | 0.030277 | 0.031305 | 0.031532 | 0.031617 | 0.03126 | 0.031994 | 0.03229 | 0.031594
| Stair Occ Sensor_Com, E - IntL [Electric Heat] | Warehouse | Interior Lighting | NC | 0.3 | 0.47194 | 0.56398 | 0.58736 | 0.56847 | 0.56611 | 0.56533 | 0.55022 | 0.54842 | 0.54167
| Stair Occ Sensor_Com, E - IntL [Electric Heat] | Warehouse | Interior Lighting | RET | 0.017227 | 0.025002 | 0.02965 | 0.030289 | 0.030243 | 0.030324 | 0.029982 | 0.030686 | 0.03097 | 0.030303
| Stair Occ Sensor_Com, E/G - IntL | Warehouse | Interior Lighting | NC | 0.3 | 0.47174 | 0.56361 | 0.58691 | 0.56802 | 0.56566 | 0.56488 | 0.54978 | 0.54798 | 0.54124
| Stair Occ Sensor_Com, E/G - IntL | Warehouse | Interior Lighting | RET | 0.017213 | 0.024982 | 0.029626 | 0.030265 | 0.030219 | 0.0303 | 0.029958 | 0.030662 | 0.030945 | 0.030278
| Stair Occ Sensor_Com, E/O - IntL | Warehouse | Interior Lighting | NC | 0.3 | 0.45815 | 0.53849 | 0.55725 | 0.53822 | 0.53551 | 0.53477 | 0.52047 | 0.51878 | 0.51239
| Stair Occ Sensor_Com, E/O - IntL | Warehouse | Interior Lighting | RET | 0.016295 | 0.02365 | 0.028047 | 0.028651 | 0.028608 | 0.028685 | 0.028362 | 0.029027 | 0.029296 | 0.028665
| Stair Occ Sensor_Com, E/P - IntL | Warehouse | Interior Lighting | NC | 0.3 | 0.40378 | 0.44519 | 0.45006 | 0.43093 | 0.42792 | 0.42733 | 0.41591 | 0.41455 | 0.40945
| Stair Occ Sensor_Com, E/P - IntL | Warehouse | Interior Lighting | RET | 0.013022 | 0.018899 | 0.022412 | 0.022895 | 0.022861 | 0.022922 | 0.022663 | 0.023195 | 0.02341 | 0.022906
| Int Delamping_Com, E - IntL [No Heat] | Warehouse | Interior Lighting | RET | 0.020061 | 0.028138 | 0.033816 | 0.034964 | 0.035219 | 0.035313 | 0.034915 | 0.035735 | 0.036065 | 0.035288
| Int Delamping_Com, E - IntL [Electric Heat] | Warehouse | Interior Lighting | RET | 0.020063 | 0.028141 | 0.03382 | 0.034968 | 0.035222 | 0.035317 | 0.034919 | 0.035738 | 0.036069 | 0.035292
| Int Delamping_Com, E/G - IntL | Warehouse | Interior Lighting | RET | 0.019935 | 0.027961 | 0.033604 | 0.034745 | 0.034998 | 0.035091 | 0.034696 | 0.03551 | 0.035839 | 0.035067
| Int Delamping_Com, E/O - IntL | Warehouse | Interior Lighting | RET | 0.019463 | 0.027299 | 0.032809 | 0.033923 | 0.034169 | 0.034261 | 0.033875 | 0.03467 | 0.03499 | 0.034237
| Int Delamping_Com, E/P - IntL | Warehouse | Interior Lighting | RET | 0.015132 | 0.021224 | 0.025507 | 0.026373 | 0.026565 | 0.026636 | 0.026336 | 0.026954 | 0.027204 | 0.026618
| Int Ltg Dsgn_Com, E - IntL [No Heat] | Warehouse | Interior Lighting | NC | 0.2 | 0.33792 | 0.46072 | 0.52956 | 0.54007 | 0.55302 | 0.55903 | 0.54458 | 0.5428 | 0.53612
| Int Ltg Dsgn_Com, E - IntL [Electric Heat] | Warehouse | Interior Lighting | NC | 0.2 | 0.33916 | 0.46383 | 0.53415 | 0.54526 | 0.55856 | 0.56472 | 0.55018 | 0.54839 | 0.54164
| Int Ltg Dsgn_Com, E/G - IntL | Warehouse | Interior Lighting | NC | 0.2 | 0.33332 | 0.44928 | 0.51278 | 0.52117 | 0.53288 | 0.53835 | 0.52423 | 0.52252 | 0.51609
| Int Ltg Dsgn_Com, E/O - IntL | Warehouse | Interior Lighting | NC | 0.2 | 0.32691 | 0.43367 | 0.49022 | 0.49594 | 0.50608 | 0.51087 | 0.49722 | 0.49559 | 0.48949
| Int Ltg Dsgn_Com, E/P - IntL | Warehouse | Interior Lighting | NC | 0.2 | 0.29661 | 0.36526 | 0.39578 | 0.3926 | 0.39734 | 0.39893 | 0.38826 | 0.38699 | 0.38223

## Table E10
Table E10. Costs by Building Type - Market Driven
Return to List of Tables
| Measure Name | Small Office | Large Office | Education | Grocery | Hospital | Food Service | Health Service | Lodging | Small Retail | Large Retail | Warehouse
| Room Air Conditioner_Com, E - Cool | 0.20259 | 0.095191 | 0.49105 | 0.15127 | 0.091989 | 0.31743 | 0.20259 | 0.15691 | 0.21936 | 0.15127 | 0.48368
| Fast Acting Doors_Com, E - Cool | 0.69306 | 0.69306 | 0.69306 | 0.69306 | 0.69306 | 0.69306 | 0.69306 | 0.69306 | 0.69306 | 0.69306 | 0.69306
| Chiller Systems_Com, E - Cool | 0.056715 | 0.056715 | 0.10404 | 0.057667 | 0.054807 | 0.048845 | 0.061624 | 0.037401 | 0.070378 | 0.070378 | 0.10404
| Chiller Tuneup_Com, E - Cool | --- | --- | --- | --- | --- | --- | --- | --- | --- | --- | ---
| Computer Room Air Conditioner_Com, E - Cool | 0.36326 | 0.36326 | 0.36326 | 0.36326 | 0.36326 | 0.36326 | 0.36326 | 0.36326 | 0.36326 | 0.36326 | 0.36326
| Mini Split Ductless AC_Com, E - Cool | 1.3506 | 0.63463 | 3.2738 | 1.0085 | 0.61328 | 2.1163 | 1.3506 | 1.0461 | 1.4624 | 1.0085 | 3.2247
| Eff Unitary AC_Com, E - Cool | 0.27194 | 0.27194 | 0.49885 | 0.27651 | 0.26279 | 0.23421 | 0.29548 | 0.17934 | 0.33745 | 0.33745 | 0.49885
| PTAC_Com, E - Cool | 0.60642 | 0.60642 | 1.1124 | 0.6166 | 0.58602 | 0.52227 | 0.65891 | 0.39991 | 0.75251 | 0.75251 | 1.1124
| Unitary Equipment Economizer_Com, E - Cool | --- | --- | --- | --- | --- | --- | --- | --- | --- | --- | ---
| Guest Room EM_Com, E - Cool [Building w Elec Heat] | --- | --- | --- | --- | --- | --- | --- | --- | --- | --- | ---
| Guest Room EM_Com, E - Heat [Building w Elec Heat] | --- | --- | --- | --- | --- | --- | --- | --- | --- | --- | ---
| Guest Room EM_Com, E - Cool [Building w Gas Heat] | --- | --- | --- | --- | --- | --- | --- | --- | --- | --- | ---
| Guest Room EM_Com, G - Heat [Building w Gas Heat] | --- | --- | --- | --- | --- | --- | --- | --- | --- | --- | ---
| Guest Room EM_Com, E - Cool [Building w Oil Heat] | --- | --- | --- | --- | --- | --- | --- | --- | --- | --- | ---
| Guest Room EM_Com, O - Heat [Building w Oil Heat] | --- | --- | --- | --- | --- | --- | --- | --- | --- | --- | ---
| Guest Room EM_Com, E - Cool [Building w Propane Heat] | --- | --- | --- | --- | --- | --- | --- | --- | --- | --- | ---
| Guest Room EM_Com, P - Heat [Building w Propane Heat] | --- | --- | --- | --- | --- | --- | --- | --- | --- | --- | ---
| AC Tuneup_Com, E - Cool [ASHP] | --- | --- | --- | --- | --- | --- | --- | --- | --- | --- | ---
| AC Tuneup_Com, E - Heat [ASHP] | --- | --- | --- | --- | --- | --- | --- | --- | --- | --- | ---
| AC Tuneup_Com, E - Cool [Unitary AC] | --- | --- | --- | --- | --- | --- | --- | --- | --- | --- | ---
| DCV_Com, E - Cool [Building w Elec Heat] | --- | --- | --- | --- | --- | --- | --- | --- | --- | --- | ---
| DCV_Com, E - Heat [Building w Elec Heat] | --- | --- | --- | --- | --- | --- | --- | --- | --- | --- | ---
| DCV_Com, E - Vent [Building w Elec Heat] | --- | --- | --- | --- | --- | --- | --- | --- | --- | --- | ---
| DCV_Com, E - Cool [Building w Gas Heat] | --- | --- | --- | --- | --- | --- | --- | --- | --- | --- | ---
| DCV_Com, G - Heat [Building w Gas Heat] | --- | --- | --- | --- | --- | --- | --- | --- | --- | --- | ---
| DCV_Com, E - Vent [Building w Gas Heat] | --- | --- | --- | --- | --- | --- | --- | --- | --- | --- | ---
| DCV_Com, E - Cool [Building w Oil Heat] | --- | --- | --- | --- | --- | --- | --- | --- | --- | --- | ---
| DCV_Com, O - Heat [Building w Oil Heat] | --- | --- | --- | --- | --- | --- | --- | --- | --- | --- | ---
| DCV_Com, E - Vent [Building w Oil Heat] | --- | --- | --- | --- | --- | --- | --- | --- | --- | --- | ---
| DCV_Com, E - Cool [Building w Propane Heat] | --- | --- | --- | --- | --- | --- | --- | --- | --- | --- | ---
| DCV_Com, P - Heat [Building w Propane Heat] | --- | --- | --- | --- | --- | --- | --- | --- | --- | --- | ---
| DCV_Com, E - Vent [Building w Propane Heat] | --- | --- | --- | --- | --- | --- | --- | --- | --- | --- | ---
| Controls for Unitary AC_Com, E - Cool | --- | --- | --- | --- | --- | --- | --- | --- | --- | --- | ---
| Optimized Unitary AC Sys_Com, E - Cool [Building w Elec Heat] | 1.02 | 1.02 | 1.8711 | 1.0371 | 0.98569 | 0.87846 | 1.1083 | 0.67265 | 1.2657 | 1.2657 | 1.8711
| Optimized Unitary AC Sys_Com, E - Heat [Building w Elec Heat] | 1.02 | 1.02 | 1.7152 | 1.2058 | 0.67316 | 1.478 | 0.81051 | 2.6946 | 1.0183 | 1.0183 | 1.7152
| Optimized Unitary AC Sys_Com, E - Cool [Building w Gas Heat] | 1.02 | 1.02 | 1.8711 | 1.0371 | 0.98569 | 0.87846 | 1.1083 | 0.67265 | 1.2657 | 1.2657 | 1.8711
| Optimized Unitary AC Sys_Com, G - Heat [Building w Gas Heat] | 1.02 | 1.02 | 1.7152 | 1.2058 | 0.67316 | 1.478 | 0.81051 | 2.6946 | 1.0183 | 1.0183 | 1.7152
| Optimized Unitary AC Sys_Com, E - Cool [Building w Oil Heat] | 1.02 | 1.02 | 1.8711 | 1.0371 | 0.98569 | 0.87846 | 1.1083 | 0.67265 | 1.2657 | 1.2657 | 1.8711
| Optimized Unitary AC Sys_Com, O - Heat [Building w Oil Heat] | 1.02 | 1.02 | 1.7152 | 1.2058 | 0.67316 | 1.478 | 0.81051 | 2.6946 | 1.0183 | 1.0183 | 1.7152
| Optimized Unitary AC Sys_Com, E - Cool [Building w Propane Heat] | 1.02 | 1.02 | 1.8711 | 1.0371 | 0.98569 | 0.87846 | 1.1083 | 0.67265 | 1.2657 | 1.2657 | 1.8711
| Optimized Unitary AC Sys_Com, P - Heat [Building w Propane Heat] | 1.02 | 1.02 | 1.7152 | 1.2058 | 0.67316 | 1.478 | 0.81051 | 2.6946 | 1.0183 | 1.0183 | 1.7152
| Optimized Chiller Sys_Com, E - Cool | 1.02 | 1.02 | 1.8711 | 1.0371 | 0.98569 | 0.87846 | 1.1083 | 0.67265 | 1.2657 | 1.2657 | 1.8711
| Cool Roof_Com, E - Cool [Building w Elec Heat] | 3.6982 | 2.718 | 7.3559 | 3.3705 | 2.6265 | 3.7207 | 3.9101 | 2.5605 | 4.3845 | 3.7877 | 7.3266
| Cool Roof_Com, E - Heat [Building w Elec Heat] | 0 | 0 | 0 | 0 | 0 | 0 | 0 | 0 | 0 | 0 | 0
| Cool Roof_Com, E - Cool [Building w Gas Heat] | 3.6982 | 2.718 | 7.3559 | 3.3705 | 2.6265 | 3.7207 | 3.9101 | 2.5605 | 4.3845 | 3.7877 | 7.3266
| Cool Roof_Com, G - Heat [Building w Gas Heat] | 0 | 0 | 0 | 0 | 0 | 0 | 0 | 0 | 0 | 0 | 0
| Cool Roof_Com, E - Cool [Building w Oil Heat] | 3.6982 | 2.718 | 7.3559 | 3.3705 | 2.6265 | 3.7207 | 3.9101 | 2.5605 | 4.3845 | 3.7877 | 7.3266
| Cool Roof_Com, O - Heat [Building w Oil Heat] | 0 | 0 | 0 | 0 | 0 | 0 | 0 | 0 | 0 | 0 | 0
| Cool Roof_Com, E - Cool [Building w Propane Heat] | 3.6982 | 2.718 | 7.3559 | 3.3705 | 2.6265 | 3.7207 | 3.9101 | 2.5605 | 4.3845 | 3.7877 | 7.3266
| Cool Roof_Com, P - Heat [Building w Propane Heat] | 0 | 0 | 0 | 0 | 0 | 0 | 0 | 0 | 0 | 0 | 0
| GSHP_Com, E - Cool | 1.3687 | 1.3687 | 2.5108 | 1.3917 | 1.3227 | 1.1788 | 1.4872 | 0.90263 | 1.6985 | 1.6985 | 2.5108
| GSHP_Com, E - Heat | 0 | 0 | 0 | 0 | 0 | 0 | 0 | 0 | 0 | 0 | 0
| Unitary HP_Com, E - Cool | 0.80352 | 0.80352 | 1.474 | 0.81701 | 0.7765 | 0.69202 | 0.87308 | 0.5299 | 0.9971 | 0.9971 | 1.474
| Unitary HP_Com, E - Heat | 0 | 0 | 0 | 0 | 0 | 0 | 0 | 0 | 0 | 0 | 0
| PTHP_Com, E - Cool | 0.65568 | 0.30808 | 1.5893 | 0.48958 | 0.29772 | 1.0274 | 0.65568 | 0.50785 | 0.70995 | 0.48958 | 1.5654
| PTHP_Com, E - Heat | 0 | 0 | 0 | 0 | 0 | 0 | 0 | 0 | 0 | 0 | 0
| Minisplit Ductless HP_Com, E - Cool | 0.52545 | 0.24689 | 1.2736 | 0.39234 | 0.23859 | 0.82331 | 0.52545 | 0.40698 | 0.56894 | 0.39234 | 1.2545
| Minisplit Ductless HP_Com, E - Heat | 0 | 0 | 0 | 0 | 0 | 0 | 0 | 0 | 0 | 0 | 0
| Programmable TStat_Com, E - Cool [Building w Elec Heat] | 0.43835 | 0.20597 | 1.0625 | 0.32731 | 0.19904 | 0.68683 | 0.43835 | 0.33952 | 0.47463 | 0.32731 | 1.0466
| Programmable TStat_Com, E - Heat [Building w Elec Heat] | 0 | 0 | 0 | 0 | 0 | 0 | 0 | 0 | 0 | 0 | 0
| Programmable TStat_Com, E - Cool [Building w Gas Heat] | 0.43835 | 0.20597 | 1.0625 | 0.32731 | 0.19904 | 0.68683 | 0.43835 | 0.33952 | 0.47463 | 0.32731 | 1.0466
| Programmable TStat_Com, G - Heat [Building w Gas Heat] | 0 | 0 | 0 | 0 | 0 | 0 | 0 | 0 | 0 | 0 | 0
| Programmable TStat_Com, E - Cool [Building w Propane Heat] | 0.43835 | 0.20597 | 1.0625 | 0.32731 | 0.19904 | 0.68683 | 0.43835 | 0.33952 | 0.47463 | 0.32731 | 1.0466
| Programmable TStat_Com, P - Heat [Building w Propane Heat] | 0 | 0 | 0 | 0 | 0 | 0 | 0 | 0 | 0 | 0 | 0
| Programmable TStat_Com, E - Cool [Building w Oil Heat] | 0.43835 | 0.20597 | 1.0625 | 0.32731 | 0.19904 | 0.68683 | 0.43835 | 0.33952 | 0.47463 | 0.32731 | 1.0466
| Programmable TStat_Com, O - Heat [Building w Oil Heat] | 0 | 0 | 0 | 0 | 0 | 0 | 0 | 0 | 0 | 0 | 0
| Smart TStat_Com, E - Cool [Building w Elec Heat] | 1.4808 | 0.69577 | 3.5892 | 1.1057 | 0.67236 | 2.3202 | 1.4808 | 1.1469 | 1.6033 | 1.1057 | 3.5353
| Smart TStat_Com, E - Heat [Building w Elec Heat] | 0 | 0 | 0 | 0 | 0 | 0 | 0 | 0 | 0 | 0 | 0
| Smart TStat_Com, E - Cool [Building w Gas Heat] | 1.4808 | 0.69577 | 3.5892 | 1.1057 | 0.67236 | 2.3202 | 1.4808 | 1.1469 | 1.6033 | 1.1057 | 3.5353
| Smart TStat_Com, G - Heat [Building w Gas Heat] | 0 | 0 | 0 | 0 | 0 | 0 | 0 | 0 | 0 | 0 | 0
| Smart TStat_Com, E - Cool [Building w Propane Heat] | 1.4808 | 0.69577 | 3.5892 | 1.1057 | 0.67236 | 2.3202 | 1.4808 | 1.1469 | 1.6033 | 1.1057 | 3.5353
| Smart TStat_Com, P - Heat [Building w Propane Heat] | 0 | 0 | 0 | 0 | 0 | 0 | 0 | 0 | 0 | 0 | 0
| Smart TStat_Com, E - Cool [Building w Oil Heat] | 1.4808 | 0.69577 | 3.5892 | 1.1057 | 0.67236 | 2.3202 | 1.4808 | 1.1469 | 1.6033 | 1.1057 | 3.5353
| Smart TStat_Com, O - Heat [Building w Oil Heat] | 0 | 0 | 0 | 0 | 0 | 0 | 0 | 0 | 0 | 0 | 0
| Boiler Blowdown Controls_Com, G - Heat | --- | --- | --- | --- | --- | --- | --- | --- | --- | --- | ---
| Boiler Blowdown Controls_Com, O - Heat | --- | --- | --- | --- | --- | --- | --- | --- | --- | --- | ---
| Boiler Blowdown Controls_Com, P - Heat | --- | --- | --- | --- | --- | --- | --- | --- | --- | --- | ---
| Boiler Modifications_Com, G - Heat | --- | --- | --- | --- | --- | --- | --- | --- | --- | --- | ---
| Boiler Modifications_Com, O - Heat | --- | --- | --- | --- | --- | --- | --- | --- | --- | --- | ---
| Boiler Modifications_Com, P - Heat | --- | --- | --- | --- | --- | --- | --- | --- | --- | --- | ---
| Boilers_Com, G - Heat | 51.9506 | 51.9506 | 87.3563 | 61.4151 | 34.2852 | 75.2791 | 41.2809 | 137.242 | 51.8634 | 51.8634 | 87.3563
| Boilers_Com, O - Heat | 1680.9031 | 1680.9031 | 2826.4847 | 1987.1337 | 1109.3242 | 2435.7155 | 1335.6774 | 4440.5742 | 1678.0837 | 1678.0837 | 2826.4847
| Boilers_Com, P - Heat | 8.6247 | 8.6247 | 14.5027 | 10.196 | 5.6919 | 12.4976 | 6.8534 | 22.7846 | 8.6102 | 8.6102 | 14.5027
| Furnace_Com, G - Heat | 50.5394 | 11.3933 | 25.9315 | 114.0445 | 7.5191 | 26.6616 | 50.5394 | 35.1898 | 39.9679 | 114.0445 | 48.1914
| Furnace_Com, O - Heat | 59.1064 | 13.3246 | 30.3272 | 133.3762 | 8.7937 | 31.181 | 59.1064 | 41.1548 | 46.7428 | 133.3762 | 56.3603
| Furnace_Com, P - Heat | 59.5598 | 13.4268 | 30.5598 | 134.3992 | 8.8611 | 31.4201 | 59.5598 | 41.4705 | 47.1014 | 134.3992 | 56.7926
| Unit Heater_Com, G - Heat | 26.7147 | 6.0224 | 13.7072 | 60.2829 | 3.9745 | 14.0931 | 26.7147 | 18.601 | 21.1267 | 60.2829 | 25.4735
| Unit Heater_Com, P - Heat | 28.4359 | 6.4104 | 14.5903 | 64.1668 | 4.2306 | 15.001 | 28.4359 | 19.7994 | 22.4878 | 64.1668 | 27.1147
| Destratification Fans_Com, G - Heat | 289.7816 | 177.5542 | 343.4119 | 375.4598 | 117.1782 | 317.7879 | 239.3076 | 505.6357 | 275.9747 | 322.362 | 427.2669
| Destratification Fans_Com, O - Heat | 289.7816 | 177.5542 | 343.4119 | 375.4598 | 117.1782 | 317.7879 | 239.3076 | 505.6357 | 275.9747 | 322.362 | 427.2669
| Destratification Fans_Com, P - Heat | 289.7816 | 177.5542 | 343.4119 | 375.4598 | 117.1782 | 317.7879 | 239.3076 | 505.6357 | 275.9747 | 322.362 | 427.2669
| Energy Recovery Ventilator_Com, G - Heat | 39.9014 | 24.4483 | 47.286 | 51.6988 | 16.1348 | 43.7577 | 32.9514 | 69.6233 | 38.0002 | 44.3875 | 58.8324
| Energy Recovery Ventilator_Com, O - Heat | 39.9014 | 24.4483 | 47.286 | 51.6988 | 16.1348 | 43.7577 | 32.9514 | 69.6233 | 38.0002 | 44.3875 | 58.8324
| Energy Recovery Ventilator_Com, P - Heat | 39.9014 | 24.4483 | 47.286 | 51.6988 | 16.1348 | 43.7577 | 32.9514 | 69.6233 | 38.0002 | 44.3875 | 58.8324
| Forced Air Heating Maintenance_Com, G - Heat | --- | --- | --- | --- | --- | --- | --- | --- | --- | --- | ---
| Forced Air Heating Maintenance_Com, O - Heat | --- | --- | --- | --- | --- | --- | --- | --- | --- | --- | ---
| Forced Air Heating Maintenance_Com, P - Heat | --- | --- | --- | --- | --- | --- | --- | --- | --- | --- | ---
| Infrared Heater_Com, G - Heat | 6.285 | 3.8509 | 7.4482 | 8.1432 | 2.5414 | 6.8924 | 5.1903 | 10.9666 | 5.9855 | 6.9916 | 9.2669
| Infrared Heater_Com, P - Heat | 6.6899 | 4.099 | 7.928 | 8.6679 | 2.7052 | 7.3365 | 5.5247 | 11.6731 | 6.3712 | 7.4421 | 9.8639
| Steam Trap Maintenance_Com, G - Heat | --- | --- | --- | --- | --- | --- | --- | --- | --- | --- | ---
| Steam Trap Maintenance_Com, O - Heat | --- | --- | --- | --- | --- | --- | --- | --- | --- | --- | ---
| Steam Trap Maintenance_Com, P - Heat | --- | --- | --- | --- | --- | --- | --- | --- | --- | --- | ---
| Windows_Com, E - Cool [Building w Elec Heat] | 7.8014 | 5.7335 | 15.5172 | 7.1102 | 5.5407 | 7.8488 | 8.2485 | 5.4013 | 9.249 | 7.9902 | 15.4555
| Windows_Com, E - Heat [Building w Elec Heat] | 0 | 0 | 0 | 0 | 0 | 0 | 0 | 0 | 0 | 0 | 0
| Windows_Com, E - Cool [Building w Gas Heat] | 7.8014 | 5.7335 | 15.5172 | 7.1102 | 5.5407 | 7.8488 | 8.2485 | 5.4013 | 9.249 | 7.9902 | 15.4555
| Windows_Com, G - Heat [Building w Gas Heat] | 0 | 0 | 0 | 0 | 0 | 0 | 0 | 0 | 0 | 0 | 0
| Windows_Com, E - Cool [Building w Oil Heat] | 7.8014 | 5.7335 | 15.5172 | 7.1102 | 5.5407 | 7.8488 | 8.2485 | 5.4013 | 9.249 | 7.9902 | 15.4555
| Windows_Com, O - Heat [Building w Oil Heat] | 0 | 0 | 0 | 0 | 0 | 0 | 0 | 0 | 0 | 0 | 0
| Windows_Com, E - Cool [Building w Propane Heat] | 7.8014 | 5.7335 | 15.5172 | 7.1102 | 5.5407 | 7.8488 | 8.2485 | 5.4013 | 9.249 | 7.9902 | 15.4555
| Windows_Com, P - Heat [Building w Propane Heat] | 0 | 0 | 0 | 0 | 0 | 0 | 0 | 0 | 0 | 0 | 0
| Window Film_Com, E - Cool [Building w Elec Heat] | --- | --- | --- | --- | --- | --- | --- | --- | --- | --- | ---
| Window Film_Com, E - Heat [Building w Elec Heat] | --- | --- | --- | --- | --- | --- | --- | --- | --- | --- | ---
| Window Film_Com, E - Cool [Building w Gas Heat] | --- | --- | --- | --- | --- | --- | --- | --- | --- | --- | ---
| Window Film_Com, G - Heat [Building w Gas Heat] | --- | --- | --- | --- | --- | --- | --- | --- | --- | --- | ---
| Window Film_Com, E - Cool [Building w Oil Heat] | --- | --- | --- | --- | --- | --- | --- | --- | --- | --- | ---
| Window Film_Com, O - Heat [Building w Oil Heat] | --- | --- | --- | --- | --- | --- | --- | --- | --- | --- | ---
| Window Film_Com, E - Cool [Building w Propane Heat] | --- | --- | --- | --- | --- | --- | --- | --- | --- | --- | ---
| Window Film_Com, P - Heat [Building w Propane Heat] | --- | --- | --- | --- | --- | --- | --- | --- | --- | --- | ---
| Motors and Fans_Com, E - Vent | 0.91413 | 0.61767 | 1.4006 | 0.95801 | 0.48724 | 0.95432 | 0.86049 | 0.86123 | 0.97844 | 0.97006 | 1.5733
| ECM Furnace Motors_Com, E - Vent | --- | --- | --- | --- | --- | --- | --- | --- | --- | --- | ---
| VFD on HVAC System_Com, E - Vent | --- | --- | --- | --- | --- | --- | --- | --- | --- | --- | ---
| Kitchen DCV_Com, E - Vent [Building w Elec Heat] | 0.26433 | 0.17861 | 0.405 | 0.27702 | 0.14089 | 0.27596 | 0.24882 | 0.24904 | 0.28293 | 0.28051 | 0.45496
| Kitchen DCV_Com, E - Heat [Building w Elec Heat] | 0 | 0 | 0 | 0 | 0 | 0 | 0 | 0 | 0 | 0 | 0
| Kitchen DCV_Com, E - Vent [Building w Gas Heat] | 0.26433 | 0.17861 | 0.405 | 0.27702 | 0.14089 | 0.27596 | 0.24882 | 0.24904 | 0.28293 | 0.28051 | 0.45496
| Kitchen DCV_Com, G - Heat [Building w Gas Heat] | 0 | 0 | 0 | 0 | 0 | 0 | 0 | 0 | 0 | 0 | 0
| Kitchen DCV_Com, E - Vent [Building w Oil Heat] | 0.26433 | 0.17861 | 0.405 | 0.27702 | 0.14089 | 0.27596 | 0.24882 | 0.24904 | 0.28293 | 0.28051 | 0.45496
| Kitchen DCV_Com, O - Heat [Building w Oil Heat] | 0 | 0 | 0 | 0 | 0 | 0 | 0 | 0 | 0 | 0 | 0
| Kitchen DCV_Com, E - Vent [Building w Oil Heat] | 0.26433 | 0.17861 | 0.405 | 0.27702 | 0.14089 | 0.27596 | 0.24882 | 0.24904 | 0.28293 | 0.28051 | 0.45496
| Kitchen DCV_Com, P - Heat [Building w Propane Heat] | 0 | 0 | 0 | 0 | 0 | 0 | 0 | 0 | 0 | 0 | 0
| Duct Sealing Regulated_Com, E - Vent [Building w Elec Heat] | --- | --- | --- | --- | --- | --- | --- | --- | --- | --- | ---
| Duct Sealing Regulated_Com, E - Heat [Building w Elec Heat] | --- | --- | --- | --- | --- | --- | --- | --- | --- | --- | ---
| Duct Sealing Regulated_Com, E - Cool [Building w Elec Heat] | --- | --- | --- | --- | --- | --- | --- | --- | --- | --- | ---
| Duct Sealing Regulated_Com, E - Vent [Building w Gas Heat] | --- | --- | --- | --- | --- | --- | --- | --- | --- | --- | ---
| Duct Sealing Regulated_Com, G - Heat [Building w Gas Heat] | --- | --- | --- | --- | --- | --- | --- | --- | --- | --- | ---
| Duct Sealing Regulated_Com, E - Cool [Building w Gas Heat] | --- | --- | --- | --- | --- | --- | --- | --- | --- | --- | ---
| Duct Sealing Non Regulated_Com, E - Vent [Building w Oil Heat] | --- | --- | --- | --- | --- | --- | --- | --- | --- | --- | ---
| Duct Sealing Non Regulated_Com, O - Heat [Building w Oil Heat] | --- | --- | --- | --- | --- | --- | --- | --- | --- | --- | ---
| Duct Sealing Non Regulated_Com, E - Cool [Building w Oil Heat] | --- | --- | --- | --- | --- | --- | --- | --- | --- | --- | ---
| Duct Sealing Non Regulated_Com, E - Vent [Building w Propane Heat] | --- | --- | --- | --- | --- | --- | --- | --- | --- | --- | ---
| Duct Sealing Non Regulated_Com, P - Heat [Building w Propane Heat] | --- | --- | --- | --- | --- | --- | --- | --- | --- | --- | ---
| Duct Sealing Non Regulated_Com, E - Cool [Building w Propane Heat] | --- | --- | --- | --- | --- | --- | --- | --- | --- | --- | ---
| Power Strip_Com, E - Plug [Tier 1] | 0.14179 | 0.14179 | 0.14179 | 0.14179 | 0.14179 | 0.14179 | 0.14179 | 0.14179 | 0.14179 | 0.14179 | 0.14179
| Power Strip_Com, E - Plug [Tier 2] | 0.39264 | 0.39264 | 0.39264 | 0.39264 | 0.39264 | 0.39264 | 0.39264 | 0.39264 | 0.39264 | 0.39264 | 0.39264
| Computer Power Management_Com, E - Plug | --- | --- | --- | --- | --- | --- | --- | --- | --- | --- | ---
| Vending Machine Controls_Com, E - Plug [Non-Refrigerated] | --- | --- | --- | --- | --- | --- | --- | --- | --- | --- | ---
| Vending Machine Controls_Com, E - Plug [Refrigerated] | --- | --- | --- | --- | --- | --- | --- | --- | --- | --- | ---
| Ovens_Com, E - Cook | 0.024533 | 0.024533 | 0.034368 | 0.016803 | 0.018331 | 0.016476 | 0.020983 | 0.010082 | 0.025162 | 0.010082 | 0.025162
| Ovens_Com, G - Cook | 0.63722 | 0.63722 | 0.89267 | 0.43645 | 0.47613 | 0.42795 | 0.54502 | 0.26187 | 0.65356 | 0.26187 | 0.65356
| Ovens_Com, P - Cook | 0.6632 | 0.6632 | 0.92907 | 0.45425 | 0.49554 | 0.4454 | 0.56725 | 0.27255 | 0.68021 | 0.27255 | 0.68021
| Fryers_Com, E - Cook | 0.022399 | 0.022399 | 0.031378 | 0.015342 | 0.016736 | 0.015043 | 0.019158 | 0.009205 | 0.022973 | 0.009205 | 0.022973
| Fryers_Com, G - Cook | 17.235 | 17.235 | 24.1443 | 11.8048 | 12.878 | 11.5749 | 14.7413 | 7.0829 | 17.677 | 7.0829 | 17.677
| Fryers_Com, P - Cook | 17.235 | 17.235 | 24.1443 | 11.8048 | 12.878 | 11.5749 | 14.7413 | 7.0829 | 17.677 | 7.0829 | 17.677
| Griddles_Com, E - Cook | 0.36833 | 0.36833 | 0.51598 | 0.25228 | 0.27521 | 0.24736 | 0.31503 | 0.15137 | 0.37777 | 0.15137 | 0.37777
| Griddles_Com, G - Cook | 4.6065 | 4.6065 | 6.4531 | 3.1551 | 3.4419 | 3.0937 | 3.9399 | 1.8931 | 4.7246 | 1.8931 | 4.7246
| Griddles_Com, P - Cook | 4.6065 | 4.6065 | 6.4531 | 3.1551 | 3.4419 | 3.0937 | 3.9399 | 1.8931 | 4.7246 | 1.8931 | 4.7246
| Hot Food Holding Cabinet_Com, E - Cook | 0.052704 | 0.052704 | 0.073832 | 0.036098 | 0.03938 | 0.035395 | 0.045078 | 0.021659 | 0.054055 | 0.021659 | 0.054055
| Steamers_Com, E - Cook | 0.23577 | 0.23577 | 0.33028 | 0.16148 | 0.17616 | 0.15834 | 0.20165 | 0.09689 | 0.24181 | 0.09689 | 0.24181
| Steamers_Com, G - Cook | 0.98514 | 0.98514 | 1.3801 | 0.67475 | 0.73609 | 0.66161 | 0.8426 | 0.40485 | 1.0104 | 0.40485 | 1.0104
| Steamers_Com, P - Cook | 0.98514 | 0.98514 | 1.3801 | 0.67475 | 0.73609 | 0.66161 | 0.8426 | 0.40485 | 1.0104 | 0.40485 | 1.0104
| ES Refrigerator and Freezer_Com, E - Refr | 0.30269 | 0.30269 | 0.30269 | 0.30269 | 0.30269 | 0.30269 | 0.30269 | 0.30269 | 0.30269 | 0.30269 | 0.30269
| Anti Sweat Heat Control_Com, E - Refr | 0.42046 | 0.42046 | 0.42046 | 0.42046 | 0.42046 | 0.42046 | 0.42046 | 0.42046 | 0.42046 | 0.42046 | 0.42046
| Case Night Covers_Com, E - Refr | --- | --- | --- | --- | --- | --- | --- | --- | --- | --- | ---
| Loading Dock Pit Seals_Com, E - Refr | 1.4209 | 1.4209 | 1.4209 | 1.4209 | 1.4209 | 1.4209 | 1.4209 | 1.4209 | 1.4209 | 1.4209 | 1.4209
| ECM Comp Cond Fan Motor_Com, E - Refr | 0.25982 | 0.25982 | 0.25982 | 0.25982 | 0.25982 | 0.25982 | 0.25982 | 0.25982 | 0.25982 | 0.25982 | 0.25982
| Evap Fan Motor Replacement_Com, E - Refr | 0.43606 | 0.43606 | 0.43606 | 0.43606 | 0.43606 | 0.43606 | 0.43606 | 0.43606 | 0.43606 | 0.43606 | 0.43606
| Evap Fan Speed Controls_Com, E - Refr | 0.28196 | 0.28196 | 0.28196 | 0.28196 | 0.28196 | 0.28196 | 0.28196 | 0.28196 | 0.28196 | 0.28196 | 0.28196
| LowHeat NoHeat Doors_Com, E - Refr | 0.17696 | 0.17696 | 0.17696 | 0.17696 | 0.17696 | 0.17696 | 0.17696 | 0.17696 | 0.17696 | 0.17696 | 0.17696
| Refrigerated Vending Machine_Com, E - Refr | 0.42051 | 0.42051 | 0.42051 | 0.42051 | 0.42051 | 0.42051 | 0.42051 | 0.42051 | 0.42051 | 0.42051 | 0.42051
| Walk In Refrigeration_Com, E - Refr | 0.12606 | 0.12606 | 0.12606 | 0.12606 | 0.12606 | 0.12606 | 0.12606 | 0.12606 | 0.12606 | 0.12606 | 0.12606
| Refrigeration Tune Up_Com, E - Refr | --- | --- | --- | --- | --- | --- | --- | --- | --- | --- | ---
| ES Ice Machine_Com, E - Refr | 0.083357 | 0.083357 | 0.083357 | 0.083357 | 0.083357 | 0.083357 | 0.083357 | 0.083357 | 0.083357 | 0.083357 | 0.083357
| Walk In Cooler Retroft_Com, E - Refr | --- | --- | --- | --- | --- | --- | --- | --- | --- | --- | ---
| HE Built Up Refrig_Com, E - Refr | 0.48 | 0.48 | 0.48 | 0.48 | 0.48 | 0.48 | 0.48 | 0.48 | 0.48 | 0.48 | 0.48
| Door Gasket Replacement_Com, E - Refr | --- | --- | --- | --- | --- | --- | --- | --- | --- | --- | ---
| EnergyStar Dehumidifier_Com, E - Appl | 0.28718 | 0.28718 | 0.28718 | 0.28718 | 0.28718 | 0.28718 | 0.28718 | 0.28718 | 0.28718 | 0.28718 | 0.28718
| Clothes Washer Elec WH_Com, E - Appl [unit w/ elec dry - Washer] | 1.5904 | 1.5904 | 1.5904 | 1.5904 | 1.5904 | 1.5904 | 1.5904 | 1.5904 | 1.5904 | 1.5904 | 1.5904
| Clothes Washer Elec WH_Com, E - Appl [unit w/ elec dry - Dryer] | 0 | 0 | 0 | 0 | 0 | 0 | 0 | 0 | 0 | 0 | 0
| Clothes Washer Elec WH_Com, E - HWat [unit w/ elec dry - Water Heater] | 0 | 0 | 0 | 0 | 0 | 0 | 0 | 0 | 0 | 0 | 0
| Clothes Washer Elec WH_Com, E - Appl [unit w/ gas dry - Washer] | 1.5904 | 1.5904 | 1.5904 | 1.5904 | 1.5904 | 1.5904 | 1.5904 | 1.5904 | 1.5904 | 1.5904 | 1.5904
| Clothes Washer Elec WH_Com, G - Oth [unit w/ gas dry - Dryer] | 0 | 0 | 0 | 0 | 0 | 0 | 0 | 0 | 0 | 0 | 0
| Clothes Washer Elec WH_Com, E - HWat [unit w/ gas dry - Water Heater] | 0 | 0 | 0 | 0 | 0 | 0 | 0 | 0 | 0 | 0 | 0
| Clothes Washer Elec WH_Com, E - Appl [unit w/ propane dry - Washer] | 1.5904 | 1.5904 | 1.5904 | 1.5904 | 1.5904 | 1.5904 | 1.5904 | 1.5904 | 1.5904 | 1.5904 | 1.5904
| Clothes Washer Elec WH_Com, P - Oth [unit w/ propane dry - Dryer] | 0 | 0 | 0 | 0 | 0 | 0 | 0 | 0 | 0 | 0 | 0
| Clothes Washer Elec WH_Com, E - HWat [unit w/ propane dry - Water Heater] | 0 | 0 | 0 | 0 | 0 | 0 | 0 | 0 | 0 | 0 | 0
| Clothes Washer Gas WH_Com, E - Appl [unit w/ elec dry - Washer] | 1.5904 | 1.5904 | 1.5904 | 1.5904 | 1.5904 | 1.5904 | 1.5904 | 1.5904 | 1.5904 | 1.5904 | 1.5904
| Clothes Washer Gas WH_Com, E - Appl [unit w/ elec dry - Dryer] | 0 | 0 | 0 | 0 | 0 | 0 | 0 | 0 | 0 | 0 | 0
| Clothes Washer Gas WH_Com, G - HWat [unit w/ elec dry - Water Heater] | 0 | 0 | 0 | 0 | 0 | 0 | 0 | 0 | 0 | 0 | 0
| Clothes Washer Gas WH_Com, E - Appl [unit w/ gas dry - Washer] | 1.5904 | 1.5904 | 1.5904 | 1.5904 | 1.5904 | 1.5904 | 1.5904 | 1.5904 | 1.5904 | 1.5904 | 1.5904
| Clothes Washer Gas WH_Com, G - Oth [unit w/ gas dry - Dryer] | 0 | 0 | 0 | 0 | 0 | 0 | 0 | 0 | 0 | 0 | 0
| Clothes Washer Gas WH_Com, G - HWat [unit w/ gas dry - Water Heater] | 0 | 0 | 0 | 0 | 0 | 0 | 0 | 0 | 0 | 0 | 0
| Clothes Washer Gas WH_Com, E - Appl [unit w/ propane dry - Washer] | 1.5904 | 1.5904 | 1.5904 | 1.5904 | 1.5904 | 1.5904 | 1.5904 | 1.5904 | 1.5904 | 1.5904 | 1.5904
| Clothes Washer Gas WH_Com, P - Oth [unit w/ propane dry - Dryer] | 0 | 0 | 0 | 0 | 0 | 0 | 0 | 0 | 0 | 0 | 0
| Clothes Washer Gas WH_Com, G - HWat [unit w/ propane dry - Water Heater] | 0 | 0 | 0 | 0 | 0 | 0 | 0 | 0 | 0 | 0 | 0
| Clothes Washer Oil WH_Com, E - Appl [unit w/ elec dry - Washer] | 1.5904 | 1.5904 | 1.5904 | 1.5904 | 1.5904 | 1.5904 | 1.5904 | 1.5904 | 1.5904 | 1.5904 | 1.5904
| Clothes Washer Oil WH_Com, E - Appl [unit w/ elec dry - Dryer] | 0 | 0 | 0 | 0 | 0 | 0 | 0 | 0 | 0 | 0 | 0
| Clothes Washer Oil WH_Com, O - HWat [unit w/ elec dry - Water Heater] | 0 | 0 | 0 | 0 | 0 | 0 | 0 | 0 | 0 | 0 | 0
| Clothes Washer Oil WH_Com, E - Appl [unit w/ gas dry - Washer] | 1.5904 | 1.5904 | 1.5904 | 1.5904 | 1.5904 | 1.5904 | 1.5904 | 1.5904 | 1.5904 | 1.5904 | 1.5904
| Clothes Washer Oil WH_Com, G - Oth [unit w/ gas dry - Dryer] | 0 | 0 | 0 | 0 | 0 | 0 | 0 | 0 | 0 | 0 | 0
| Clothes Washer Oil WH_Com, O - HWat [unit w/ gas dry - Water Heater] | 0 | 0 | 0 | 0 | 0 | 0 | 0 | 0 | 0 | 0 | 0
| Clothes Washer Oil WH_Com, E - Appl [unit w/ propane dry - Washer] | 1.5904 | 1.5904 | 1.5904 | 1.5904 | 1.5904 | 1.5904 | 1.5904 | 1.5904 | 1.5904 | 1.5904 | 1.5904
| Clothes Washer Oil WH_Com, P - Oth [unit w/ propane dry - Dryer] | 0 | 0 | 0 | 0 | 0 | 0 | 0 | 0 | 0 | 0 | 0
| Clothes Washer Oil WH_Com, O - HWat [unit w/ propane dry - Water Heater] | 0 | 0 | 0 | 0 | 0 | 0 | 0 | 0 | 0 | 0 | 0
| Clothes Washer Propane WH_Com, E - Appl [unit w/ elec dry - Washer] | 1.5904 | 1.5904 | 1.5904 | 1.5904 | 1.5904 | 1.5904 | 1.5904 | 1.5904 | 1.5904 | 1.5904 | 1.5904
| Clothes Washer Propane WH_Com, E - Appl [unit w/ elec dry - Dryer] | 0.84388 | 0.84388 | 0.84388 | 0.84388 | 0.84388 | 0.84388 | 0.84388 | 0.84388 | 0.84388 | 0.84388 | 0.84388
| Clothes Washer Propane WH_Com, P - HWat [unit w/ elec dry - Water Heater] | 87.3743 | 87.3743 | 87.3743 | 87.3743 | 87.3743 | 87.3743 | 87.3743 | 87.3743 | 87.3743 | 87.3743 | 87.3743
| Clothes Washer Propane WH_Com, E - Appl [unit w/ gas dry - Washer] | 1.5904 | 1.5904 | 1.5904 | 1.5904 | 1.5904 | 1.5904 | 1.5904 | 1.5904 | 1.5904 | 1.5904 | 1.5904
| Clothes Washer Propane WH_Com, G - Oth [unit w/ gas dry - Dryer] | 220.762 | 220.762 | 220.762 | 220.762 | 220.762 | 220.762 | 220.762 | 220.762 | 220.762 | 220.762 | 220.762
| Clothes Washer Propane WH_Com, P - HWat [unit w/ gas dry - Water Heater] | 87.3743 | 87.3743 | 87.3743 | 87.3743 | 87.3743 | 87.3743 | 87.3743 | 87.3743 | 87.3743 | 87.3743 | 87.3743
| Clothes Washer Propane WH_Com, E - Appl [unit w/ propane dry - Washer] | 1.5904 | 1.5904 | 1.5904 | 1.5904 | 1.5904 | 1.5904 | 1.5904 | 1.5904 | 1.5904 | 1.5904 | 1.5904
| Clothes Washer Propane WH_Com, P - Oth [unit w/ propane dry - Dryer] | 220.762 | 220.762 | 220.762 | 220.762 | 220.762 | 220.762 | 220.762 | 220.762 | 220.762 | 220.762 | 220.762
| Clothes Washer Propane WH_Com, P - HWat [unit w/ propane dry - Water Heater] | 87.3743 | 87.3743 | 87.3743 | 87.3743 | 87.3743 | 87.3743 | 87.3743 | 87.3743 | 87.3743 | 87.3743 | 87.3743
| Ozone Laundry_Com, E - HWat | --- | --- | --- | --- | --- | --- | --- | --- | --- | --- | ---
| Ozone Laundry_Com, G - HWat | --- | --- | --- | --- | --- | --- | --- | --- | --- | --- | ---
| Ozone Laundry_Com, O - HWat | --- | --- | --- | --- | --- | --- | --- | --- | --- | --- | ---
| Ozone Laundry_Com, P - HWat | --- | --- | --- | --- | --- | --- | --- | --- | --- | --- | ---
| Dishwasher_Com, E - Appl [Building w elec WH] | 0.25732 | 0.25732 | 0.25732 | 0.25732 | 0.25732 | 0.25732 | 0.25732 | 0.25732 | 0.25732 | 0.25732 | 0.25732
| Dishwasher_Com, E - HWat [Building w elec WH] | 0 | 0 | 0 | 0 | 0 | 0 | 0 | 0 | 0 | 0 | 0
| Dishwasher_Com, E - Appl [Building w gas WH] | 0.25732 | 0.25732 | 0.25732 | 0.25732 | 0.25732 | 0.25732 | 0.25732 | 0.25732 | 0.25732 | 0.25732 | 0.25732
| Dishwasher_Com, G - HWat [Building w gas WH] | 0 | 0 | 0 | 0 | 0 | 0 | 0 | 0 | 0 | 0 | 0
| Dishwasher_Com, E - Appl [Building w oil WH] | 0.25732 | 0.25732 | 0.25732 | 0.25732 | 0.25732 | 0.25732 | 0.25732 | 0.25732 | 0.25732 | 0.25732 | 0.25732
| Dishwasher_Com, O - HWat [Building w oil WH] | 0 | 0 | 0 | 0 | 0 | 0 | 0 | 0 | 0 | 0 | 0
| Dishwasher_Com, E - Appl [Building w propane WH] | 0.25732 | 0.25732 | 0.25732 | 0.25732 | 0.25732 | 0.25732 | 0.25732 | 0.25732 | 0.25732 | 0.25732 | 0.25732
| Dishwasher_Com, P - HWat [Building w propane WH] | 0 | 0 | 0 | 0 | 0 | 0 | 0 | 0 | 0 | 0 | 0
| Faucet Aerator_Com, E - HWat | --- | --- | --- | --- | --- | --- | --- | --- | --- | --- | ---
| Faucet Aerator_Com, G - HWat | --- | --- | --- | --- | --- | --- | --- | --- | --- | --- | ---
| Faucet Aerator_Com, O - HWat | --- | --- | --- | --- | --- | --- | --- | --- | --- | --- | ---
| Faucet Aerator_Com, P - HWat | --- | --- | --- | --- | --- | --- | --- | --- | --- | --- | ---
| Pre Rinse Sprayers_Com, E - HWat | --- | --- | --- | --- | --- | --- | --- | --- | --- | --- | ---
| Pre Rinse Sprayers_Com, G - HWat | --- | --- | --- | --- | --- | --- | --- | --- | --- | --- | ---
| Pre Rinse Sprayers_Com, O - HWat | --- | --- | --- | --- | --- | --- | --- | --- | --- | --- | ---
| Pre Rinse Sprayers_Com, P - HWat | --- | --- | --- | --- | --- | --- | --- | --- | --- | --- | ---
| Heat Pump Water Heater_Com, E - HWat | 0.71568 | 0.71568 | 0.71568 | 0.71568 | 0.71568 | 0.71568 | 0.71568 | 0.71568 | 0.71568 | 0.71568 | 0.71568
| FF Storage Water Heater_Com, G - HWat | 241.4526 | 241.4526 | 241.4526 | 241.4526 | 241.4526 | 241.4526 | 241.4526 | 241.4526 | 241.4526 | 241.4526 | 241.4526
| FF Storage Water Heater_Com, O - HWat | 241.4526 | 241.4526 | 241.4526 | 241.4526 | 241.4526 | 241.4526 | 241.4526 | 241.4526 | 241.4526 | 241.4526 | 241.4526
| FF Storage Water Heater_Com, P - HWat | 241.4526 | 241.4526 | 241.4526 | 241.4526 | 241.4526 | 241.4526 | 241.4526 | 241.4526 | 241.4526 | 241.4526 | 241.4526
| FF Instantaneous Water Heater_Com, G - HWat | 427.5146 | 427.5146 | 427.5146 | 427.5146 | 427.5146 | 427.5146 | 427.5146 | 427.5146 | 427.5146 | 427.5146 | 427.5146
| FF Instantaneous Water Heater_Com, O - HWat | 427.5146 | 427.5146 | 427.5146 | 427.5146 | 427.5146 | 427.5146 | 427.5146 | 427.5146 | 427.5146 | 427.5146 | 427.5146
| FF Instantaneous Water Heater_Com, P - HWat | 427.5146 | 427.5146 | 427.5146 | 427.5146 | 427.5146 | 427.5146 | 427.5146 | 427.5146 | 427.5146 | 427.5146 | 427.5146
| Clothes Dryer_Com, E - Appl | 0.31662 | 0.31662 | 0.31662 | 0.31662 | 0.31662 | 0.31662 | 0.31662 | 0.31662 | 0.31662 | 0.31662 | 0.31662
| Clothes Dryer_Com, G - Oth | 85.001 | 85.001 | 85.001 | 85.001 | 85.001 | 85.001 | 85.001 | 85.001 | 85.001 | 85.001 | 85.001
| Clothes Dryer_Com, P - Oth | 85.001 | 85.001 | 85.001 | 85.001 | 85.001 | 85.001 | 85.001 | 85.001 | 85.001 | 85.001 | 85.001
| Pnemautic to DDC_Com, E - TotE [Building w Elec Heat] | --- | --- | --- | --- | --- | --- | --- | --- | --- | --- | ---
| Pnemautic to DDC_Com, E - TotE [Building w Gas Heat] | --- | --- | --- | --- | --- | --- | --- | --- | --- | --- | ---
| Pnemautic to DDC_Com, G - TotF [Building w Gas Heat] | --- | --- | --- | --- | --- | --- | --- | --- | --- | --- | ---
| Pnemautic to DDC_Com, E - TotE [Building w Oil Heat] | --- | --- | --- | --- | --- | --- | --- | --- | --- | --- | ---
| Pnemautic to DDC_Com, O - TotF [Building w Oil Heat] | --- | --- | --- | --- | --- | --- | --- | --- | --- | --- | ---
| Pnemautic to DDC_Com, E - TotE [Building w Propane Heat] | --- | --- | --- | --- | --- | --- | --- | --- | --- | --- | ---
| Pnemautic to DDC_Com, P - TotF [Building w Propane Heat] | --- | --- | --- | --- | --- | --- | --- | --- | --- | --- | ---
| Data Center_Com, E - TotE [Building w Elec Heat] | 0.4 | 0.4 | 0.4 | 0.4 | 0.4 | 0.4 | 0.4 | 0.4 | 0.4 | 0.4 | 0.4
| Data Center_Com, E - TotE [Building w Gas Heat] | 0.4 | 0.4 | 0.4 | 0.4 | 0.4 | 0.4 | 0.4 | 0.4 | 0.4 | 0.4 | 0.4
| Data Center_Com, G - TotF [Building w Gas Heat] | 0 | 0 | 0 | 0 | 0 | 0 | 0 | 0 | 0 | 0 | 0
| Data Center_Com, E - TotE [Building w Oil Heat] | 0.4 | 0.4 | 0.4 | 0.4 | 0.4 | 0.4 | 0.4 | 0.4 | 0.4 | 0.4 | 0.4
| Data Center_Com, O - TotF [Building w Oil Heat] | 0 | 0 | 0 | 0 | 0 | 0 | 0 | 0 | 0 | 0 | 0
| Data Center_Com, E - TotE [Building w Propane Heat] | 0.4 | 0.4 | 0.4 | 0.4 | 0.4 | 0.4 | 0.4 | 0.4 | 0.4 | 0.4 | 0.4
| Data Center_Com, P - TotF [Building w Propane Heat] | 0 | 0 | 0 | 0 | 0 | 0 | 0 | 0 | 0 | 0 | 0
| RCx_Com, E - TotE [Building w Elec Heat] | --- | --- | --- | --- | --- | --- | --- | --- | --- | --- | ---
| RCx_Com, E - TotE [Building w Gas Heat] | --- | --- | --- | --- | --- | --- | --- | --- | --- | --- | ---
| RCx_Com, G - TotF [Building w Gas Heat] | --- | --- | --- | --- | --- | --- | --- | --- | --- | --- | ---
| RCx_Com, E - TotE [Building w Oil Heat] | --- | --- | --- | --- | --- | --- | --- | --- | --- | --- | ---
| RCx_Com, O - TotF [Building w Oil Heat] | --- | --- | --- | --- | --- | --- | --- | --- | --- | --- | ---
| RCx_Com, E - TotE [Building w Propane Heat] | --- | --- | --- | --- | --- | --- | --- | --- | --- | --- | ---
| RCx_Com, P - TotF [Building w Propane Heat] | --- | --- | --- | --- | --- | --- | --- | --- | --- | --- | ---
| Commissioning_Com, E - TotE [Building w Elec Heat] | 0.35353 | 0.24845 | 0.43209 | 0.15432 | 0.1331 | 0.21296 | 0.32407 | 0.20282 | 0.32407 | 0.23148 | 0.4861
| Commissioning_Com, E - TotE [Building w Gas Heat] | 0.55064 | 0.38697 | 0.673 | 0.24036 | 0.20731 | 0.33169 | 0.50475 | 0.3159 | 0.50475 | 0.36054 | 0.75712
| Commissioning_Com, G - TotF [Building w Gas Heat] | 0 | 0 | 0 | 0 | 0 | 0 | 0 | 0 | 0 | 0 | 0
| Commissioning_Com, E - TotE [Building w Oil Heat] | 0.55064 | 0.38697 | 0.673 | 0.24036 | 0.20731 | 0.33169 | 0.50475 | 0.3159 | 0.50475 | 0.36054 | 0.75712
| Commissioning_Com, O - TotF [Building w Oil Heat] | 0 | 0 | 0 | 0 | 0 | 0 | 0 | 0 | 0 | 0 | 0
| Commissioning_Com, E - TotE [Building w Propane Heat] | 0.55064 | 0.38697 | 0.673 | 0.24036 | 0.20731 | 0.33169 | 0.50475 | 0.3159 | 0.50475 | 0.36054 | 0.75712
| Commissioning_Com, P - TotF [Building w Propane Heat] | 0 | 0 | 0 | 0 | 0 | 0 | 0 | 0 | 0 | 0 | 0
| Integrated Building Design_Com, E - TotE [Building w Elec Heat] | 0.10827 | 0.076091 | 0.13233 | 0.047262 | 0.040763 | 0.065221 | 0.099249 | 0.062115 | 0.099249 | 0.070892 | 0.14887
| Integrated Building Design_Com, E - TotE [Building w Gas Heat] | 0.16864 | 0.11852 | 0.20612 | 0.073613 | 0.063491 | 0.10159 | 0.15459 | 0.096748 | 0.15459 | 0.11042 | 0.23188
| Integrated Building Design_Com, G - TotF [Building w Gas Heat] | 0 | 0 | 0 | 0 | 0 | 0 | 0 | 0 | 0 | 0 | 0
| Integrated Building Design_Com, E - TotE [Building w Oil Heat] | 0.16864 | 0.11852 | 0.20612 | 0.073613 | 0.063491 | 0.10159 | 0.15459 | 0.096748 | 0.15459 | 0.11042 | 0.23188
| Integrated Building Design_Com, O - TotF [Building w Oil Heat] | 0 | 0 | 0 | 0 | 0 | 0 | 0 | 0 | 0 | 0 | 0
| Integrated Building Design_Com, E - TotE [Building w Propane Heat] | 0.16864 | 0.11852 | 0.20612 | 0.073613 | 0.063491 | 0.10159 | 0.15459 | 0.096748 | 0.15459 | 0.11042 | 0.23188
| Integrated Building Design_Com, P - TotF [Building w Propane Heat] | 0 | 0 | 0 | 0 | 0 | 0 | 0 | 0 | 0 | 0 | 0
| Deep Energy Retrofit_Com, E - TotE [Building w Elec Heat] | --- | --- | --- | --- | --- | --- | --- | --- | --- | --- | ---
| Deep Energy Retrofit_Com, E - TotE [Building w Gas Heat] | --- | --- | --- | --- | --- | --- | --- | --- | --- | --- | ---
| Deep Energy Retrofit_Com, G - TotF [Building w Gas Heat] | --- | --- | --- | --- | --- | --- | --- | --- | --- | --- | ---
| Deep Energy Retrofit_Com, E - TotE [Building w Oil Heat] | --- | --- | --- | --- | --- | --- | --- | --- | --- | --- | ---
| Deep Energy Retrofit_Com, O - TotF [Building w Oil Heat] | --- | --- | --- | --- | --- | --- | --- | --- | --- | --- | ---
| Deep Energy Retrofit_Com, E - TotE [Building w Propane Heat] | --- | --- | --- | --- | --- | --- | --- | --- | --- | --- | ---
| Deep Energy Retrofit_Com, P - TotF [Building w Propane Heat] | --- | --- | --- | --- | --- | --- | --- | --- | --- | --- | ---
| EMS_Com, E - TotE [Building w Elec Heat] | 0.80067 | 0.56269 | 0.97859 | 0.3495 | 0.30144 | 0.48231 | 0.73395 | 0.45934 | 0.73395 | 0.52425 | 1.1009
| EMS_Com, E - TotE [Building w Gas Heat] | 1.2471 | 0.87642 | 1.5242 | 0.54436 | 0.46951 | 0.75122 | 1.1432 | 0.71545 | 1.1432 | 0.81654 | 1.7147
| EMS_Com, G - TotF [Building w Gas Heat] | 0 | 0 | 0 | 0 | 0 | 0 | 0 | 0 | 0 | 0 | 0
| EMS_Com, E - TotE [Building w Oil Heat] | 1.2471 | 0.87642 | 1.5242 | 0.54436 | 0.46951 | 0.75122 | 1.1432 | 0.71545 | 1.1432 | 0.81654 | 1.7147
| EMS_Com, O - TotF [Building w Oil Heat] | 0 | 0 | 0 | 0 | 0 | 0 | 0 | 0 | 0 | 0 | 0
| EMS_Com, E - TotE [Building w Propane Heat] | 1.2471 | 0.87642 | 1.5242 | 0.54436 | 0.46951 | 0.75122 | 1.1432 | 0.71545 | 1.1432 | 0.81654 | 1.7147
| EMS_Com, P - TotF [Building w Propane Heat] | 0 | 0 | 0 | 0 | 0 | 0 | 0 | 0 | 0 | 0 | 0
| VFDs on HVAC Pumps_Com, E - Oth | --- | --- | --- | --- | --- | --- | --- | --- | --- | --- | ---
| ECM Circulators_Com, E - Oth | --- | --- | --- | --- | --- | --- | --- | --- | --- | --- | ---
| Motors_Com, E - Oth | 0.91413 | 0.91413 | 0.91413 | 0.91413 | 0.91413 | 0.91413 | 0.91413 | 0.91413 | 0.91413 | 0.91413 | 0.91413
| Ext Area Ltg_Com, E - ExtL | 0.23509 | 0.23509 | 0.23509 | 0.23509 | 0.23509 | 0.23509 | 0.23509 | 0.23509 | 0.23509 | 0.23509 | 0.23509
| Street Ltg_Com, E - ExtL | 0.2 | 0.2 | 0.2 | 0.2 | 0.2 | 0.2 | 0.2 | 0.2 | 0.2 | 0.2 | 0.2
| Ext Ltg Ctrls_Com, E - ExtL | --- | --- | --- | --- | --- | --- | --- | --- | --- | --- | ---
| Ext Ltg Dsgn_Com, E - ExtL | 0.23 | 0.23 | 0.23 | 0.23 | 0.23 | 0.23 | 0.23 | 0.23 | 0.23 | 0.23 | 0.23
| Int Ltg Ctrls_Com, E - IntL [No Heat] | --- | --- | --- | --- | --- | --- | --- | --- | --- | --- | ---
| Int Ltg Ctrls_Com, E - IntL [Electric Heat] | --- | --- | --- | --- | --- | --- | --- | --- | --- | --- | ---
| Int Ltg Ctrls_Com, E/G - IntL | --- | --- | --- | --- | --- | --- | --- | --- | --- | --- | ---
| Int Ltg Ctrls_Com, E/O - IntL | --- | --- | --- | --- | --- | --- | --- | --- | --- | --- | ---
| Int Ltg Ctrls_Com, E/P - IntL | --- | --- | --- | --- | --- | --- | --- | --- | --- | --- | ---
| Exit Sign RetFit_Com, E - IntL [No Heat] | --- | --- | --- | --- | --- | --- | --- | --- | --- | --- | ---
| Exit Sign RetFit_Com, E - IntL [Electric Heat] | --- | --- | --- | --- | --- | --- | --- | --- | --- | --- | ---
| Exit Sign RetFit_Com, E/G - IntL | --- | --- | --- | --- | --- | --- | --- | --- | --- | --- | ---
| Exit Sign RetFit_Com, E/O - IntL | --- | --- | --- | --- | --- | --- | --- | --- | --- | --- | ---
| Exit Sign RetFit_Com, E/P - IntL | --- | --- | --- | --- | --- | --- | --- | --- | --- | --- | ---
| LED HiLo Bay_Com, E - IntL [No Heat] | 0.75304 | 0.75304 | 1.0375 | 0.55954 | 0.29566 | 0.54254 | 0.29597 | 0.74051 | 0.65519 | 0.65519 | 0.87199
| LED HiLo Bay_Com, E - IntL [Electric Heat] | 0.99697 | 0.99697 | 1.3735 | 0.74078 | 0.39143 | 0.71828 | 0.39184 | 0.98037 | 0.86742 | 0.86742 | 1.1544
| LED HiLo Bay_Com, E/G - IntL | 0.72478 | 0.72478 | 0.99851 | 0.53853 | 0.28456 | 0.52218 | 0.28486 | 0.71271 | 0.63059 | 0.63059 | 0.83926
| LED HiLo Bay_Com, E/O - IntL | 0.72478 | 0.72478 | 0.99851 | 0.53853 | 0.28456 | 0.52218 | 0.28486 | 0.71271 | 0.63059 | 0.63059 | 0.83926
| LED HiLo Bay_Com, E/P - IntL | 0.72478 | 0.72478 | 0.99851 | 0.53853 | 0.28456 | 0.52218 | 0.28486 | 0.71271 | 0.63059 | 0.63059 | 0.83926
| Repl Scre_Com, E - IntL [No Heat] | 0.078925 | 0.078925 | 0.10873 | 0.058644 | 0.030988 | 0.056863 | 0.03102 | 0.077611 | 0.068669 | 0.068669 | 0.091391
| Repl Scre_Com, E - IntL [Electric Heat] | 0.091032 | 0.091032 | 0.12541 | 0.06764 | 0.035741 | 0.065586 | 0.035779 | 0.089517 | 0.079203 | 0.079203 | 0.10541
| Repl Scre_Com, E/G - IntL | 0.074457 | 0.074457 | 0.10258 | 0.055324 | 0.029234 | 0.053644 | 0.029264 | 0.073218 | 0.064782 | 0.064782 | 0.086218
| Repl Scre_Com, E/O - IntL | 0.074457 | 0.074457 | 0.10258 | 0.055324 | 0.029234 | 0.053644 | 0.029264 | 0.073218 | 0.064782 | 0.064782 | 0.086218
| Repl Scre_Com, E/P - IntL | 0.074457 | 0.074457 | 0.10258 | 0.055324 | 0.029234 | 0.053644 | 0.029264 | 0.073218 | 0.064782 | 0.064782 | 0.086218
| Lin LED Fixture_Com, E - IntL [No Heat] | 0.85787 | 0.85787 | 1.1819 | 0.63743 | 0.33682 | 0.61807 | 0.33717 | 0.84359 | 0.74639 | 0.74639 | 0.99337
| Lin LED Fixture_Com, E - IntL [Electric Heat] | 0.98947 | 0.98947 | 1.3632 | 0.73521 | 0.38849 | 0.71288 | 0.3889 | 0.973 | 0.86089 | 0.86089 | 1.1458
| Lin LED Fixture_Com, E/G - IntL | 0.80931 | 0.80931 | 1.115 | 0.60134 | 0.31776 | 0.58308 | 0.31809 | 0.79584 | 0.70414 | 0.70414 | 0.93715
| Lin LED Fixture_Com, E/O - IntL | 0.80931 | 0.80931 | 1.115 | 0.60134 | 0.31776 | 0.58308 | 0.31809 | 0.79584 | 0.70414 | 0.70414 | 0.93715
| Lin LED Fixture_Com, E/P - IntL | 0.80931 | 0.80931 | 1.115 | 0.60134 | 0.31776 | 0.58308 | 0.31809 | 0.79584 | 0.70414 | 0.70414 | 0.93715
| LED Tube Repl_Com, E - IntL [No Heat] | 0.11584 | 0.11584 | 0.15959 | 0.086074 | 0.045482 | 0.08346 | 0.045529 | 0.11391 | 0.10079 | 0.10079 | 0.13414
| LED Tube Repl_Com, E - IntL [Electric Heat] | 0.13361 | 0.13361 | 0.18407 | 0.099278 | 0.052459 | 0.096263 | 0.052514 | 0.13139 | 0.11625 | 0.11625 | 0.15472
| LED Tube Repl_Com, E/G - IntL | 0.10928 | 0.10928 | 0.15056 | 0.081202 | 0.042908 | 0.078736 | 0.042952 | 0.10746 | 0.095083 | 0.095083 | 0.12655
| LED Tube Repl_Com, E/O - IntL | 0.10928 | 0.10928 | 0.15056 | 0.081202 | 0.042908 | 0.078736 | 0.042952 | 0.10746 | 0.095083 | 0.095083 | 0.12655
| LED Tube Repl_Com, E/P - IntL | 0.10928 | 0.10928 | 0.15056 | 0.081202 | 0.042908 | 0.078736 | 0.042952 | 0.10746 | 0.095083 | 0.095083 | 0.12655
| Repl pin CFL wLED_Com, E - IntL [No Heat] | 0.64936 | 0.64936 | 0.89461 | 0.4825 | 0.25495 | 0.46784 | 0.25522 | 0.63855 | 0.56498 | 0.56498 | 0.75193
| Repl pin CFL wLED_Com, E - IntL [Electric Heat] | 0.74897 | 0.74897 | 1.0319 | 0.55651 | 0.29407 | 0.53961 | 0.29437 | 0.73651 | 0.65165 | 0.65165 | 0.86728
| Repl pin CFL wLED_Com, E/G - IntL | 0.6126 | 0.6126 | 0.84398 | 0.45519 | 0.24052 | 0.44136 | 0.24077 | 0.60241 | 0.533 | 0.533 | 0.70937
| Repl pin CFL wLED_Com, E/O - IntL | 0.6126 | 0.6126 | 0.84398 | 0.45519 | 0.24052 | 0.44136 | 0.24077 | 0.60241 | 0.533 | 0.533 | 0.70937
| Repl pin CFL wLED_Com, E/P - IntL | 0.6126 | 0.6126 | 0.84398 | 0.45519 | 0.24052 | 0.44136 | 0.24077 | 0.60241 | 0.533 | 0.533 | 0.70937
| Refrig Case LED_Com, E - IntL | 0.49402 | 0.49402 | 0.6806 | 0.36707 | 0.19396 | 0.35592 | 0.19417 | 0.48579 | 0.42982 | 0.42982 | 0.57205
| Refrig Case Ctrls_Com, E - IntL | --- | --- | --- | --- | --- | --- | --- | --- | --- | --- | ---
| Stair Occ Sensor_Com, E - IntL [No Heat] | 0.41212 | 0.41212 | 0.41212 | 0.41212 | 0.41212 | 0.41212 | 0.41212 | 0.41212 | 0.41212 | 0.41212 | 0.41212
| Stair Occ Sensor_Com, E - IntL [Electric Heat] | 0.47534 | 0.47534 | 0.47534 | 0.47534 | 0.47534 | 0.47534 | 0.47534 | 0.47534 | 0.47534 | 0.47534 | 0.47534
| Stair Occ Sensor_Com, E/G - IntL | 0.38879 | 0.38879 | 0.38879 | 0.38879 | 0.38879 | 0.38879 | 0.38879 | 0.38879 | 0.38879 | 0.38879 | 0.38879
| Stair Occ Sensor_Com, E/O - IntL | 0.38879 | 0.38879 | 0.38879 | 0.38879 | 0.38879 | 0.38879 | 0.38879 | 0.38879 | 0.38879 | 0.38879 | 0.38879
| Stair Occ Sensor_Com, E/P - IntL | 0.38879 | 0.38879 | 0.38879 | 0.38879 | 0.38879 | 0.38879 | 0.38879 | 0.38879 | 0.38879 | 0.38879 | 0.38879
| Int Delamping_Com, E - IntL [No Heat] | --- | --- | --- | --- | --- | --- | --- | --- | --- | --- | ---
| Int Delamping_Com, E - IntL [Electric Heat] | --- | --- | --- | --- | --- | --- | --- | --- | --- | --- | ---
| Int Delamping_Com, E/G - IntL | --- | --- | --- | --- | --- | --- | --- | --- | --- | --- | ---
| Int Delamping_Com, E/O - IntL | --- | --- | --- | --- | --- | --- | --- | --- | --- | --- | ---
| Int Delamping_Com, E/P - IntL | --- | --- | --- | --- | --- | --- | --- | --- | --- | --- | ---
| Int Ltg Dsgn_Com, E - IntL [No Heat] | 0.28 | 0.28 | 0.38575 | 0.20805 | 0.10993 | 0.20173 | 0.11005 | 0.27534 | 0.24362 | 0.24362 | 0.32423
| Int Ltg Dsgn_Com, E - IntL [Electric Heat] | 0.28 | 0.28 | 0.38575 | 0.20805 | 0.10993 | 0.20173 | 0.11005 | 0.27534 | 0.24362 | 0.24362 | 0.32423
| Int Ltg Dsgn_Com, E/G - IntL | 0.28 | 0.28 | 0.38575 | 0.20805 | 0.10993 | 0.20173 | 0.11005 | 0.27534 | 0.24362 | 0.24362 | 0.32423
| Int Ltg Dsgn_Com, E/O - IntL | 0.28 | 0.28 | 0.38575 | 0.20805 | 0.10993 | 0.20173 | 0.11005 | 0.27534 | 0.24362 | 0.24362 | 0.32423
| Int Ltg Dsgn_Com, E/P - IntL | 0.28 | 0.28 | 0.38575 | 0.20805 | 0.10993 | 0.20173 | 0.11005 | 0.27534 | 0.24362 | 0.24362 | 0.32423

## Table E11
Table E11. Costs by Building Type - Retrofit
Return to List of Tables
| Measure Name | Small Office | Large Office | Education | Grocery | Hospital | Food Service | Health Service | Lodging | Small Retail | Large Retail | Warehouse
| Room Air Conditioner_Com, E - Cool | 2.4638 | 1.1577 | 5.972 | 1.8397 | 1.1187 | 3.8605 | 2.4638 | 1.9083 | 2.6678 | 1.8397 | 5.8824
| Fast Acting Doors_Com, E - Cool | 0.69306 | 0.69306 | 0.69306 | 0.69306 | 0.69306 | 0.69306 | 0.69306 | 0.69306 | 0.69306 | 0.69306 | 0.69306
| Chiller Systems_Com, E - Cool | 0.12762 | 0.12762 | 0.2341 | 0.12976 | 0.12333 | 0.10991 | 0.13867 | 0.08416 | 0.15836 | 0.15836 | 0.2341
| Chiller Tuneup_Com, E - Cool | 0.087267 | 0.087267 | 0.16008 | 0.088732 | 0.084332 | 0.075158 | 0.094821 | 0.05755 | 0.10829 | 0.10829 | 0.16008
| Computer Room Air Conditioner_Com, E - Cool | --- | --- | --- | --- | --- | --- | --- | --- | --- | --- | ---
| Mini Split Ductless AC_Com, E - Cool | 1.7054 | 0.8013 | 4.1335 | 1.2734 | 0.77434 | 2.6721 | 1.7054 | 1.3209 | 1.8465 | 1.2734 | 4.0715
| Eff Unitary AC_Com, E - Cool | 3.1953 | 3.1953 | 5.8615 | 3.249 | 3.0878 | 2.7519 | 3.4719 | 2.1072 | 3.9651 | 3.9651 | 5.8615
| PTAC_Com, E - Cool | 2.4396 | 2.4396 | 4.4752 | 2.4805 | 2.3575 | 2.1011 | 2.6508 | 1.6088 | 3.0273 | 3.0273 | 4.4752
| Unitary Equipment Economizer_Com, E - Cool | 0.89109 | 0.89109 | 0.89109 | 0.89109 | 0.89109 | 0.89109 | 0.89109 | 0.89109 | 0.89109 | 0.89109 | 0.89109
| Guest Room EM_Com, E - Cool [Building w Elec Heat] | 0.77564 | 0.77564 | 1.4228 | 0.78866 | 0.74955 | 0.66801 | 0.84278 | 0.51151 | 0.9625 | 0.9625 | 1.4228
| Guest Room EM_Com, E - Heat [Building w Elec Heat] | 0 | 0 | 0 | 0 | 0 | 0 | 0 | 0 | 0 | 0 | 0
| Guest Room EM_Com, E - Cool [Building w Gas Heat] | 0.77564 | 0.77564 | 1.4228 | 0.78866 | 0.74955 | 0.66801 | 0.84278 | 0.51151 | 0.9625 | 0.9625 | 1.4228
| Guest Room EM_Com, G - Heat [Building w Gas Heat] | 0 | 0 | 0 | 0 | 0 | 0 | 0 | 0 | 0 | 0 | 0
| Guest Room EM_Com, E - Cool [Building w Oil Heat] | 0.77564 | 0.77564 | 1.4228 | 0.78866 | 0.74955 | 0.66801 | 0.84278 | 0.51151 | 0.9625 | 0.9625 | 1.4228
| Guest Room EM_Com, O - Heat [Building w Oil Heat] | 0 | 0 | 0 | 0 | 0 | 0 | 0 | 0 | 0 | 0 | 0
| Guest Room EM_Com, E - Cool [Building w Propane Heat] | 0.77564 | 0.77564 | 1.4228 | 0.78866 | 0.74955 | 0.66801 | 0.84278 | 0.51151 | 0.9625 | 0.9625 | 1.4228
| Guest Room EM_Com, P - Heat [Building w Propane Heat] | 0 | 0 | 0 | 0 | 0 | 0 | 0 | 0 | 0 | 0 | 0
| AC Tuneup_Com, E - Cool [ASHP] | 0.16107 | 0.075683 | 0.39042 | 0.12027 | 0.073137 | 0.25238 | 0.16107 | 0.12476 | 0.1744 | 0.12027 | 0.38456
| AC Tuneup_Com, E - Heat [ASHP] | 0 | 0 | 0 | 0 | 0 | 0 | 0 | 0 | 0 | 0 | 0
| AC Tuneup_Com, E - Cool [Unitary AC] | 0.13732 | 0.064525 | 0.33286 | 0.10254 | 0.062354 | 0.21517 | 0.13732 | 0.10636 | 0.14869 | 0.10254 | 0.32786
| DCV_Com, E - Cool [Building w Elec Heat] | 0.88132 | 0.88132 | 1.6167 | 0.89611 | 0.85167 | 0.75902 | 0.9576 | 0.5812 | 1.0936 | 1.0936 | 1.6167
| DCV_Com, E - Heat [Building w Elec Heat] | 0 | 0 | 0 | 0 | 0 | 0 | 0 | 0 | 0 | 0 | 0
| DCV_Com, E - Vent [Building w Elec Heat] | 0 | 0 | 0 | 0 | 0 | 0 | 0 | 0 | 0 | 0 | 0
| DCV_Com, E - Cool [Building w Gas Heat] | 0.88132 | 0.88132 | 1.6167 | 0.89611 | 0.85167 | 0.75902 | 0.9576 | 0.5812 | 1.0936 | 1.0936 | 1.6167
| DCV_Com, G - Heat [Building w Gas Heat] | 0 | 0 | 0 | 0 | 0 | 0 | 0 | 0 | 0 | 0 | 0
| DCV_Com, E - Vent [Building w Gas Heat] | 0 | 0 | 0 | 0 | 0 | 0 | 0 | 0 | 0 | 0 | 0
| DCV_Com, E - Cool [Building w Oil Heat] | 0.88132 | 0.88132 | 1.6167 | 0.89611 | 0.85167 | 0.75902 | 0.9576 | 0.5812 | 1.0936 | 1.0936 | 1.6167
| DCV_Com, O - Heat [Building w Oil Heat] | 0 | 0 | 0 | 0 | 0 | 0 | 0 | 0 | 0 | 0 | 0
| DCV_Com, E - Vent [Building w Oil Heat] | 0 | 0 | 0 | 0 | 0 | 0 | 0 | 0 | 0 | 0 | 0
| DCV_Com, E - Cool [Building w Propane Heat] | 0.88132 | 0.88132 | 1.6167 | 0.89611 | 0.85167 | 0.75902 | 0.9576 | 0.5812 | 1.0936 | 1.0936 | 1.6167
| DCV_Com, P - Heat [Building w Propane Heat] | 0 | 0 | 0 | 0 | 0 | 0 | 0 | 0 | 0 | 0 | 0
| DCV_Com, E - Vent [Building w Propane Heat] | 0 | 0 | 0 | 0 | 0 | 0 | 0 | 0 | 0 | 0 | 0
| Controls for Unitary AC_Com, E - Cool | 0.47 | 0.47 | 0.47 | 0.47 | 0.47 | 0.47 | 0.47 | 0.47 | 0.47 | 0.47 | 0.47
| Optimized Unitary AC Sys_Com, E - Cool [Building w Elec Heat] | --- | --- | --- | --- | --- | --- | --- | --- | --- | --- | ---
| Optimized Unitary AC Sys_Com, E - Heat [Building w Elec Heat] | --- | --- | --- | --- | --- | --- | --- | --- | --- | --- | ---
| Optimized Unitary AC Sys_Com, E - Cool [Building w Gas Heat] | --- | --- | --- | --- | --- | --- | --- | --- | --- | --- | ---
| Optimized Unitary AC Sys_Com, G - Heat [Building w Gas Heat] | --- | --- | --- | --- | --- | --- | --- | --- | --- | --- | ---
| Optimized Unitary AC Sys_Com, E - Cool [Building w Oil Heat] | --- | --- | --- | --- | --- | --- | --- | --- | --- | --- | ---
| Optimized Unitary AC Sys_Com, O - Heat [Building w Oil Heat] | --- | --- | --- | --- | --- | --- | --- | --- | --- | --- | ---
| Optimized Unitary AC Sys_Com, E - Cool [Building w Propane Heat] | --- | --- | --- | --- | --- | --- | --- | --- | --- | --- | ---
| Optimized Unitary AC Sys_Com, P - Heat [Building w Propane Heat] | --- | --- | --- | --- | --- | --- | --- | --- | --- | --- | ---
| Optimized Chiller Sys_Com, E - Cool | --- | --- | --- | --- | --- | --- | --- | --- | --- | --- | ---
| Cool Roof_Com, E - Cool [Building w Elec Heat] | 9.6154 | 7.0667 | 19.1252 | 8.7634 | 6.829 | 9.6738 | 10.1664 | 6.6572 | 11.3996 | 9.848 | 19.0491
| Cool Roof_Com, E - Heat [Building w Elec Heat] | 0 | 0 | 0 | 0 | 0 | 0 | 0 | 0 | 0 | 0 | 0
| Cool Roof_Com, E - Cool [Building w Gas Heat] | 9.6154 | 7.0667 | 19.1252 | 8.7634 | 6.829 | 9.6738 | 10.1664 | 6.6572 | 11.3996 | 9.848 | 19.0491
| Cool Roof_Com, G - Heat [Building w Gas Heat] | 0 | 0 | 0 | 0 | 0 | 0 | 0 | 0 | 0 | 0 | 0
| Cool Roof_Com, E - Cool [Building w Oil Heat] | 9.6154 | 7.0667 | 19.1252 | 8.7634 | 6.829 | 9.6738 | 10.1664 | 6.6572 | 11.3996 | 9.848 | 19.0491
| Cool Roof_Com, O - Heat [Building w Oil Heat] | 0 | 0 | 0 | 0 | 0 | 0 | 0 | 0 | 0 | 0 | 0
| Cool Roof_Com, E - Cool [Building w Propane Heat] | 9.6154 | 7.0667 | 19.1252 | 8.7634 | 6.829 | 9.6738 | 10.1664 | 6.6572 | 11.3996 | 9.848 | 19.0491
| Cool Roof_Com, P - Heat [Building w Propane Heat] | 0 | 0 | 0 | 0 | 0 | 0 | 0 | 0 | 0 | 0 | 0
| GSHP_Com, E - Cool | 2.4216 | 2.4216 | 4.4422 | 2.4622 | 2.3401 | 2.0856 | 2.6312 | 1.597 | 3.005 | 3.005 | 4.4422
| GSHP_Com, E - Heat | 0 | 0 | 0 | 0 | 0 | 0 | 0 | 0 | 0 | 0 | 0
| Unitary HP_Com, E - Cool | 6.1604 | 6.1604 | 11.3005 | 6.2638 | 5.9531 | 5.3055 | 6.6936 | 4.0625 | 7.6444 | 7.6444 | 11.3005
| Unitary HP_Com, E - Heat | 0 | 0 | 0 | 0 | 0 | 0 | 0 | 0 | 0 | 0 | 0
| PTHP_Com, E - Cool | 5.2454 | 2.4647 | 12.7142 | 3.9167 | 2.3818 | 8.2189 | 5.2454 | 4.0628 | 5.6796 | 3.9167 | 12.5235
| PTHP_Com, E - Heat | 0 | 0 | 0 | 0 | 0 | 0 | 0 | 0 | 0 | 0 | 0
| Minisplit Ductless HP_Com, E - Cool | 1.8818 | 0.8842 | 4.5612 | 1.4051 | 0.85446 | 2.9485 | 1.8818 | 1.4575 | 2.0375 | 1.4051 | 4.4928
| Minisplit Ductless HP_Com, E - Heat | 0 | 0 | 0 | 0 | 0 | 0 | 0 | 0 | 0 | 0 | 0
| Programmable TStat_Com, E - Cool [Building w Elec Heat] | 0.98628 | 0.46343 | 2.3906 | 0.73644 | 0.44784 | 1.5454 | 0.98628 | 0.76391 | 1.0679 | 0.73644 | 2.3548
| Programmable TStat_Com, E - Heat [Building w Elec Heat] | 0 | 0 | 0 | 0 | 0 | 0 | 0 | 0 | 0 | 0 | 0
| Programmable TStat_Com, E - Cool [Building w Gas Heat] | 0.98628 | 0.46343 | 2.3906 | 0.73644 | 0.44784 | 1.5454 | 0.98628 | 0.76391 | 1.0679 | 0.73644 | 2.3548
| Programmable TStat_Com, G - Heat [Building w Gas Heat] | 0 | 0 | 0 | 0 | 0 | 0 | 0 | 0 | 0 | 0 | 0
| Programmable TStat_Com, E - Cool [Building w Propane Heat] | 0.98628 | 0.46343 | 2.3906 | 0.73644 | 0.44784 | 1.5454 | 0.98628 | 0.76391 | 1.0679 | 0.73644 | 2.3548
| Programmable TStat_Com, P - Heat [Building w Propane Heat] | 0 | 0 | 0 | 0 | 0 | 0 | 0 | 0 | 0 | 0 | 0
| Programmable TStat_Com, E - Cool [Building w Oil Heat] | 0.98628 | 0.46343 | 2.3906 | 0.73644 | 0.44784 | 1.5454 | 0.98628 | 0.76391 | 1.0679 | 0.73644 | 2.3548
| Programmable TStat_Com, O - Heat [Building w Oil Heat] | 0 | 0 | 0 | 0 | 0 | 0 | 0 | 0 | 0 | 0 | 0
| Smart TStat_Com, E - Cool [Building w Elec Heat] | 1.9615 | 0.92167 | 4.7545 | 1.4646 | 0.89066 | 3.0735 | 1.9615 | 1.5193 | 2.1239 | 1.4646 | 4.6832
| Smart TStat_Com, E - Heat [Building w Elec Heat] | 0 | 0 | 0 | 0 | 0 | 0 | 0 | 0 | 0 | 0 | 0
| Smart TStat_Com, E - Cool [Building w Gas Heat] | 1.9615 | 0.92167 | 4.7545 | 1.4646 | 0.89066 | 3.0735 | 1.9615 | 1.5193 | 2.1239 | 1.4646 | 4.6832
| Smart TStat_Com, G - Heat [Building w Gas Heat] | 0 | 0 | 0 | 0 | 0 | 0 | 0 | 0 | 0 | 0 | 0
| Smart TStat_Com, E - Cool [Building w Propane Heat] | 1.9615 | 0.92167 | 4.7545 | 1.4646 | 0.89066 | 3.0735 | 1.9615 | 1.5193 | 2.1239 | 1.4646 | 4.6832
| Smart TStat_Com, P - Heat [Building w Propane Heat] | 0 | 0 | 0 | 0 | 0 | 0 | 0 | 0 | 0 | 0 | 0
| Smart TStat_Com, E - Cool [Building w Oil Heat] | 1.9615 | 0.92167 | 4.7545 | 1.4646 | 0.89066 | 3.0735 | 1.9615 | 1.5193 | 2.1239 | 1.4646 | 4.6832
| Smart TStat_Com, O - Heat [Building w Oil Heat] | 0 | 0 | 0 | 0 | 0 | 0 | 0 | 0 | 0 | 0 | 0
| Boiler Blowdown Controls_Com, G - Heat | 106.8145 | 106.8145 | 179.6115 | 126.2742 | 70.493 | 154.7798 | 84.8768 | 282.1803 | 106.6354 | 106.6354 | 179.6115
| Boiler Blowdown Controls_Com, O - Heat | 362.506 | 362.506 | 609.5638 | 428.5481 | 239.2385 | 525.2899 | 288.0541 | 957.6606 | 361.8979 | 361.8979 | 609.5638
| Boiler Blowdown Controls_Com, P - Heat | 561.5733 | 561.5733 | 944.3009 | 663.8819 | 370.6144 | 813.7488 | 446.2368 | 1483.5524 | 560.6313 | 560.6313 | 944.3009
| Boiler Modifications_Com, G - Heat | 16.9176 | 16.9176 | 28.4475 | 19.9997 | 11.1649 | 24.5145 | 13.4431 | 44.6927 | 16.8893 | 16.8893 | 28.4475
| Boiler Modifications_Com, O - Heat | 27.0942 | 27.0942 | 45.5597 | 32.0303 | 17.881 | 39.2609 | 21.5296 | 71.577 | 27.0488 | 27.0488 | 45.5597
| Boiler Modifications_Com, P - Heat | 35.0172 | 35.0172 | 58.8823 | 41.3967 | 23.1098 | 50.7417 | 27.8253 | 92.5076 | 34.9584 | 34.9584 | 58.8823
| Boilers_Com, G - Heat | 398.2878 | 398.2878 | 669.7319 | 470.8488 | 262.8529 | 577.1397 | 316.487 | 1052.1883 | 397.6198 | 397.6198 | 669.7319
| Boilers_Com, O - Heat | 12886.9238 | 12886.9238 | 21669.716 | 15234.6915 | 8504.8187 | 18673.8191 | 10240.1931 | 34044.4019 | 12865.3081 | 12865.3081 | 21669.716
| Boilers_Com, P - Heat | 66.1228 | 66.1228 | 111.1872 | 78.1691 | 43.6382 | 95.8153 | 52.5424 | 174.6817 | 66.0118 | 66.0118 | 111.1872
| Furnace_Com, G - Heat | 387.4689 | 87.3489 | 198.8085 | 874.3409 | 57.6465 | 204.4053 | 387.4689 | 269.7885 | 306.4204 | 874.3409 | 369.467
| Furnace_Com, O - Heat | 453.1488 | 102.1554 | 232.5085 | 1022.5505 | 67.4182 | 239.054 | 453.1488 | 315.5204 | 358.3617 | 1022.5505 | 432.0955
| Furnace_Com, P - Heat | 456.6248 | 102.939 | 234.292 | 1030.3942 | 67.9354 | 240.8878 | 456.6248 | 317.9407 | 361.1106 | 1030.3942 | 435.4099
| Unit Heater_Com, G - Heat | 204.8126 | 46.1718 | 105.0884 | 462.1687 | 30.4714 | 108.0468 | 204.8126 | 142.6078 | 161.9711 | 462.1687 | 195.297
| Unit Heater_Com, P - Heat | 218.0083 | 49.1466 | 111.859 | 491.9453 | 32.4347 | 115.008 | 218.0083 | 151.7957 | 172.4065 | 491.9453 | 207.8796
| Destratification Fans_Com, G - Heat | 289.7816 | 177.5542 | 343.4119 | 375.4598 | 117.1782 | 317.7879 | 239.3076 | 505.6357 | 275.9747 | 322.362 | 427.2669
| Destratification Fans_Com, O - Heat | 289.7816 | 177.5542 | 343.4119 | 375.4598 | 117.1782 | 317.7879 | 239.3076 | 505.6357 | 275.9747 | 322.362 | 427.2669
| Destratification Fans_Com, P - Heat | 289.7816 | 177.5542 | 343.4119 | 375.4598 | 117.1782 | 317.7879 | 239.3076 | 505.6357 | 275.9747 | 322.362 | 427.2669
| Energy Recovery Ventilator_Com, G - Heat | 39.9014 | 24.4483 | 47.286 | 51.6988 | 16.1348 | 43.7577 | 32.9514 | 69.6233 | 38.0002 | 44.3875 | 58.8324
| Energy Recovery Ventilator_Com, O - Heat | 39.9014 | 24.4483 | 47.286 | 51.6988 | 16.1348 | 43.7577 | 32.9514 | 69.6233 | 38.0002 | 44.3875 | 58.8324
| Energy Recovery Ventilator_Com, P - Heat | 39.9014 | 24.4483 | 47.286 | 51.6988 | 16.1348 | 43.7577 | 32.9514 | 69.6233 | 38.0002 | 44.3875 | 58.8324
| Forced Air Heating Maintenance_Com, G - Heat | 112.7306 | 25.4134 | 57.8416 | 254.3817 | 16.7717 | 59.4699 | 112.7306 | 78.4926 | 89.1503 | 254.3817 | 107.4932
| Forced Air Heating Maintenance_Com, O - Heat | 115.0057 | 25.9263 | 59.0089 | 259.5155 | 17.1102 | 60.6701 | 115.0057 | 80.0767 | 90.9495 | 259.5155 | 109.6625
| Forced Air Heating Maintenance_Com, P - Heat | 108.013 | 24.3499 | 55.421 | 243.7362 | 16.0699 | 56.9812 | 108.013 | 75.2078 | 85.4195 | 243.7362 | 102.9947
| Infrared Heater_Com, G - Heat | 18.8549 | 11.5528 | 22.3445 | 24.4297 | 7.6243 | 20.6772 | 15.5708 | 32.8997 | 17.9566 | 20.9748 | 27.8006
| Infrared Heater_Com, P - Heat | 20.0697 | 12.2971 | 23.7841 | 26.0037 | 8.1155 | 22.0094 | 16.574 | 35.0194 | 19.1135 | 22.3262 | 29.5917
| Steam Trap Maintenance_Com, G - Heat | 7.2279 | 7.2279 | 12.1539 | 8.5447 | 4.7701 | 10.4736 | 5.7434 | 19.0945 | 7.2158 | 7.2158 | 12.1539
| Steam Trap Maintenance_Com, O - Heat | 7.2279 | 7.2279 | 12.1539 | 8.5447 | 4.7701 | 10.4736 | 5.7434 | 19.0945 | 7.2158 | 7.2158 | 12.1539
| Steam Trap Maintenance_Com, P - Heat | 7.2279 | 7.2279 | 12.1539 | 8.5447 | 4.7701 | 10.4736 | 5.7434 | 19.0945 | 7.2158 | 7.2158 | 12.1539
| Windows_Com, E - Cool [Building w Elec Heat] | --- | --- | --- | --- | --- | --- | --- | --- | --- | --- | ---
| Windows_Com, E - Heat [Building w Elec Heat] | --- | --- | --- | --- | --- | --- | --- | --- | --- | --- | ---
| Windows_Com, E - Cool [Building w Gas Heat] | --- | --- | --- | --- | --- | --- | --- | --- | --- | --- | ---
| Windows_Com, G - Heat [Building w Gas Heat] | --- | --- | --- | --- | --- | --- | --- | --- | --- | --- | ---
| Windows_Com, E - Cool [Building w Oil Heat] | --- | --- | --- | --- | --- | --- | --- | --- | --- | --- | ---
| Windows_Com, O - Heat [Building w Oil Heat] | --- | --- | --- | --- | --- | --- | --- | --- | --- | --- | ---
| Windows_Com, E - Cool [Building w Propane Heat] | --- | --- | --- | --- | --- | --- | --- | --- | --- | --- | ---
| Windows_Com, P - Heat [Building w Propane Heat] | --- | --- | --- | --- | --- | --- | --- | --- | --- | --- | ---
| Window Film_Com, E - Cool [Building w Elec Heat] | 5.277 | 3.8783 | 10.4962 | 4.8095 | 3.7478 | 5.3091 | 5.5794 | 3.6535 | 6.2562 | 5.4047 | 10.4544
| Window Film_Com, E - Heat [Building w Elec Heat] | 0 | 0 | 0 | 0 | 0 | 0 | 0 | 0 | 0 | 0 | 0
| Window Film_Com, E - Cool [Building w Gas Heat] | 5.277 | 3.8783 | 10.4962 | 4.8095 | 3.7478 | 5.3091 | 5.5794 | 3.6535 | 6.2562 | 5.4047 | 10.4544
| Window Film_Com, G - Heat [Building w Gas Heat] | 0 | 0 | 0 | 0 | 0 | 0 | 0 | 0 | 0 | 0 | 0
| Window Film_Com, E - Cool [Building w Oil Heat] | 5.277 | 3.8783 | 10.4962 | 4.8095 | 3.7478 | 5.3091 | 5.5794 | 3.6535 | 6.2562 | 5.4047 | 10.4544
| Window Film_Com, O - Heat [Building w Oil Heat] | 0 | 0 | 0 | 0 | 0 | 0 | 0 | 0 | 0 | 0 | 0
| Window Film_Com, E - Cool [Building w Propane Heat] | 5.277 | 3.8783 | 10.4962 | 4.8095 | 3.7478 | 5.3091 | 5.5794 | 3.6535 | 6.2562 | 5.4047 | 10.4544
| Window Film_Com, P - Heat [Building w Propane Heat] | 0 | 0 | 0 | 0 | 0 | 0 | 0 | 0 | 0 | 0 | 0
| Motors and Fans_Com, E - Vent | 1.7874 | 1.2077 | 2.7386 | 1.8732 | 0.95271 | 1.866 | 1.6825 | 1.684 | 1.9132 | 1.8968 | 3.0764
| ECM Furnace Motors_Com, E - Vent | 0.17992 | 0.17992 | 0.17992 | 0.17992 | 0.17992 | 0.17992 | 0.17992 | 0.17992 | 0.17992 | 0.17992 | 0.17992
| VFD on HVAC System_Com, E - Vent | 0.19841 | 0.19841 | 0.3486 | 0.21642 | 0.15651 | 0.2127 | 0.183 | 0.20564 | 0.22027 | 0.22027 | 0.3486
| Kitchen DCV_Com, E - Vent [Building w Elec Heat] | 0.26433 | 0.17861 | 0.405 | 0.27702 | 0.14089 | 0.27596 | 0.24882 | 0.24904 | 0.28293 | 0.28051 | 0.45496
| Kitchen DCV_Com, E - Heat [Building w Elec Heat] | 0 | 0 | 0 | 0 | 0 | 0 | 0 | 0 | 0 | 0 | 0
| Kitchen DCV_Com, E - Vent [Building w Gas Heat] | 0.26433 | 0.17861 | 0.405 | 0.27702 | 0.14089 | 0.27596 | 0.24882 | 0.24904 | 0.28293 | 0.28051 | 0.45496
| Kitchen DCV_Com, G - Heat [Building w Gas Heat] | 0 | 0 | 0 | 0 | 0 | 0 | 0 | 0 | 0 | 0 | 0
| Kitchen DCV_Com, E - Vent [Building w Oil Heat] | 0.26433 | 0.17861 | 0.405 | 0.27702 | 0.14089 | 0.27596 | 0.24882 | 0.24904 | 0.28293 | 0.28051 | 0.45496
| Kitchen DCV_Com, O - Heat [Building w Oil Heat] | 0 | 0 | 0 | 0 | 0 | 0 | 0 | 0 | 0 | 0 | 0
| Kitchen DCV_Com, E - Vent [Building w Oil Heat] | 0.26433 | 0.17861 | 0.405 | 0.27702 | 0.14089 | 0.27596 | 0.24882 | 0.24904 | 0.28293 | 0.28051 | 0.45496
| Kitchen DCV_Com, P - Heat [Building w Propane Heat] | 0 | 0 | 0 | 0 | 0 | 0 | 0 | 0 | 0 | 0 | 0
| Duct Sealing Regulated_Com, E - Vent [Building w Elec Heat] | 1.49 | 0.52357 | 1.6735 | 1.4049 | 0.41301 | 1.4477 | 1.49 | 1.1151 | 1.4472 | 1.4049 | 2.4239
| Duct Sealing Regulated_Com, E - Heat [Building w Elec Heat] | 0 | 0 | 0 | 0 | 0 | 0 | 0 | 0 | 0 | 0 | 0
| Duct Sealing Regulated_Com, E - Cool [Building w Elec Heat] | 0 | 0 | 0 | 0 | 0 | 0 | 0 | 0 | 0 | 0 | 0
| Duct Sealing Regulated_Com, E - Vent [Building w Gas Heat] | 0 | 0 | 0 | 0 | 0 | 0 | 0 | 0 | 0 | 0 | 0
| Duct Sealing Regulated_Com, G - Heat [Building w Gas Heat] | 0 | 0 | 0 | 0 | 0 | 0 | 0 | 0 | 0 | 0 | 0
| Duct Sealing Regulated_Com, E - Cool [Building w Gas Heat] | 0 | 0 | 0 | 0 | 0 | 0 | 0 | 0 | 0 | 0 | 0
| Duct Sealing Non Regulated_Com, E - Vent [Building w Oil Heat] | 1.49 | 0.52357 | 1.6735 | 1.4049 | 0.41301 | 1.4477 | 1.49 | 1.1151 | 1.4472 | 1.4049 | 2.4239
| Duct Sealing Non Regulated_Com, O - Heat [Building w Oil Heat] | 0 | 0 | 0 | 0 | 0 | 0 | 0 | 0 | 0 | 0 | 0
| Duct Sealing Non Regulated_Com, E - Cool [Building w Oil Heat] | 0 | 0 | 0 | 0 | 0 | 0 | 0 | 0 | 0 | 0 | 0
| Duct Sealing Non Regulated_Com, E - Vent [Building w Propane Heat] | 0 | 0 | 0 | 0 | 0 | 0 | 0 | 0 | 0 | 0 | 0
| Duct Sealing Non Regulated_Com, P - Heat [Building w Propane Heat] | 0 | 0 | 0 | 0 | 0 | 0 | 0 | 0 | 0 | 0 | 0
| Duct Sealing Non Regulated_Com, E - Cool [Building w Propane Heat] | 0 | 0 | 0 | 0 | 0 | 0 | 0 | 0 | 0 | 0 | 0
| Power Strip_Com, E - Plug [Tier 1] | 0.18657 | 0.18657 | 0.18657 | 0.18657 | 0.18657 | 0.18657 | 0.18657 | 0.18657 | 0.18657 | 0.18657 | 0.18657
| Power Strip_Com, E - Plug [Tier 2] | 0.42945 | 0.42945 | 0.42945 | 0.42945 | 0.42945 | 0.42945 | 0.42945 | 0.42945 | 0.42945 | 0.42945 | 0.42945
| Computer Power Management_Com, E - Plug | 0.15518 | 0.15518 | 0.15518 | 0.15518 | 0.15518 | 0.15518 | 0.15518 | 0.15518 | 0.15518 | 0.15518 | 0.15518
| Vending Machine Controls_Com, E - Plug [Non-Refrigerated] | 0.31081 | 0.31081 | 0.31081 | 0.31081 | 0.31081 | 0.31081 | 0.31081 | 0.31081 | 0.31081 | 0.31081 | 0.31081
| Vending Machine Controls_Com, E - Plug [Refrigerated] | 0.055653 | 0.055653 | 0.055653 | 0.055653 | 0.055653 | 0.055653 | 0.055653 | 0.055653 | 0.055653 | 0.055653 | 0.055653
| Ovens_Com, E - Cook | --- | --- | --- | --- | --- | --- | --- | --- | --- | --- | ---
| Ovens_Com, G - Cook | --- | --- | --- | --- | --- | --- | --- | --- | --- | --- | ---
| Ovens_Com, P - Cook | --- | --- | --- | --- | --- | --- | --- | --- | --- | --- | ---
| Fryers_Com, E - Cook | --- | --- | --- | --- | --- | --- | --- | --- | --- | --- | ---
| Fryers_Com, G - Cook | --- | --- | --- | --- | --- | --- | --- | --- | --- | --- | ---
| Fryers_Com, P - Cook | --- | --- | --- | --- | --- | --- | --- | --- | --- | --- | ---
| Griddles_Com, E - Cook | --- | --- | --- | --- | --- | --- | --- | --- | --- | --- | ---
| Griddles_Com, G - Cook | --- | --- | --- | --- | --- | --- | --- | --- | --- | --- | ---
| Griddles_Com, P - Cook | --- | --- | --- | --- | --- | --- | --- | --- | --- | --- | ---
| Hot Food Holding Cabinet_Com, E - Cook | --- | --- | --- | --- | --- | --- | --- | --- | --- | --- | ---
| Steamers_Com, E - Cook | --- | --- | --- | --- | --- | --- | --- | --- | --- | --- | ---
| Steamers_Com, G - Cook | --- | --- | --- | --- | --- | --- | --- | --- | --- | --- | ---
| Steamers_Com, P - Cook | --- | --- | --- | --- | --- | --- | --- | --- | --- | --- | ---
| ES Refrigerator and Freezer_Com, E - Refr | --- | --- | --- | --- | --- | --- | --- | --- | --- | --- | ---
| Anti Sweat Heat Control_Com, E - Refr | 0.42046 | 0.42046 | 0.42046 | 0.42046 | 0.42046 | 0.42046 | 0.42046 | 0.42046 | 0.42046 | 0.42046 | 0.42046
| Case Night Covers_Com, E - Refr | 1.1218 | 1.1218 | 1.1218 | 1.1218 | 1.1218 | 1.1218 | 1.1218 | 1.1218 | 1.1218 | 1.1218 | 1.1218
| Loading Dock Pit Seals_Com, E - Refr | 1.4209 | 1.4209 | 1.4209 | 1.4209 | 1.4209 | 1.4209 | 1.4209 | 1.4209 | 1.4209 | 1.4209 | 1.4209
| ECM Comp Cond Fan Motor_Com, E - Refr | 0.052807 | 0.052807 | 0.052807 | 0.052807 | 0.052807 | 0.052807 | 0.052807 | 0.052807 | 0.052807 | 0.052807 | 0.052807
| Evap Fan Motor Replacement_Com, E - Refr | 0.29237 | 0.29237 | 0.29237 | 0.29237 | 0.29237 | 0.29237 | 0.29237 | 0.29237 | 0.29237 | 0.29237 | 0.29237
| Evap Fan Speed Controls_Com, E - Refr | 0.20552 | 0.20552 | 0.20552 | 0.20552 | 0.20552 | 0.20552 | 0.20552 | 0.20552 | 0.20552 | 0.20552 | 0.20552
| LowHeat NoHeat Doors_Com, E - Refr | 0.17696 | 0.17696 | 0.17696 | 0.17696 | 0.17696 | 0.17696 | 0.17696 | 0.17696 | 0.17696 | 0.17696 | 0.17696
| Refrigerated Vending Machine_Com, E - Refr | --- | --- | --- | --- | --- | --- | --- | --- | --- | --- | ---
| Walk In Refrigeration_Com, E - Refr | --- | --- | --- | --- | --- | --- | --- | --- | --- | --- | ---
| Refrigeration Tune Up_Com, E - Refr | 0.06558 | 0.06558 | 0.06558 | 0.06558 | 0.06558 | 0.06558 | 0.06558 | 0.06558 | 0.06558 | 0.06558 | 0.06558
| ES Ice Machine_Com, E - Refr | --- | --- | --- | --- | --- | --- | --- | --- | --- | --- | ---
| Walk In Cooler Retroft_Com, E - Refr | 0.18744 | 0.18744 | 0.18744 | 0.18744 | 0.18744 | 0.18744 | 0.18744 | 0.18744 | 0.18744 | 0.18744 | 0.18744
| HE Built Up Refrig_Com, E - Refr | 2.12 | 2.12 | 2.12 | 2.12 | 2.12 | 2.12 | 2.12 | 2.12 | 2.12 | 2.12 | 2.12
| Door Gasket Replacement_Com, E - Refr | 0 | 0 | 0 | 0 | 0 | 0 | 0 | 0 | 0 | 0 | 0
| EnergyStar Dehumidifier_Com, E - Appl | --- | --- | --- | --- | --- | --- | --- | --- | --- | --- | ---
| Clothes Washer Elec WH_Com, E - Appl [unit w/ elec dry - Washer] | --- | --- | --- | --- | --- | --- | --- | --- | --- | --- | ---
| Clothes Washer Elec WH_Com, E - Appl [unit w/ elec dry - Dryer] | --- | --- | --- | --- | --- | --- | --- | --- | --- | --- | ---
| Clothes Washer Elec WH_Com, E - HWat [unit w/ elec dry - Water Heater] | --- | --- | --- | --- | --- | --- | --- | --- | --- | --- | ---
| Clothes Washer Elec WH_Com, E - Appl [unit w/ gas dry - Washer] | --- | --- | --- | --- | --- | --- | --- | --- | --- | --- | ---
| Clothes Washer Elec WH_Com, G - Oth [unit w/ gas dry - Dryer] | --- | --- | --- | --- | --- | --- | --- | --- | --- | --- | ---
| Clothes Washer Elec WH_Com, E - HWat [unit w/ gas dry - Water Heater] | --- | --- | --- | --- | --- | --- | --- | --- | --- | --- | ---
| Clothes Washer Elec WH_Com, E - Appl [unit w/ propane dry - Washer] | --- | --- | --- | --- | --- | --- | --- | --- | --- | --- | ---
| Clothes Washer Elec WH_Com, P - Oth [unit w/ propane dry - Dryer] | --- | --- | --- | --- | --- | --- | --- | --- | --- | --- | ---
| Clothes Washer Elec WH_Com, E - HWat [unit w/ propane dry - Water Heater] | --- | --- | --- | --- | --- | --- | --- | --- | --- | --- | ---
| Clothes Washer Gas WH_Com, E - Appl [unit w/ elec dry - Washer] | --- | --- | --- | --- | --- | --- | --- | --- | --- | --- | ---
| Clothes Washer Gas WH_Com, E - Appl [unit w/ elec dry - Dryer] | --- | --- | --- | --- | --- | --- | --- | --- | --- | --- | ---
| Clothes Washer Gas WH_Com, G - HWat [unit w/ elec dry - Water Heater] | --- | --- | --- | --- | --- | --- | --- | --- | --- | --- | ---
| Clothes Washer Gas WH_Com, E - Appl [unit w/ gas dry - Washer] | --- | --- | --- | --- | --- | --- | --- | --- | --- | --- | ---
| Clothes Washer Gas WH_Com, G - Oth [unit w/ gas dry - Dryer] | --- | --- | --- | --- | --- | --- | --- | --- | --- | --- | ---
| Clothes Washer Gas WH_Com, G - HWat [unit w/ gas dry - Water Heater] | --- | --- | --- | --- | --- | --- | --- | --- | --- | --- | ---
| Clothes Washer Gas WH_Com, E - Appl [unit w/ propane dry - Washer] | --- | --- | --- | --- | --- | --- | --- | --- | --- | --- | ---
| Clothes Washer Gas WH_Com, P - Oth [unit w/ propane dry - Dryer] | --- | --- | --- | --- | --- | --- | --- | --- | --- | --- | ---
| Clothes Washer Gas WH_Com, G - HWat [unit w/ propane dry - Water Heater] | --- | --- | --- | --- | --- | --- | --- | --- | --- | --- | ---
| Clothes Washer Oil WH_Com, E - Appl [unit w/ elec dry - Washer] | --- | --- | --- | --- | --- | --- | --- | --- | --- | --- | ---
| Clothes Washer Oil WH_Com, E - Appl [unit w/ elec dry - Dryer] | --- | --- | --- | --- | --- | --- | --- | --- | --- | --- | ---
| Clothes Washer Oil WH_Com, O - HWat [unit w/ elec dry - Water Heater] | --- | --- | --- | --- | --- | --- | --- | --- | --- | --- | ---
| Clothes Washer Oil WH_Com, E - Appl [unit w/ gas dry - Washer] | --- | --- | --- | --- | --- | --- | --- | --- | --- | --- | ---
| Clothes Washer Oil WH_Com, G - Oth [unit w/ gas dry - Dryer] | --- | --- | --- | --- | --- | --- | --- | --- | --- | --- | ---
| Clothes Washer Oil WH_Com, O - HWat [unit w/ gas dry - Water Heater] | --- | --- | --- | --- | --- | --- | --- | --- | --- | --- | ---
| Clothes Washer Oil WH_Com, E - Appl [unit w/ propane dry - Washer] | --- | --- | --- | --- | --- | --- | --- | --- | --- | --- | ---
| Clothes Washer Oil WH_Com, P - Oth [unit w/ propane dry - Dryer] | --- | --- | --- | --- | --- | --- | --- | --- | --- | --- | ---
| Clothes Washer Oil WH_Com, O - HWat [unit w/ propane dry - Water Heater] | --- | --- | --- | --- | --- | --- | --- | --- | --- | --- | ---
| Clothes Washer Propane WH_Com, E - Appl [unit w/ elec dry - Washer] | --- | --- | --- | --- | --- | --- | --- | --- | --- | --- | ---
| Clothes Washer Propane WH_Com, E - Appl [unit w/ elec dry - Dryer] | --- | --- | --- | --- | --- | --- | --- | --- | --- | --- | ---
| Clothes Washer Propane WH_Com, P - HWat [unit w/ elec dry - Water Heater] | --- | --- | --- | --- | --- | --- | --- | --- | --- | --- | ---
| Clothes Washer Propane WH_Com, E - Appl [unit w/ gas dry - Washer] | --- | --- | --- | --- | --- | --- | --- | --- | --- | --- | ---
| Clothes Washer Propane WH_Com, G - Oth [unit w/ gas dry - Dryer] | --- | --- | --- | --- | --- | --- | --- | --- | --- | --- | ---
| Clothes Washer Propane WH_Com, P - HWat [unit w/ gas dry - Water Heater] | --- | --- | --- | --- | --- | --- | --- | --- | --- | --- | ---
| Clothes Washer Propane WH_Com, E - Appl [unit w/ propane dry - Washer] | --- | --- | --- | --- | --- | --- | --- | --- | --- | --- | ---
| Clothes Washer Propane WH_Com, P - Oth [unit w/ propane dry - Dryer] | --- | --- | --- | --- | --- | --- | --- | --- | --- | --- | ---
| Clothes Washer Propane WH_Com, P - HWat [unit w/ propane dry - Water Heater] | --- | --- | --- | --- | --- | --- | --- | --- | --- | --- | ---
| Ozone Laundry_Com, E - HWat | 0.1148 | 0.1148 | 0.1148 | 0.1148 | 0.1148 | 0.1148 | 0.1148 | 0.1148 | 0.1148 | 0.1148 | 0.1148
| Ozone Laundry_Com, G - HWat | 26.0065 | 26.0065 | 26.0065 | 26.0065 | 26.0065 | 26.0065 | 26.0065 | 26.0065 | 26.0065 | 26.0065 | 26.0065
| Ozone Laundry_Com, O - HWat | 26.0065 | 26.0065 | 26.0065 | 26.0065 | 26.0065 | 26.0065 | 26.0065 | 26.0065 | 26.0065 | 26.0065 | 26.0065
| Ozone Laundry_Com, P - HWat | 26.0065 | 26.0065 | 26.0065 | 26.0065 | 26.0065 | 26.0065 | 26.0065 | 26.0065 | 26.0065 | 26.0065 | 26.0065
| Dishwasher_Com, E - Appl [Building w elec WH] | --- | --- | --- | --- | --- | --- | --- | --- | --- | --- | ---
| Dishwasher_Com, E - HWat [Building w elec WH] | --- | --- | --- | --- | --- | --- | --- | --- | --- | --- | ---
| Dishwasher_Com, E - Appl [Building w gas WH] | --- | --- | --- | --- | --- | --- | --- | --- | --- | --- | ---
| Dishwasher_Com, G - HWat [Building w gas WH] | --- | --- | --- | --- | --- | --- | --- | --- | --- | --- | ---
| Dishwasher_Com, E - Appl [Building w oil WH] | --- | --- | --- | --- | --- | --- | --- | --- | --- | --- | ---
| Dishwasher_Com, O - HWat [Building w oil WH] | --- | --- | --- | --- | --- | --- | --- | --- | --- | --- | ---
| Dishwasher_Com, E - Appl [Building w propane WH] | --- | --- | --- | --- | --- | --- | --- | --- | --- | --- | ---
| Dishwasher_Com, P - HWat [Building w propane WH] | --- | --- | --- | --- | --- | --- | --- | --- | --- | --- | ---
| Faucet Aerator_Com, E - HWat | 0.042273 | 0.042273 | 0.042273 | 0.042273 | 0.042273 | 0.042273 | 0.042273 | 0.042273 | 0.042273 | 0.042273 | 0.042273
| Faucet Aerator_Com, G - HWat | 10.2182 | 10.2182 | 10.2182 | 10.2182 | 10.2182 | 10.2182 | 10.2182 | 10.2182 | 10.2182 | 10.2182 | 10.2182
| Faucet Aerator_Com, O - HWat | 10.2182 | 10.2182 | 10.2182 | 10.2182 | 10.2182 | 10.2182 | 10.2182 | 10.2182 | 10.2182 | 10.2182 | 10.2182
| Faucet Aerator_Com, P - HWat | 10.2182 | 10.2182 | 10.2182 | 10.2182 | 10.2182 | 10.2182 | 10.2182 | 10.2182 | 10.2182 | 10.2182 | 10.2182
| Pre Rinse Sprayers_Com, E - HWat | 0.0075481 | 0.0075481 | 0.0075481 | 0.0075481 | 0.0075481 | 0.0075481 | 0.0075481 | 0.0075481 | 0.0075481 | 0.0075481 | 0.0075481
| Pre Rinse Sprayers_Com, G - HWat | 1.9664 | 1.9664 | 1.9664 | 1.9664 | 1.9664 | 1.9664 | 1.9664 | 1.9664 | 1.9664 | 1.9664 | 1.9664
| Pre Rinse Sprayers_Com, O - HWat | 1.9664 | 1.9664 | 1.9664 | 1.9664 | 1.9664 | 1.9664 | 1.9664 | 1.9664 | 1.9664 | 1.9664 | 1.9664
| Pre Rinse Sprayers_Com, P - HWat | 1.9664 | 1.9664 | 1.9664 | 1.9664 | 1.9664 | 1.9664 | 1.9664 | 1.9664 | 1.9664 | 1.9664 | 1.9664
| Heat Pump Water Heater_Com, E - HWat | 0.95484 | 0.95484 | 0.95484 | 0.95484 | 0.95484 | 0.95484 | 0.95484 | 0.95484 | 0.95484 | 0.95484 | 0.95484
| FF Storage Water Heater_Com, G - HWat | 1280.8689 | 1280.8689 | 1280.8689 | 1280.8689 | 1280.8689 | 1280.8689 | 1280.8689 | 1280.8689 | 1280.8689 | 1280.8689 | 1280.8689
| FF Storage Water Heater_Com, O - HWat | 1280.8689 | 1280.8689 | 1280.8689 | 1280.8689 | 1280.8689 | 1280.8689 | 1280.8689 | 1280.8689 | 1280.8689 | 1280.8689 | 1280.8689
| FF Storage Water Heater_Com, P - HWat | 1280.8689 | 1280.8689 | 1280.8689 | 1280.8689 | 1280.8689 | 1280.8689 | 1280.8689 | 1280.8689 | 1280.8689 | 1280.8689 | 1280.8689
| FF Instantaneous Water Heater_Com, G - HWat | 2332.3444 | 2332.3444 | 2332.3444 | 2332.3444 | 2332.3444 | 2332.3444 | 2332.3444 | 2332.3444 | 2332.3444 | 2332.3444 | 2332.3444
| FF Instantaneous Water Heater_Com, O - HWat | 2332.3444 | 2332.3444 | 2332.3444 | 2332.3444 | 2332.3444 | 2332.3444 | 2332.3444 | 2332.3444 | 2332.3444 | 2332.3444 | 2332.3444
| FF Instantaneous Water Heater_Com, P - HWat | 2332.3444 | 2332.3444 | 2332.3444 | 2332.3444 | 2332.3444 | 2332.3444 | 2332.3444 | 2332.3444 | 2332.3444 | 2332.3444 | 2332.3444
| Clothes Dryer_Com, E - Appl | 1.5831 | 1.5831 | 1.5831 | 1.5831 | 1.5831 | 1.5831 | 1.5831 | 1.5831 | 1.5831 | 1.5831 | 1.5831
| Clothes Dryer_Com, G - Oth | 510.0059 | 510.0059 | 510.0059 | 510.0059 | 510.0059 | 510.0059 | 510.0059 | 510.0059 | 510.0059 | 510.0059 | 510.0059
| Clothes Dryer_Com, P - Oth | 510.0059 | 510.0059 | 510.0059 | 510.0059 | 510.0059 | 510.0059 | 510.0059 | 510.0059 | 510.0059 | 510.0059 | 510.0059
| Pnemautic to DDC_Com, E - TotE [Building w Elec Heat] | 1.9108 | 1.3429 | 2.3355 | 0.83409 | 0.7194 | 1.151 | 1.7516 | 1.0962 | 1.7516 | 1.2511 | 2.6274
| Pnemautic to DDC_Com, E - TotE [Building w Gas Heat] | 6.9584 | 4.8902 | 8.5047 | 3.0374 | 2.6197 | 4.1916 | 6.3785 | 3.992 | 6.3785 | 4.5561 | 9.5678
| Pnemautic to DDC_Com, G - TotF [Building w Gas Heat] | 0 | 0 | 0 | 0 | 0 | 0 | 0 | 0 | 0 | 0 | 0
| Pnemautic to DDC_Com, E - TotE [Building w Oil Heat] | 6.9584 | 4.8902 | 8.5047 | 3.0374 | 2.6197 | 4.1916 | 6.3785 | 3.992 | 6.3785 | 4.5561 | 9.5678
| Pnemautic to DDC_Com, O - TotF [Building w Oil Heat] | 0 | 0 | 0 | 0 | 0 | 0 | 0 | 0 | 0 | 0 | 0
| Pnemautic to DDC_Com, E - TotE [Building w Propane Heat] | 6.9584 | 4.8902 | 8.5047 | 3.0374 | 2.6197 | 4.1916 | 6.3785 | 3.992 | 6.3785 | 4.5561 | 9.5678
| Pnemautic to DDC_Com, P - TotF [Building w Propane Heat] | 0 | 0 | 0 | 0 | 0 | 0 | 0 | 0 | 0 | 0 | 0
| Data Center_Com, E - TotE [Building w Elec Heat] | 0.86727 | 0.86727 | 0.86727 | 0.86727 | 0.86727 | 0.86727 | 0.86727 | 0.86727 | 0.86727 | 0.86727 | 0.86727
| Data Center_Com, E - TotE [Building w Gas Heat] | 0.86727 | 0.86727 | 0.86727 | 0.86727 | 0.86727 | 0.86727 | 0.86727 | 0.86727 | 0.86727 | 0.86727 | 0.86727
| Data Center_Com, G - TotF [Building w Gas Heat] | 0 | 0 | 0 | 0 | 0 | 0 | 0 | 0 | 0 | 0 | 0
| Data Center_Com, E - TotE [Building w Oil Heat] | 0.86727 | 0.86727 | 0.86727 | 0.86727 | 0.86727 | 0.86727 | 0.86727 | 0.86727 | 0.86727 | 0.86727 | 0.86727
| Data Center_Com, O - TotF [Building w Oil Heat] | 0 | 0 | 0 | 0 | 0 | 0 | 0 | 0 | 0 | 0 | 0
| Data Center_Com, E - TotE [Building w Propane Heat] | 0.86727 | 0.86727 | 0.86727 | 0.86727 | 0.86727 | 0.86727 | 0.86727 | 0.86727 | 0.86727 | 0.86727 | 0.86727
| Data Center_Com, P - TotF [Building w Propane Heat] | 0 | 0 | 0 | 0 | 0 | 0 | 0 | 0 | 0 | 0 | 0
| RCx_Com, E - TotE [Building w Elec Heat] | 0.30976 | 0.21769 | 0.37859 | 0.13521 | 0.11662 | 0.18659 | 0.28395 | 0.17771 | 0.28395 | 0.20282 | 0.42592
| RCx_Com, E - TotE [Building w Gas Heat] | 0.48247 | 0.33907 | 0.58968 | 0.2106 | 0.18164 | 0.29063 | 0.44226 | 0.27679 | 0.44226 | 0.3159 | 0.66339
| RCx_Com, G - TotF [Building w Gas Heat] | 0 | 0 | 0 | 0 | 0 | 0 | 0 | 0 | 0 | 0 | 0
| RCx_Com, E - TotE [Building w Oil Heat] | 0.48247 | 0.33907 | 0.58968 | 0.2106 | 0.18164 | 0.29063 | 0.44226 | 0.27679 | 0.44226 | 0.3159 | 0.66339
| RCx_Com, O - TotF [Building w Oil Heat] | 0 | 0 | 0 | 0 | 0 | 0 | 0 | 0 | 0 | 0 | 0
| RCx_Com, E - TotE [Building w Propane Heat] | 0.48247 | 0.33907 | 0.58968 | 0.2106 | 0.18164 | 0.29063 | 0.44226 | 0.27679 | 0.44226 | 0.3159 | 0.66339
| RCx_Com, P - TotF [Building w Propane Heat] | 0 | 0 | 0 | 0 | 0 | 0 | 0 | 0 | 0 | 0 | 0
| Commissioning_Com, E - TotE [Building w Elec Heat] | --- | --- | --- | --- | --- | --- | --- | --- | --- | --- | ---
| Commissioning_Com, E - TotE [Building w Gas Heat] | --- | --- | --- | --- | --- | --- | --- | --- | --- | --- | ---
| Commissioning_Com, G - TotF [Building w Gas Heat] | --- | --- | --- | --- | --- | --- | --- | --- | --- | --- | ---
| Commissioning_Com, E - TotE [Building w Oil Heat] | --- | --- | --- | --- | --- | --- | --- | --- | --- | --- | ---
| Commissioning_Com, O - TotF [Building w Oil Heat] | --- | --- | --- | --- | --- | --- | --- | --- | --- | --- | ---
| Commissioning_Com, E - TotE [Building w Propane Heat] | --- | --- | --- | --- | --- | --- | --- | --- | --- | --- | ---
| Commissioning_Com, P - TotF [Building w Propane Heat] | --- | --- | --- | --- | --- | --- | --- | --- | --- | --- | ---
| Integrated Building Design_Com, E - TotE [Building w Elec Heat] | --- | --- | --- | --- | --- | --- | --- | --- | --- | --- | ---
| Integrated Building Design_Com, E - TotE [Building w Gas Heat] | --- | --- | --- | --- | --- | --- | --- | --- | --- | --- | ---
| Integrated Building Design_Com, G - TotF [Building w Gas Heat] | --- | --- | --- | --- | --- | --- | --- | --- | --- | --- | ---
| Integrated Building Design_Com, E - TotE [Building w Oil Heat] | --- | --- | --- | --- | --- | --- | --- | --- | --- | --- | ---
| Integrated Building Design_Com, O - TotF [Building w Oil Heat] | --- | --- | --- | --- | --- | --- | --- | --- | --- | --- | ---
| Integrated Building Design_Com, E - TotE [Building w Propane Heat] | --- | --- | --- | --- | --- | --- | --- | --- | --- | --- | ---
| Integrated Building Design_Com, P - TotF [Building w Propane Heat] | --- | --- | --- | --- | --- | --- | --- | --- | --- | --- | ---
| Deep Energy Retrofit_Com, E - TotE [Building w Elec Heat] | 0.6988 | 0.4911 | 0.85409 | 0.30503 | 0.26309 | 0.42094 | 0.64056 | 0.4009 | 0.64056 | 0.45755 | 0.96085
| Deep Energy Retrofit_Com, E - TotE [Building w Gas Heat] | 1.0884 | 0.76492 | 1.3303 | 0.4751 | 0.40978 | 0.65564 | 0.99772 | 0.62442 | 0.99772 | 0.71265 | 1.4966
| Deep Energy Retrofit_Com, G - TotF [Building w Gas Heat] | 0 | 0 | 0 | 0 | 0 | 0 | 0 | 0 | 0 | 0 | 0
| Deep Energy Retrofit_Com, E - TotE [Building w Oil Heat] | 1.0884 | 0.76492 | 1.3303 | 0.4751 | 0.40978 | 0.65564 | 0.99772 | 0.62442 | 0.99772 | 0.71265 | 1.4966
| Deep Energy Retrofit_Com, O - TotF [Building w Oil Heat] | 0 | 0 | 0 | 0 | 0 | 0 | 0 | 0 | 0 | 0 | 0
| Deep Energy Retrofit_Com, E - TotE [Building w Propane Heat] | 1.0884 | 0.76492 | 1.3303 | 0.4751 | 0.40978 | 0.65564 | 0.99772 | 0.62442 | 0.99772 | 0.71265 | 1.4966
| Deep Energy Retrofit_Com, P - TotF [Building w Propane Heat] | 0 | 0 | 0 | 0 | 0 | 0 | 0 | 0 | 0 | 0 | 0
| EMS_Com, E - TotE [Building w Elec Heat] | 0.63689 | 0.4476 | 0.77843 | 0.27801 | 0.23978 | 0.38365 | 0.58382 | 0.36538 | 0.58382 | 0.41701 | 0.87573
| EMS_Com, E - TotE [Building w Gas Heat] | 1.984 | 1.3943 | 2.4249 | 0.86603 | 0.74695 | 1.1951 | 1.8187 | 1.1382 | 1.8187 | 1.299 | 2.728
| EMS_Com, G - TotF [Building w Gas Heat] | 0 | 0 | 0 | 0 | 0 | 0 | 0 | 0 | 0 | 0 | 0
| EMS_Com, E - TotE [Building w Oil Heat] | 1.984 | 1.3943 | 2.4249 | 0.86603 | 0.74695 | 1.1951 | 1.8187 | 1.1382 | 1.8187 | 1.299 | 2.728
| EMS_Com, O - TotF [Building w Oil Heat] | 0 | 0 | 0 | 0 | 0 | 0 | 0 | 0 | 0 | 0 | 0
| EMS_Com, E - TotE [Building w Propane Heat] | 1.984 | 1.3943 | 2.4249 | 0.86603 | 0.74695 | 1.1951 | 1.8187 | 1.1382 | 1.8187 | 1.299 | 2.728
| EMS_Com, P - TotF [Building w Propane Heat] | 0 | 0 | 0 | 0 | 0 | 0 | 0 | 0 | 0 | 0 | 0
| VFDs on HVAC Pumps_Com, E - Oth | 0.2025 | 0.2025 | 0.2025 | 0.2025 | 0.2025 | 0.2025 | 0.2025 | 0.2025 | 0.2025 | 0.2025 | 0.2025
| ECM Circulators_Com, E - Oth | 0.63849 | 0.63849 | 0.63849 | 0.63849 | 0.63849 | 0.63849 | 0.63849 | 0.63849 | 0.63849 | 0.63849 | 0.63849
| Motors_Com, E - Oth | 1.7874 | 1.7874 | 1.7874 | 1.7874 | 1.7874 | 1.7874 | 1.7874 | 1.7874 | 1.7874 | 1.7874 | 1.7874
| Ext Area Ltg_Com, E - ExtL | 0.23509 | 0.23509 | 0.23509 | 0.23509 | 0.23509 | 0.23509 | 0.23509 | 0.23509 | 0.23509 | 0.23509 | 0.23509
| Street Ltg_Com, E - ExtL | 0.2 | 0.2 | 0.2 | 0.2 | 0.2 | 0.2 | 0.2 | 0.2 | 0.2 | 0.2 | 0.2
| Ext Ltg Ctrls_Com, E - ExtL | 0.17 | 0.17 | 0.17 | 0.17 | 0.17 | 0.17 | 0.17 | 0.17 | 0.17 | 0.17 | 0.17
| Ext Ltg Dsgn_Com, E - ExtL | --- | --- | --- | --- | --- | --- | --- | --- | --- | --- | ---
| Int Ltg Ctrls_Com, E - IntL [No Heat] | 0.24389 | 0.24389 | 0.33601 | 0.18122 | 0.095758 | 0.17572 | 0.095858 | 0.23983 | 0.2122 | 0.2122 | 0.28242
| Int Ltg Ctrls_Com, E - IntL [Electric Heat] | 0.32289 | 0.32289 | 0.44485 | 0.23992 | 0.12678 | 0.23264 | 0.12691 | 0.31752 | 0.28094 | 0.28094 | 0.3739
| Int Ltg Ctrls_Com, E/G - IntL | 0.23474 | 0.23474 | 0.3234 | 0.17442 | 0.092164 | 0.16912 | 0.09226 | 0.23083 | 0.20423 | 0.20423 | 0.27182
| Int Ltg Ctrls_Com, E/O - IntL | 0.23474 | 0.23474 | 0.3234 | 0.17442 | 0.092164 | 0.16912 | 0.09226 | 0.23083 | 0.20423 | 0.20423 | 0.27182
| Int Ltg Ctrls_Com, E/P - IntL | 0.23474 | 0.23474 | 0.3234 | 0.17442 | 0.092164 | 0.16912 | 0.09226 | 0.23083 | 0.20423 | 0.20423 | 0.27182
| Exit Sign RetFit_Com, E - IntL [No Heat] | 0.25611 | 0.25611 | 0.25611 | 0.25611 | 0.25611 | 0.25611 | 0.25611 | 0.25611 | 0.25611 | 0.25611 | 0.25611
| Exit Sign RetFit_Com, E - IntL [Electric Heat] | 0.2954 | 0.2954 | 0.2954 | 0.2954 | 0.2954 | 0.2954 | 0.2954 | 0.2954 | 0.2954 | 0.2954 | 0.2954
| Exit Sign RetFit_Com, E/G - IntL | 0.24162 | 0.24162 | 0.24162 | 0.24162 | 0.24162 | 0.24162 | 0.24162 | 0.24162 | 0.24162 | 0.24162 | 0.24162
| Exit Sign RetFit_Com, E/O - IntL | 0.24162 | 0.24162 | 0.24162 | 0.24162 | 0.24162 | 0.24162 | 0.24162 | 0.24162 | 0.24162 | 0.24162 | 0.24162
| Exit Sign RetFit_Com, E/P - IntL | 0.24162 | 0.24162 | 0.24162 | 0.24162 | 0.24162 | 0.24162 | 0.24162 | 0.24162 | 0.24162 | 0.24162 | 0.24162
| LED HiLo Bay_Com, E - IntL [No Heat] | 0.75304 | 0.75304 | 1.0375 | 0.55954 | 0.29566 | 0.54254 | 0.29597 | 0.74051 | 0.65519 | 0.65519 | 0.87199
| LED HiLo Bay_Com, E - IntL [Electric Heat] | 0.99697 | 0.99697 | 1.3735 | 0.74078 | 0.39143 | 0.71828 | 0.39184 | 0.98037 | 0.86742 | 0.86742 | 1.1544
| LED HiLo Bay_Com, E/G - IntL | 0.72478 | 0.72478 | 0.99851 | 0.53853 | 0.28456 | 0.52218 | 0.28486 | 0.71271 | 0.63059 | 0.63059 | 0.83926
| LED HiLo Bay_Com, E/O - IntL | 0.72478 | 0.72478 | 0.99851 | 0.53853 | 0.28456 | 0.52218 | 0.28486 | 0.71271 | 0.63059 | 0.63059 | 0.83926
| LED HiLo Bay_Com, E/P - IntL | 0.72478 | 0.72478 | 0.99851 | 0.53853 | 0.28456 | 0.52218 | 0.28486 | 0.71271 | 0.63059 | 0.63059 | 0.83926
| Repl Scre_Com, E - IntL [No Heat] | 0.078925 | 0.078925 | 0.10873 | 0.058644 | 0.030988 | 0.056863 | 0.03102 | 0.077611 | 0.068669 | 0.068669 | 0.091391
| Repl Scre_Com, E - IntL [Electric Heat] | 0.091032 | 0.091032 | 0.12541 | 0.06764 | 0.035741 | 0.065586 | 0.035779 | 0.089517 | 0.079203 | 0.079203 | 0.10541
| Repl Scre_Com, E/G - IntL | 0.074457 | 0.074457 | 0.10258 | 0.055324 | 0.029234 | 0.053644 | 0.029264 | 0.073218 | 0.064782 | 0.064782 | 0.086218
| Repl Scre_Com, E/O - IntL | 0.074457 | 0.074457 | 0.10258 | 0.055324 | 0.029234 | 0.053644 | 0.029264 | 0.073218 | 0.064782 | 0.064782 | 0.086218
| Repl Scre_Com, E/P - IntL | 0.074457 | 0.074457 | 0.10258 | 0.055324 | 0.029234 | 0.053644 | 0.029264 | 0.073218 | 0.064782 | 0.064782 | 0.086218
| Lin LED Fixture_Com, E - IntL [No Heat] | 1.2998 | 1.2998 | 1.7907 | 0.9658 | 0.51033 | 0.93647 | 0.51087 | 1.2782 | 1.1309 | 1.1309 | 1.5051
| Lin LED Fixture_Com, E - IntL [Electric Heat] | 1.4992 | 1.4992 | 2.0654 | 1.114 | 0.58862 | 1.0801 | 0.58924 | 1.4742 | 1.3044 | 1.3044 | 1.736
| Lin LED Fixture_Com, E/G - IntL | 1.2262 | 1.2262 | 1.6894 | 0.91113 | 0.48145 | 0.88346 | 0.48195 | 1.2058 | 1.0669 | 1.0669 | 1.4199
| Lin LED Fixture_Com, E/O - IntL | 1.2262 | 1.2262 | 1.6894 | 0.91113 | 0.48145 | 0.88346 | 0.48195 | 1.2058 | 1.0669 | 1.0669 | 1.4199
| Lin LED Fixture_Com, E/P - IntL | 1.2262 | 1.2262 | 1.6894 | 0.91113 | 0.48145 | 0.88346 | 0.48195 | 1.2058 | 1.0669 | 1.0669 | 1.4199
| LED Tube Repl_Com, E - IntL [No Heat] | 0.11584 | 0.11584 | 0.15959 | 0.086074 | 0.045482 | 0.08346 | 0.045529 | 0.11391 | 0.10079 | 0.10079 | 0.13414
| LED Tube Repl_Com, E - IntL [Electric Heat] | 0.13361 | 0.13361 | 0.18407 | 0.099278 | 0.052459 | 0.096263 | 0.052514 | 0.13139 | 0.11625 | 0.11625 | 0.15472
| LED Tube Repl_Com, E/G - IntL | 0.10928 | 0.10928 | 0.15056 | 0.081202 | 0.042908 | 0.078736 | 0.042952 | 0.10746 | 0.095083 | 0.095083 | 0.12655
| LED Tube Repl_Com, E/O - IntL | 0.10928 | 0.10928 | 0.15056 | 0.081202 | 0.042908 | 0.078736 | 0.042952 | 0.10746 | 0.095083 | 0.095083 | 0.12655
| LED Tube Repl_Com, E/P - IntL | 0.10928 | 0.10928 | 0.15056 | 0.081202 | 0.042908 | 0.078736 | 0.042952 | 0.10746 | 0.095083 | 0.095083 | 0.12655
| Repl pin CFL wLED_Com, E - IntL [No Heat] | 0.64936 | 0.64936 | 0.89461 | 0.4825 | 0.25495 | 0.46784 | 0.25522 | 0.63855 | 0.56498 | 0.56498 | 0.75193
| Repl pin CFL wLED_Com, E - IntL [Electric Heat] | 0.74897 | 0.74897 | 1.0319 | 0.55651 | 0.29407 | 0.53961 | 0.29437 | 0.73651 | 0.65165 | 0.65165 | 0.86728
| Repl pin CFL wLED_Com, E/G - IntL | 0.6126 | 0.6126 | 0.84398 | 0.45519 | 0.24052 | 0.44136 | 0.24077 | 0.60241 | 0.533 | 0.533 | 0.70937
| Repl pin CFL wLED_Com, E/O - IntL | 0.6126 | 0.6126 | 0.84398 | 0.45519 | 0.24052 | 0.44136 | 0.24077 | 0.60241 | 0.533 | 0.533 | 0.70937
| Repl pin CFL wLED_Com, E/P - IntL | 0.6126 | 0.6126 | 0.84398 | 0.45519 | 0.24052 | 0.44136 | 0.24077 | 0.60241 | 0.533 | 0.533 | 0.70937
| Refrig Case LED_Com, E - IntL | 0.49402 | 0.49402 | 0.6806 | 0.36707 | 0.19396 | 0.35592 | 0.19417 | 0.48579 | 0.42982 | 0.42982 | 0.57205
| Refrig Case Ctrls_Com, E - IntL | 0.78836 | 0.78836 | 1.0861 | 0.58577 | 0.30953 | 0.56799 | 0.30985 | 0.77523 | 0.68591 | 0.68591 | 0.91288
| Stair Occ Sensor_Com, E - IntL [No Heat] | 0.41212 | 0.41212 | 0.41212 | 0.41212 | 0.41212 | 0.41212 | 0.41212 | 0.41212 | 0.41212 | 0.41212 | 0.41212
| Stair Occ Sensor_Com, E - IntL [Electric Heat] | 0.47534 | 0.47534 | 0.47534 | 0.47534 | 0.47534 | 0.47534 | 0.47534 | 0.47534 | 0.47534 | 0.47534 | 0.47534
| Stair Occ Sensor_Com, E/G - IntL | 0.38879 | 0.38879 | 0.38879 | 0.38879 | 0.38879 | 0.38879 | 0.38879 | 0.38879 | 0.38879 | 0.38879 | 0.38879
| Stair Occ Sensor_Com, E/O - IntL | 0.38879 | 0.38879 | 0.38879 | 0.38879 | 0.38879 | 0.38879 | 0.38879 | 0.38879 | 0.38879 | 0.38879 | 0.38879
| Stair Occ Sensor_Com, E/P - IntL | 0.38879 | 0.38879 | 0.38879 | 0.38879 | 0.38879 | 0.38879 | 0.38879 | 0.38879 | 0.38879 | 0.38879 | 0.38879
| Int Delamping_Com, E - IntL [No Heat] | 0.12 | 0.12 | 0.16532 | 0.089164 | 0.047115 | 0.086456 | 0.047164 | 0.118 | 0.10441 | 0.10441 | 0.13895
| Int Delamping_Com, E - IntL [Electric Heat] | 0.12 | 0.12 | 0.16532 | 0.089164 | 0.047115 | 0.086456 | 0.047164 | 0.118 | 0.10441 | 0.10441 | 0.13895
| Int Delamping_Com, E/G - IntL | 0.12 | 0.12 | 0.16532 | 0.089164 | 0.047115 | 0.086456 | 0.047164 | 0.118 | 0.10441 | 0.10441 | 0.13895
| Int Delamping_Com, E/O - IntL | 0.12 | 0.12 | 0.16532 | 0.089164 | 0.047115 | 0.086456 | 0.047164 | 0.118 | 0.10441 | 0.10441 | 0.13895
| Int Delamping_Com, E/P - IntL | 0.12 | 0.12 | 0.16532 | 0.089164 | 0.047115 | 0.086456 | 0.047164 | 0.118 | 0.10441 | 0.10441 | 0.13895
| Int Ltg Dsgn_Com, E - IntL [No Heat] | --- | --- | --- | --- | --- | --- | --- | --- | --- | --- | ---
| Int Ltg Dsgn_Com, E - IntL [Electric Heat] | --- | --- | --- | --- | --- | --- | --- | --- | --- | --- | ---
| Int Ltg Dsgn_Com, E/G - IntL | --- | --- | --- | --- | --- | --- | --- | --- | --- | --- | ---
| Int Ltg Dsgn_Com, E/O - IntL | --- | --- | --- | --- | --- | --- | --- | --- | --- | --- | ---
| Int Ltg Dsgn_Com, E/P - IntL | --- | --- | --- | --- | --- | --- | --- | --- | --- | --- | ---