## Home
WERF ENER1C12
Assessing Biosolids Management Options
Triple Bottom Line Tool
Privileged & Confidential
Table of Contents
No. | Description |  |  |  | Sheet Name & Link
1 | Section 1: Triple Bottom Line
1.1 |  |  | Home & Table of Contents |  | Home
1.2 |  |  | Organization Chart |  | TBL ORG Chart
1.3 |  |  | TBL Scoring Summary |  | TBL Scoring Summary
2 | Section 2: Team Scoring Workpapers
2.1 |  |  | Economic Category
2.1.1 |  |  |  | Lifecycle Cost Summary | Econ - NPV Results Summary
2.1.2 |  |  |  | Engineering/Technical Criteria Scoring | Econ - Engineering Criteria
2.2 |  |  | Environmental Category
2.2.1 |  |  |  | Optimizing Nutrient Utilization (N & P) | Env - RC - Nutrients
2.2.2 |  |  |  | Fixed Carbon - Energy Recovery & GHG Emission | Env - RC - Fixed Carbon
2.2.3 |  |  |  | Water Conservation | Env - RC - Water Conservation
2.2.4 |  |  |  | Land/Soil Impacts | Env - Land Impacts
2.2.5 |  |  |  | Air Impacts | Env - Air Impacts
2.2.6 |  |  |  | Water Impacts | Env - Water Impacts
2.2.7 |  |  |  | Flexibility to Meet Current and Future Regulations | Env - Regulatory Flexibility
2.3 |  |  | Social Category
2.3.1 |  |  |  | Nuisance issues | Soc - Nuisance
2.3.2 |  |  |  | Workplace Conditions | Soc - Workplace
2.3.3 |  |  |  | Public Engagement | Soc - Public
3 | Section 3: NPV Lifecycle Cost Build-ups
3.1 |  |  | Assumptions |  | Assumptions
3.2 |  |  | Biosolid Management Scenario Configurations
3.2.1 |  |  |  | 1X: AnaDig + CHP, Prtmt, LandApp | 1X
3.2.2 |  |  |  | 1Y: AnaDig + CHP, Prtmt, Landfill | 1Y
3.2.3 |  |  |  | 2X: AnaDig + CHP, Codig, LandApp | 2X
3.2.4 |  |  |  | 2Y: AnaDig + CHP, Codig, Landfill | 2Y
3.2.5 |  |  |  | 3Y: Incin, Landfill | 3Y
3.2.6 |  |  |  | 4Y: Gasif, Landfill | 4Y
3.2.7 |  |  |  | Custom | Custom
3.3 |  |  | Capital Cost Summary |  | Capital Cost Summary
3.4 |  |  | O&M Cost Summary |  | O&M Cost Summary
Project Team
Organization |  |  |  | Team Members | Contact Information
Northern Tilth |  |  |  | Andrew Carpenter | andrew@northerntilth.com
North East Biosolids and Residuals Association |  |  |  | Ned Beecher | ned.beecher@nebiosolids.org
University of Washington |  |  |  | Sally L. Brown | slb@u.washington.edu
Black & Veatch |  |  |  | Mike Elenbaas | ElenbaasM@bv.com
|  |  |  | Alok Patil | PatilAA@bv.com
|  |  |  | Patricia Scanlan | ScanlanP@bv.com
|  |  |  | Ajay Kasarabada | KasarabadaAN@bv.com
General Instructions
1 | The TBL model is divided into three color-coded sections as described below:
Section 1: Triple Bottom Line
Section 2: Team Scoring Workpapers
Section 3: NPV Lifecycle Cost Build-ups
2 | All inputs to this model are indicated by pale yellow colored boxes as shown below.
4
3 | Begin by entering the scenario names here. If you wish to use custom scenario, select "On" in the drop-down
menu below and enter custome scenario name. Make sure all inputs are entered for custom scenario.
If not using custom scenario, select "Off" below.
| No. |  |  | Scenario Name
| 1 |  |  | 1X: AnaDig + CHP, Prtmt, LandApp
| 2 |  |  | 1Y: AnaDig + CHP, Prtmt, Landfill
| 3 |  |  | 2X: AnaDig + CHP, Codig, LandApp
| 4 |  |  | 2Y: AnaDig + CHP, Codig, Landfill
| 5 |  |  | 3Y: Incin, Landfill
| 6 |  |  | 4Y: Gasif, Landfill
| 7 | Off |  | Custom Scenario
4 | Review economic assumptions in section 3.1.
5 | Section 3.2.1 through 3.2.7 present one NPV analysis sheet for each scenario. These sheets are populated with
team's default values. However, User can choose to overwrite the default values by entering values in column P
of respective sheets.
6 | Customize individual category inputs to obtain TBL score. Alternatively, user can skip this section and enter
category scores manually into section 1.3. If using this approach, be careful to maintain proper caliberation across
all scenarios.
7 | User has an option of chosing one of the 3 category weighting methods, or developing their own weights. This
selection can be made at section 1.3. The results are presented in the same section.
8 | User also has an option of adding, replace or leaving out criteria/sub-criteria in this section. If using this option,
make sure you are using weighing method No. 4 (Do-it-yourself).
- To add criteria, use rows marked "Add criteria here".
- To add sub-criteria, use rows marked "Add sub-criteria here".
- To leave out a criteria (sub-criteria), assign it zero weight in the Do-it-yourself option.
- To replace a criteria (sub-criteria), simply overwrite it with new criteria and corresponding weights.
Make sure that weights add up to 100% at both criteria and sub-criteria level.
9 | Collect TBL scores and ranking from the top of section 1.3.

## TBL ORG Chart
Organization Chart

## TBL Scoring Summary
[6 empty] | 1X: AnaDig + CHP, Prtmt, LandApp |  |  | 1Y: AnaDig + CHP, Prtmt, Landfill |  |  | 2X: AnaDig + CHP, Codig, LandApp |  |  | 2Y: AnaDig + CHP, Codig, Landfill |  |  | 3Y: Incin, Landfill |  |  | 4Y: Gasif, Landfill |  |  | Custom Scenario
Weighting Scenario Selection
| Total TBL Score |  |  | 3 |  |  | 3.6605 |  |  | 2.8186 |  |  | 3.838 |  |  | 2.987 |  |  | 2.8221 |  |  | 2.9986 |  |  | 0
| Economic | [5 empty] | 1.3025 |  |  | 1.2479 |  |  | 1.5116 |  |  | 1.4483 |  |  | 1.5033 |  |  | 1.5733 |  |  | 0
| Environmental | [5 empty] | 1.2875 |  |  | 0.67509 |  |  | 1.2056 |  |  | 0.50953 |  |  | 0.53962 |  |  | 0.64617 |  |  | 0
| Social | [5 empty] | 1.0706 |  |  | 0.89558 |  |  | 1.1208 |  |  | 1.0292 |  |  | 0.77912 |  |  | 0.77912 |  |  | 0
| Ranking |  |  | 3. Research Guidance |  |  | 2 |  |  | 6 |  |  | 1 |  |  | 4 |  |  | 5 |  |  | 3 |  |  | Not Used |  | 1. Team Weights |  |  | 2. Survey Weights |  |  | 3. Research Guidance |  |  | 4. Overweight Social |  |  | 5. Rearch Guidance Excl. Regulatory |  |  | 5. Do-Your-Own 2
Category | Criteria |  | Category Weight | Criteria Weight | Sub-Criteria Weight | Category Score | Criteria Score | Sub-Criteria Score | Category Score | Criteria Score | Score | Category Score | Criteria Score | Score | Category Score | Criteria Score | Score | Category Score | Criteria Score | Score | Category Score | Criteria Score | Score | Category Score | Criteria Score | Score | Category Weight | Criteria Weight | Sub-Criteria Weight | Category Weight | Criteria Weight | Sub-Criteria Weight | Category Weight | Criteria Weight | Sub-Criteria Weight | Category Weight | Criteria Weight | Sub-Criteria Weight | Category Weight | Criteria Weight | Sub-Criteria Weight | Category Weight | Criteria Weight | Sub-Criteria Weight
Economic |  |  | 33.33% |  |  | 3.9074 |  |  | 3.7438 |  |  | 4.5348 |  |  | 4.3449 |  |  | 4.51 |  |  | 4.72 |  |  | 0 |  |  | 33.33% |  |  | 40.82% |  |  | 33.33% |  |  | 25% |  |  | 33.33% |  |  | 33.33%
| Life Cycle Cost Assessment |  |  | 86% |  |  | 3.9737 |  |  | 3.8649 |  |  | 4.5404 |  |  | 4.4011 |  |  | 5 |  |  | 5 |  |  | 0 |  |  | 60% |  |  | 50% |  |  | 86% |  |  | 60% |  |  | 86% |  |  | 60%
|  | Net Present Value (NPV) |  |  | 100% |  |  | 3.9737 |  |  | 3.8649 |  |  | 4.5404 |  |  | 4.4011 |  |  | 5 |  |  | 5 | [5 empty] | 100% |  |  | 100% |  |  | 100% |  |  | 100% |  |  | 100% |  |  | 100%
|  | Add sub-criteria here |  |  | 0% | [23 empty] | 0% |  |  | 0% |  |  | 0% |  |  | 0% |  |  | 0% |  |  | 0%
|  | Add sub-criteria here |  |  | 0% | [23 empty] | 0% |  |  | 0% |  |  | 0% |  |  | 0% |  |  | 0% |  |  | 0%
|  | Add sub-criteria here |  |  | 0% | [23 empty] | 0% |  |  | 0% |  |  | 0% |  |  | 0% |  |  | 0% |  |  | 0%
| Engineering/Technical |  |  | 14% |  |  | 3.5 |  |  | 3 |  |  | 4.5 |  |  | 4 |  |  | 1.5 |  |  | 3 |  |  | 0 |  |  | 40% |  |  | 50% |  |  | 14% |  |  | 40% |  |  | 14% |  |  | 40%
|  | Simplicity |  |  | 0% |  |  | 2 |  |  | 3 |  |  | 3 |  |  | 4 |  |  | 4 |  |  | 3 | [5 empty] | 40% |  |  | 40% | [5 empty] | 40% | [5 empty] | 40%
|  | Flexibility |  |  | 100% |  |  | 3.5 |  |  | 3 |  |  | 4.5 |  |  | 4 |  |  | 1.5 |  |  | 3 | [5 empty] | 35% |  |  | 35% |  |  | 100% |  |  | 35% |  |  | 100% |  |  | 35%
|  | State of Technology |  |  | 0% |  |  | 3 |  |  | 0 |  |  | 4 |  |  | 4 |  |  | 4.5 |  |  | 1 | [5 empty] | 25% |  |  | 25% | [5 empty] | 25% | [5 empty] | 25%
|  | Add sub-criteria here |  |  | 0% | [23 empty] | 0% |  |  | 0% |  |  | 0% |  |  | 0% |  |  | 0% |  |  | 0%
| Add Criteria Here |  |  | 0% |  |  | 0 |  |  | 0 |  |  | 0 |  |  | 0 |  |  | 0 |  |  | 0 |  |  | 0 |  |  | 0% |  |  | 0% |  |  | 0% |  |  | 0% |  |  | 0% |  |  | 0%
|  | Add sub-criteria here |  |  | 0% | [23 empty] | 0% |  |  | 0% |  |  | 0% |  |  | 0% |  |  | 0% |  |  | 0%
|  | Add sub-criteria here |  |  | 0% | [23 empty] | 0% |  |  | 0% |  |  | 0% |  |  | 0% |  |  | 0% |  |  | 0%
|  | Add sub-criteria here |  |  | 0% | [23 empty] | 0% |  |  | 0% |  |  | 0% |  |  | 0% |  |  | 0% |  |  | 0%
|  | Add sub-criteria here |  |  | 0% | [23 empty] | 0% |  |  | 0% |  |  | 0% |  |  | 0% |  |  | 0% |  |  | 0%
Environmental |  |  | 33.33% |  |  | 3.8625 |  |  | 2.0253 |  |  | 3.6167 |  |  | 1.5286 |  |  | 1.6189 |  |  | 1.9385 |  |  | 0 |  |  | 33.33% |  |  | 33.67% |  |  | 33.33% |  |  | 25% |  |  | 33.33% |  |  | 33.33%
| Conservation/Optimization of Resources |  |  | 50% |  |  | 4.6508 |  |  | 1.4763 |  |  | 4.9008 |  |  | 0.72456 |  |  | 0.44109 |  |  | 1.424 |  |  | 0 |  |  | 50% |  |  | 33% |  |  | 50% |  |  | 50% |  |  | 66.67% |  |  | 50%
|  | Nutrient (N & P) |  |  | 30% |  |  | 4.2522 |  |  | 0 |  |  | 5 |  |  | 0 |  |  | 0 |  |  | 0 | [5 empty] | 30% |  |  | 30% |  |  | 30% |  |  | 30% |  |  | 30% |  |  | 30%
|  | Fixed Carbon - Energy Recovery & GHG Emissions |  |  | 60% |  |  | 5 |  |  | 2.4605 |  |  | 4.8346 |  |  | 1.2076 |  |  | 0.73516 |  |  | 2.3734 | [5 empty] | 60% |  |  | 60% |  |  | 60% |  |  | 60% |  |  | 60% |  |  | 60%
|  | Water Conservation |  |  | 10% |  |  | 3.7515 |  |  | 0 |  |  | 5 |  |  | 0 |  |  | 0 |  |  | 0 | [5 empty] | 10% |  |  | 10% |  |  | 10% |  |  | 10% |  |  | 10% |  |  | 10%
|  | Add sub-criteria here |  |  | 1.11e-14% | [23 empty] | 1.11e-14% |  |  | 1.11e-14% |  |  | 1.11e-14% |  |  | 1.11e-14% |  |  | 1.11e-14% |  |  | 1.11e-14%
| Net Impact on Media |  |  | 25% |  |  | 2.1486 |  |  | 2.1486 |  |  | 2.1653 |  |  | 2.1653 |  |  | 2.5932 |  |  | 2.906 |  |  | 0 |  |  | 25% |  |  | 30% |  |  | 25% |  |  | 25% |  |  | 33.33% |  |  | 25%
|  | Land/Soil |  |  | 33.33% |  |  | 2.5 |  |  | 2.5 |  |  | 2.5 |  |  | 2.5 |  |  | 2.5 |  |  | 2.5 | [5 empty] | 33.33% |  |  | 33.33% |  |  | 33.33% |  |  | 33.33% |  |  | 33.33% |  |  | 33.33%
|  | Air |  |  | 33.33% |  |  | 1.4464 |  |  | 1.4464 |  |  | 1.4964 |  |  | 1.4964 |  |  | 2.7804 |  |  | 3.7189 | [5 empty] | 33.33% |  |  | 33.33% |  |  | 33.33% |  |  | 33.33% |  |  | 33.33% |  |  | 33.33%
|  | Water |  |  | 33.33% |  |  | 2.5 |  |  | 2.5 |  |  | 2.5 |  |  | 2.5 |  |  | 2.5 |  |  | 2.5 | [5 empty] | 33.33% |  |  | 33.33% |  |  | 33.33% |  |  | 33.33% |  |  | 33.33% |  |  | 33.33%
|  | Add sub-criteria here |  |  | 0.01% | [23 empty] | 0.01% |  |  | 0.01% |  |  | 0.01% |  |  | 0.01% |  |  | 0.01% |  |  | 0.01%
| Regulatory |  |  | 25% |  |  | 4 |  |  | 3 |  |  | 2.5 |  |  | 2.5 |  |  | 3 |  |  | 2 |  |  | 0 |  |  | 25% |  |  | 37% |  |  | 25% |  |  | 25% |  |  | 0% |  |  | 25%
|  | Flexibility to Meet Future Regulations |  |  | 100% |  |  | 4 |  |  | 3 |  |  | 2.5 |  |  | 2.5 |  |  | 3 |  |  | 2 | [5 empty] | 100% |  |  | 100% |  |  | 100% |  |  | 100% |  |  | 0% |  |  | 100%
|  | Add sub-criteria here |  |  | 0% | [23 empty] | 0% |  |  | 0% |  |  | 0% |  |  | 0% |  |  | 0% |  |  | 0%
|  | Add sub-criteria here |  |  | 0% | [23 empty] | 0% |  |  | 0% |  |  | 0% |  |  | 0% |  |  | 0% |  |  | 0%
|  | Add sub-criteria here |  |  | 0% | [23 empty] | 0% |  |  | 0% |  |  | 0% |  |  | 0% |  |  | 0% |  |  | 0%
Social |  |  | 33.33% |  |  | 3.2117 |  |  | 2.6867 |  |  | 3.3625 |  |  | 3.0875 |  |  | 2.3373 |  |  | 2.3373 |  |  | 0 |  |  | 33.33% |  |  | 25.51% |  |  | 33.33% |  |  | 50% |  |  | 33.33% |  |  | 33.33%
| Nuisance issues |  |  | 25% |  |  | 3.847 |  |  | 4.247 |  |  | 2.7 |  |  | 3.1 |  |  | 4.3494 |  |  | 4.3494 |  |  | 0 |  |  | 25% |  |  | 42.5% |  |  | 25% |  |  | 25% |  |  | 25% |  |  | 25%
|  | Odor |  |  | 40% |  |  | 4 |  |  | 4.5 |  |  | 3 |  |  | 3.5 |  |  | 5 |  |  | 5 | [5 empty] | 40% |  |  | 40% |  |  | 40% |  |  | 40% |  |  | 40% |  |  | 40%
|  | Dust |  |  | 20% |  |  | 4.5 |  |  | 5 |  |  | 4.5 |  |  | 5 |  |  | 5 |  |  | 5 | [5 empty] | 20% |  |  | 20% |  |  | 20% |  |  | 20% |  |  | 20% |  |  | 20%
|  | Traffic |  |  | 20% |  |  | 3.7349 |  |  | 3.7349 |  |  | 0 |  |  | 0 |  |  | 4.747 |  |  | 4.747 | [5 empty] | 20% |  |  | 20% |  |  | 20% |  |  | 20% |  |  | 20% |  |  | 20%
|  | Visual |  |  | 20% |  |  | 3 |  |  | 3.5 |  |  | 3 |  |  | 3.5 |  |  | 2 |  |  | 2 | [5 empty] | 20% |  |  | 20% |  |  | 20% |  |  | 20% |  |  | 20% |  |  | 20%
| Workplace Conditions |  |  | 25% |  |  | 4 |  |  | 3.5 |  |  | 3.75 |  |  | 3.25 |  |  | 3 |  |  | 3 |  |  | 0 |  |  | 25% |  |  | 30% |  |  | 25% |  |  | 25% |  |  | 25% |  |  | 25%
|  | Workplace Conditions |  |  | 100% |  |  | 4 |  |  | 3.5 |  |  | 3.75 |  |  | 3.25 |  |  | 3 |  |  | 3 | [5 empty] | 100% |  |  | 100% |  |  | 100% |  |  | 100% |  |  | 100% |  |  | 100%
|  | Add sub-criteria here |  |  | 0% | [23 empty] | 0% |  |  | 0% |  |  | 0% |  |  | 0% |  |  | 0% |  |  | 0%
|  | Add sub-criteria here |  |  | 0% | [23 empty] | 0% |  |  | 0% |  |  | 0% |  |  | 0% |  |  | 0% |  |  | 0%
|  | Add sub-criteria here |  |  | 0% | [23 empty] | 0% |  |  | 0% |  |  | 0% |  |  | 0% |  |  | 0% |  |  | 0%
| Public Engagement |  |  | 50% |  |  | 2.5 |  |  | 1.5 |  |  | 3.5 |  |  | 3 |  |  | 1 |  |  | 1 |  |  | 0 |  |  | 50% |  |  | 27.5% |  |  | 50% |  |  | 50% |  |  | 50% |  |  | 50%
|  | Public Engagement |  |  | 100% |  |  | 2.5 |  |  | 1.5 |  |  | 3.5 |  |  | 3 |  |  | 1 |  |  | 1 | [5 empty] | 100% |  |  | 100% |  |  | 100% |  |  | 100% |  |  | 100% |  |  | 100%
|  | Add sub-criteria here |  |  | 0% | [23 empty] | 0% |  |  | 0% |  |  | 0% |  |  | 0% |  |  | 0% |  |  | 0%
|  | Add sub-criteria here |  |  | 0% | [23 empty] | 0% |  |  | 0% |  |  | 0% |  |  | 0% |  |  | 0% |  |  | 0%
|  | Add sub-criteria here |  |  | 0% | [23 empty] | 0% |  |  | 0% |  |  | 0% |  |  | 0% |  |  | 0% |  |  | 0%

## Econ - NPV Results Summary
Lifecycle Cost (NPV) Summary
|  | 1X | 1Y | 2X | 2Y | 3Y | 4Y | Custom
| Cost Item | 1X: AnaDig + CHP, Prtmt, LandApp | 1Y: AnaDig + CHP, Prtmt, Landfill | 2X: AnaDig + CHP, Codig, LandApp | 2Y: AnaDig + CHP, Codig, Landfill | 3Y: Incin, Landfill | 4Y: Gasif, Landfill | Custom Scenario
Capital Costs
!$N45 | Anaerobic Digestion | 4116113.2075 | 4116113.2075 | 8102018.8679 | 8102018.8679 | 0 | 0 | 0
!$N46 | Ash Conveyance & Storage | 0 | 0 | 0 | 0 | 340094.3396 | 935745.283 | 0
!$N47 | Belt Filter Press Dewatering | 2529330.1887 | 2529330.1887 | 2703264.1509 | 2703264.1509 | 0 | 0 | 0
!$N48 | Cake Storage/Load Out | 0 | 0 | 0 | 0 | 3230896.2264 | 0 | 0
!$N49 | Cake Storage | 1300132.0755 | 1300132.0755 | 3230896.2264 | 3230896.2264 | 0 | 0 | 0
!$N50 | CHP | 720028.3019 | 720028.3019 | 720028.3019 | 720028.3019 | 0 | 0 | 0
!$N51 | Dewatering | 0 | 0 | 0 | 0 | 4690386.7925 | 4690386.7925 | 0
!$N52 | Drying/Gasification/Energy Recovery | 0 | 0 | 0 | 0 | 0 | 9687830.1887 | 0
!$N53 | Energy Recovery | 0 | 0 | 0 | 0 | 913396.2264 | 0 | 0
!$N54 | Fluid Bed Incineration | 0 | 0 | 0 | 0 | 4314339.6226 | 0 | 0
!$N55 | FOG Receiving | 0 | 0 | 583018.8679 | 583018.8679 | 0 | 0 | 0
!$N56 | Gas Cleaning | 676301.8868 | 676301.8868 | 676301.8868 | 676301.8868 | 0 | 0 | 0
!$N57 | Gravity Belt Thickener | 1991981.1321 | 1991981.1321 | 1991981.1321 | 1991981.1321 | 1991981.1321 | 1991981.1321 | 0
!$N58 | Gravity Thickener | 999877.3585 | 999877.3585 | 999877.3585 | 999877.3585 | 999877.3585 | 999877.3585 | 0
!$N59 | Pre-Dewatering | 3948981.1321 | 3948981.1321 | 0 | 0 | 0 | 0 | 0
!$N60 | Pre-Treatment (CAMBI) | 4984811.3208 | 4984811.3208 | 0 | 0 | 0 | 0 | 0
!$N61 | Site work | 1063037.7358 | 1063037.7358 | 950320.7547 | 950320.7547 | 824000 | 915339.6226 | 0
!$N62 | General Requirements | 2127047.1698 | 2127047.1698 | 1900641.5094 | 1900641.5094 | 1648000 | 1830679.2453 | 0
!$N63 | Contingencies | 7337292.4528 | 7337292.4528 | 6557990.566 | 6557990.566 | 5686377.3585 | 6316037.7358 | 0
!$N64 | Engineering, Legal & Admin | 4769094.3396 | 4769094.3396 | 4262839.6226 | 4262839.6226 | 3696339.6226 | 4105424.5283 | 0
| Total Capital Costs | 36564028.3019 | 36564028.3019 | 32679179.2453 | 32679179.2453 | 28335688.6792 | 31473301.8868 | 0
Lifecycle O&M Costs (Net)
!$N69 | Anaerobic Digestion | 2171848.6738 | 2171848.6738 | 3033703.2693 | 3033703.2693 | 0 | 0 | 0
!$N70 | Ash Conveyance & Storage | 0 | 0 | 0 | 0 | 1395890.5775 | 1669594.6123 | 0
!$N71 | Belt Filter Press Dewatering | 4214431.4432 | 4214431.4432 | 4364968.6624 | 4364968.6624 | 5227136.372 | 5076599.1528 | 0
!$N72 | Cake Storage/Load Out | 14570.3056 | 14570.3056 | 611899.5828 | 611899.5828 | 1419326.4854 | 0 | 0
!$N73 | Cake Storage | 981400.0298 | 981400.0298 | 836558.6458 | 836558.6458 | 29131.7431 | 0 | 0
!$N74 | CHP | -1296473.1997 | -1296473.1997 | -1315894.3618 | -1315894.3618 | 0 | 0 | 0
!$N75 | Dewatering | 0 | 0 | 0 | 0 | 168513.4654 | 90862.4605 | 0
!$N76 | Drying/Gasification/Energy Recovery | 0 | 0 | 0 | 0 | 0 | 7895221.2054 | 0
!$N77 | Energy Recovery | 0 | 0 | 0 | 0 | 1658646.4509 | 0 | 0
!$N78 | Fluid Bed Incineration | 0 | 0 | 0 | 0 | 6233354.2843 | 0 | 0
!$N79 | FOG Receiving | 0 | 0 | 1626269.4148 | 1626269.4148 | 0 | 0 | 0
!$N80 | Gas Cleaning | 1461601.3183 | 1461601.3183 | 1461601.3183 | 1461601.3183 | 0 | 0 | 0
!$N81 | Gravity Belt Thickener | 3224056.4168 | 3224056.4168 | 3251426.8203 | 3251426.8203 | 3182681.5596 | 3182681.5596 | 0
!$N82 | Gravity Thickener | 843615.0391 | 843615.0391 | 843615.0391 | 843615.0391 | 844262.4112 | 844262.4112 | 0
!$N83 | Pre-Dewatering | 4820750.3711 | 4820750.3711 | 0 | 0 | 0 | 0 | 0
!$N84 | Pre-Treatment (CAMBI) | 6333904.1846 | 6333904.1846 | 0 | 0 | 0 | 0 | 0
!$N85 | Landfill Application | 2230687.8836 | 0 | 6117285.1777 | 0 | 0 | 0 | 0
!$N86 | Landfill Disposal | 0 | 4009764.1098 | 0 | 7868991.0004 | 0 | 0 | 0
!$N87 | General O&M | 1642224.2088 | 1642224.2088 | 1806446.6296 | 1806446.6296 | 1738020.6209 | 0 | 0
| Total O&M Costs | 26642616.675 | 28421692.9012 | 22637880.1983 | 24389586.021 | 21896963.9703 | 18759221.4018 | 0
| Total Scenario NPV | 63206644.9769 | 64985721.2031 | 55317059.4436 | 57068765.2663 | 50232652.6496 | 50232523.2886 | 0
|  | 63206644.9769 | 64985721.2031 | 55317059.4436 | 57068765.2663 | 50232652.6496 | 50232523.2886
|  | 0 | 0 | 0 | 0 | 0 | 0
NORMALIZATION
| NPV Inverse | 1.5821e-08 | 1.5388e-08 | 1.8078e-08 | 1.7523e-08 | 1.9907e-08 | 1.9907e-08
| NPV Inverse Normalized to % of Maximum | 3.9737 | 3.8649 | 4.5404 | 4.4011 | 5 | 5

## Econ - Engineering Criteria
TBL Engineering/Technical Criteria Scoring
|  | Simplicity |  | Flexibility |  | State of Technology
| Scenario | Score | Scoring Assumptions & Rationale | Score | Scoring Assumptions & Rationale | Score | Scoring Assumptions & Rationale
1X: AnaDig + CHP, Prtmt, LandApp |  | 2 | AD with CHP and pretreatment are fairly complex | 3.5 | Land application programs have flexibility to divert to landfills | 3 | Thermal hydrolysis is fairly new
1Y: AnaDig + CHP, Prtmt, Landfill |  | 3 | Landfill will be a little easier than land application | 3 |  | 3 | Thermal hydrolysis is fairly new
2X: AnaDig + CHP, Codig, LandApp |  | 3 | Codigestion is a little simpler than pretreatment, Foreign Material Handling Required | 4.5 |  | 4 | Co-digestion is fairly well known
2Y: AnaDig + CHP, Codig, Landfill |  | 4 | Landfill will be a little easier than land application | 4 |  | 4
3Y: Incin, Landfill |  | 4 | Incinerators are more complex than digesters, share of common facility adds complexity, ash disposal is simple | 1.5 | Assuming hauling to regional facility: low capital investment and flexibility, When incinerators are taken down for maintenance, the impacts are significant; there is little flexibility | 4.5
4Y: Gasif, Landfill |  | 3 | Includes 2 processes: drying and gasification, both of which have some complexity. | 3 | Locks down the process. No flexibility otherwise, but dryer adds some flexibility. | 1 | Fairly new technology.
Custom Scenario

## Env - RC - Nutrients
Conservation of Nutrients
| 1X: AnaDig + CHP, Prtmt, LandApp | 1Y: AnaDig + CHP, Prtmt, Landfill | 2X: AnaDig + CHP, Codig, LandApp | 2Y: AnaDig + CHP, Codig, Landfill | 3Y: Incin, Landfill | 4Y: Gasif, Landfill | Custom Scenario
#/day
Lbs of Total Nitrogen | 585 | 0 | 718 | 0 | 0 | 0
Lbs of Ortho P | 103 | 0 | 91 | 0 | 0 | 0 |  | max | min | range
total | 688 | 0 | 809 | 0 | 0 | 0 |  | 809 | 0 | 809
% of max | 85.04% | 0% | 100% | 0% | 0% | 0%
0-5 | 4.2522 | 0 | 5 | 0 | 0 | 0
Scoring system: | quantitative, cardinal, empirical estimates of the mass of solids and the percentages of nutrients they contain, based on research
normalization: | percentage of max
range of possible scores: | 0.0 - 5.0
best score: | 5
meaning of best score: | greatest mass of nutrients returned to soils
worst score: | 0
meaning of worst score: | no nutrients returned to soils
Scoring assumptions & rationale
Nitrogen value from Total Nitrogen lbs/day in cake on mass balance worksheet of GPS-X output spreadsheet,
Phosphorus value from Ortho Phosphate lbs/day in cake on mass balance worksheet of GPS-X output spreadsheet,
Land Application --> all nutrients utilized
Landfill as final disposition --> no nutrients utilized
Incineration --> ash to landfill --> no nutrients utilized (would change if ash were recycled for phosphorus content, but would require analysis on ash)
Gasification --> ash to landfill --> no nutrients utilized (would change if ash were recycled for phosphorus content, but would require analysis of ash)

## Env - RC - Fixed Carbon
Fixed Carbon
Subcriteria Weighting |  | 1X: AnaDig + CHP, Prtmt, LandApp | 1Y: AnaDig + CHP, Prtmt, Landfill | 2X: AnaDig + CHP, Codig, LandApp | 2Y: AnaDig + CHP, Codig, Landfill | 3Y: Incin, Landfill | 4Y: Gasif, Landfill | Custom Scenario
25% | ENERGY RECOVERY
| electricity (kWh/day) | 5304 | 5304 | 4906 | 4906 | 420 | -1330
| heat (MJ/day) | 5000 | 5000 | 5000 | 5000 | -19659 | -822 |  | max | min | range | 1 | kWh | = | 3.6 | MJ
| sum (kWh/day converted to MJ/day) | 24094.4 | 24094.4 | 22661.6 | 22661.6 | -18147 | -5610 |  | 24094.4 | -18147 | 42241.4 | 1 | ton | = | 0.9072 | Mg
| Range adjusted (min. value to zero) | 42241.4 | 42241.4 | 40808.6 | 40808.6 | 0 | 12537
| % of max | 100% | 100% | 96.61% | 96.61% | 0% | 29.68%
| 0-5 score | 5 | 5 | 4.8304 | 4.8304 | 0 | 1.484
75% | GHG EMISSIONS
| GPS-X output (tCO2e/yr) | 5.0471 | 5 | 5 | 5 | 5 | 5
| BEAM output (MgCO2e/yr) | -2126 | 1363 | -1957 | 3026 | 2016 | 275
| BEAM output (tCO2e/yr) | -2343.4744 | 1502.425 | -2157.1869 | 3335.5379 | 2222.2222 | 303.1305 |  | max | min | range
| Sum of GHG emissions | -2338.4274 | 1507.425 | -2152.1869 | 3340.5379 | 2227.2222 | 308.1305 |  | 3340.5379 | -2338.4274 | 5678.9653
| Range adjusted (min. value to zero) | 0 | 3845.8524 | 186.2404 | 5678.9653 | 4565.6496 | 2646.5579
| % of max | 0% | 67.72% | 3.279% | 100% | 80.4% | 46.6%
| Inverse of % of range | 100% | 32.28% | 96.72% | 0% | 19.6% | 53.4%
| 0-5 score | 5 | 1.6139 | 4.836 | 0 | 0.98021 | 2.6699
| FIXED CARBON - weighted (see left) | 5 | 2.4605 | 4.8346 | 1.2076 | 0.73516 | 2.3734
| Scoring system: | quantitative, cardinal, empirical estimates of 1) expected net energy recovery and 2) expected net greenhouse gas (GHG) emissions, based on research
| normalization: | for each item (energy recovery and GHG emissions), data are totaled, the range is adjusted so the minimum value = 0, and percent of range is calculated; for GHG emissions, the inverse of percent of range is calculated, since higher GHG emissions are worse; the % of range is adjusted to a range of 0 - 5; the average for the two items is calculated.
| range of possible scores: | 0.0 - 5.0
| best score: | 5
| meaning of best score: | highest net energy recovery combined with lowest net GHG emissions
| worst score: | 0
| meaning of worst score: | lowest net energy recovery combined with highest net GHG emissions
Scoring assumptions & rationale
Energy recovery represents the amount of energy inherent in the wastewater solids that is both captured and utilized (whether on-site or off-site)
Energy recovery values are derived from the e-Sankey diagrams for each scenario and represent the amount of energy harvested and utilized from the wastewaster/biosolids minus the amount of energy input into the process used to derive the energy. For instance, in 1X and 1Y, the thermal hydrolysis process results in greater biogas production --> more heat and electricity from CHP, but the thermal hydrolysis process uses a significant amount of the heat generated from the CHP, so that is backed out of of the recovered heat. Heat from biogas boiler and CHP that is used to heat the digesters and the buildings is considered recovered energy, but heat from the biogas boiler and CHP used to run the thermal hydrolysis unit is not considered recovered energy.
1X: AnaDig + CHP, Prtmt, LandApp
Energy captured and utilized from wastewater solids
Electricity | data from e-Sankey diagrams
6940 | kWh/d from CHP back to plant
432 | kWh/d used in pre-dewatering for thermal hydrolysis (this step does not occur if thermal hydrolysis is not in place)
89 | kWh/d used in thermal hydrolysis
465 | kWh/d used for anaerobic digestion
650 | kWh/d used for dewatering
5304 | kWh/d net electricity utilized from wastewater solids
Heat | data from e-Sankey diagrams
27072 | MJ/d heat generated from CHP
6016 | MJ/d heat generated from boiler running off of biogas
5000 | MJ/d heat from CHP/boiler used for building heat
8080 | MJ/d used to heat anaerobic digesters
19165 | MJ/d used for thermal hydrolysis process
843 | MJ/d heat lost to the atmosphere
5000 | MJ/d net heat utilized from wastewater solids
1Y: AnaDig + CHP, Prtmt, Landfill
Energy captured and utilized from wastewater solids
Electricity | data from e-Sankey diagrams
6940 | kWh/d from CHP back to plant
432 | kWh/d used in pre-dewatering for thermal hydrolysis (this step does not occur if thermal hydrolysis is not in place)
89 | kWh/d used in thermal hydrolysis
465 | kWh/d used for anaerobic digestion
650 | kWh/d used for dewatering
5304 | kWh/d net electricity utilized from wastewater solids
Heat | data from e-Sankey diagrams
27072 | MJ/d heat generated from CHP
6016 | MJ/d heat generated from boiler running off of biogas
5000 | MJ/d heat from CHP/boiler used for building heat
8080 | MJ/d used to heat anaerobic digesters
19165 | MJ/d used for thermal hydrolysis process
843 | MJ/d heat lost to the atmosphere
5000 | MJ/d net heat utilized from wastewater solids
2X: AnaDig + CHP, Codig, LandApp
Energy captured and utilized from wastewater solids
Electricity | data from e-Sankey diagrams
6860 | kWh/d from CHP back to plant
290 | kWh/d used in FOG receiving
1575 | kWh/d used for anaerobic digestion
89 | kWh/d used for dewatering
4906 | kWh/d net electricity utilized from wastewater solids
Heat | data from e-Sankey diagrams
29680 | MJ/d heat generated from CHP
0 | MJ/d heat generated from boiler running off of biogas
5000 | MJ/d heat from CHP/boiler used for building heat
22400 | MJ/d used to heat anaerobic digesters
2280 | MJ/d heat lost to the atmosphere
5000 | MJ/d net heat utilized from wastewater solids
2Y: AnaDig + CHP, Codig, Landfill
Energy captured and utilized from wastewater solids
Electricity | data from e-Sankey diagrams
6860 | kWh/d from CHP back to plant
290 | kWh/d used in FOG receiving
1575 | kWh/d used for anaerobic digestion
89 | kWh/d used for dewatering
4906 | kWh/d net electricity utilized from wastewater solids
Heat | data from e-Sankey diagrams
29680 | MJ/d heat generated from CHP
0 | MJ/d heat generated from boiler running off of biogas
5000 | MJ/d heat from CHP/boiler used for building heat
22400 | MJ/d used to heat anaerobic digesters
2280 | MJ/d heat lost to the atmosphere
5000 | MJ/d net heat utilized from wastewater solids
3Y: Incin, Landfill
Energy captured and utilized from wastewater solids
Electricity | data from e-Sankey diagrams
1759 | kWh/d from waste heat steam turbine back to plant
1339 | kWh/d used to run the FBI
420 | kWh/d net electricity utilized from wastewater solids - as per C Polo 9-15-14 electricity recovery does not change with increase in solids to 25%
Heat | data from e-Sankey diagrams
0 | MJ/d heat recovered from FBI utilized for plant operations
19659 | MJ/d natural gas used to run the FBI - from updated FBI for 25% from C Polo 9-15-14
-19659 | MJ/d net heat utilized from wastewater solids
4Y: Gasif, Landfill
Energy captured and utilized from wastewater solids
Electricity | data from e-Sankey diagrams
0 | no electricity recovered
1330 | kWh/d to run the thermal drying process and gasifier
0
-1330 | kWh/d net electricity utilized from wastewater solids
Heat | data from e-Sankey diagrams
67006 | MJ/d heat recovered from gasification process utilized for plant operations used to run dryer. Modified 9-15-14
1329 | MJ/d supplemental heat from natural gas used in gasification - does not change with increase in solids content going to dryer
2050 | MJ/d supplemental heat from natural gas used to run the dryer. Modified 9-15-14
2557 | MJ/d excess heat from gasification used for building heat - from C Polo calculation 9-15-14 using high quality excess heat from gasification to help run boiler for building heat
-822 | MJ/d net heat utilized from wastewater solids

## Env - RC - Water Conservation
Water Conservation
| 1X: AnaDig + CHP, Prtmt, LandApp | 1Y: AnaDig + CHP, Prtmt, Landfill | 2X: AnaDig + CHP, Codig, LandApp | 2Y: AnaDig + CHP, Codig, Landfill | 3Y: Incin, Landfill | 4Y: Gasif, Landfill | Custom Scenario
Mass of Biosolids Applied (Mg-dry/year) | 1569.05 | 0 | 2091.2389 | 0 | 0 | 0
Mass of Biosolids Compost Applied (Mg-dry/year) | 0 | 0 | 0 | 0 | 0 | 0 |  | max | min | range
total Water Conserved (gallons/year) | 2135163.2781 | 0 | 2845757.8733 | 0 | 0 | 0 |  | 2845757.8733 | 0 | 2845757.8733
% of max | 75.03% | 0% | 100% | 0% | 0% | 0%
0-5 | 3.7515 | 0 | 5 | 0 | 0 | 0
Scoring system: | quantitative, cardinal, empirical measurements based on typical water conserved in soils, based on research
normalization: | none
range of possible scores: | 0.0 - 5.0
best score: | 5
meaning of best score: | largest amount of water conserved in soils
worst score: | 0
meaning of worst score: | no water conserved in soils
Scoring assumptions & rationale
| 1 | ton | = | 0.9072 | Mg
1500 | gallons of irrigation water saved per ton of biosolids applied (Dr. Brown data)
1360.8 | gallons of water holding capacity increase per Mg of biosolids applied (Dr. Brown data)
5200 | gallons of water holding capacity increase per ton of biosolids compost applied (Dr. Brown data)
4717.44 | gallons of water holding capacity increase per Mg of biosolids compost applied (Dr. Brown data)
Amount of biosolids added to soil | lb/day TSS - GPS-X | Mg/day TSS
1X: AnaDig + CHP, Prtmt, LandApp | 9477 | 4.2988
1Y: AnaDig + CHP, Prtmt, Landfill | 0 | 0
2X: AnaDig + CHP, Codig, LandApp | 12631 | 5.7294
2Y: AnaDig + CHP, Codig, Landfill | 0 | 0
3Y: Incin, Landfill | 0 | 0
4Y: Gasif, Landfill | 0 | 0
Amount of biosolids compost added to soil | Mg/day TSS
1X: AnaDig + CHP, Prtmt, LandApp | 0
1Y: AnaDig + CHP, Prtmt, Landfill | 0
2X: AnaDig + CHP, Codig, LandApp | 0
2Y: AnaDig + CHP, Codig, Landfill | 0
3Y: Incin, Landfill | 0
4Y: Gasif, Landfill | 0

## Env - Land Impacts
Land Impacts
Scenario | score | scoring assumptions & rationale
1X: AnaDig + CHP, Prtmt, LandApp | 2.5 | Assuming no loss of land to new construction. Assuming 100% to agricultural land --> no loss, but no gain. Agricultural land stays in production, application rate provides for sustainable use for the long-term. No difference relative to future use of the agricultural land compared to other agricultural methods
1Y: AnaDig + CHP, Prtmt, Landfill | 2.5 | Assuming no loss of land to new construction. Assuming biosolids cake will be going to existing landfill --> no loss, but no gain.
2X: AnaDig + CHP, Codig, LandApp | 2.5 | Assuming no loss of land to new construction. Assuming 100% to agricultural land --> no loss, but no gain. Agricultural land stays in production, application rate provides for sustainable use for the long-term. No difference relative to future use of the agricultural land compared to other agricultural methods
2Y: AnaDig + CHP, Codig, Landfill | 2.5 | Assuming no loss of land to new construction. Assuming biosolids cake will be going to existing landfill --> no loss, but no gain.
3Y: Incin, Landfill | 2.5 | Assuming no loss of land to new construction. Assuming ash will be going to existing landfill --> no loss, but no gain.
4Y: Gasif, Landfill | 2.5 | Assuming no loss of land to new construction. Assuming ash will be going to existing landfill --> no loss, but no gain.
Custom Scenario
Scoring system: | qualitative, subjective
normalization: | none
range of possible scores: | 0.0 - 5.0
best score: | 5
meaning of best score: | high net increase of productive land; sustainable future land use is increased
worst score: | 0
meaning of worst score: | high net decrease of productive land; sustainable future land use is reduced

## Env - Air Impacts
Air Impacts
Subcriteria Weighting |  | 1X: AnaDig + CHP, Prtmt, LandApp | 1Y: AnaDig + CHP, Prtmt, Landfill | 2X: AnaDig + CHP, Codig, LandApp | 2Y: AnaDig + CHP, Codig, Landfill | 3Y: Incin, Landfill | 4Y: Gasif, Landfill | Custom Scenario
Mg/yr
70% | NOx (Mg/year) | 9.965 | 9.965 | 9.8246 | 9.8246 | 2.1548 | 1.512
15% | SOx (Mg/year) | 0.0069178 | 0.0069178 | 0.0068204 | 0.0068204 | 0.1 | 0
15% | Particulate Matter | 0.00090708 | 0.00090708 | 0.00089431 | 0.00089431 | 0.36642 | 0.38556
| NOx % of max | 100% | 100% | 98.59% | 98.59% | 21.62% | 15.17% | 0%
| NOx score (0-5, corrected) | 0 | 0 | 0.070423 | 0.070423 | 3.9188 | 4.2413
| SOx % of max | 6.918% | 6.918% | 6.82% | 6.82% | 100% | 0% | 0%
| SOx score (0-5, corrected) | 4.6541 | 4.6541 | 4.659 | 4.659 | 0 | 5 |  |  | 1.4464 | 5
| Particulate Matter % of max | 0.2353% | 0.2353% | 0.232% | 0.232% | 95.03% | 100% | 0% |  | 1.4464 | 5
| Particulate Matter score (0-5, corrected) | 4.9882 | 4.9882 | 4.9884 | 4.9884 | 0.24825 | 0 |  |  | 1.4964 | 3
| Weighted Score | 1.4464 | 1.4464 | 1.4964 | 1.4964 | 2.7804 | 3.7189 |  |  | 1.4964 | 3
|  | 5 | 5 | 3 | 3 | 2 | 1 |  |  | 2.7804 | 2
| Scoring system: | quantitative, cardinal, empirical measurements of typical NOx, SOx, and particulate matter (PM) emissions, based on research and experience | [7 empty] | 3.7189 | 1
| normalization: | each type of emission is rated 0-5, based on inverse of percent of maximum emissions (in Mg/year), the final score (0-5) is based on weighting the results of each individual score and summing the three scores
| range of possible scores: | 0.0 - 5.0
| best score: | 5
| meaning of best score: | lowest total air emissions / impacts
| worst score: | 0
| meaning of worst score: | highest total air emissions / impacts
Scoring assumptions & rationale
1 | ton = | 0.9072 | Mg
CHP (Internal Combustion Engine)
assuming no emissions control on the CHP engine
0.707 | kg/m3 CH4 at std temp pressure (EPA via BEAM references)
35380 | Btu/m3 CH4
0.847 | lb Nox/MMBtu - <90% load for 4-stroke lean-burn engines from epa emissions factors for natural gas powered engines
0.000588 | lb SO2/MMBtu - for 4-stroke lean-burn engines from epa emissions factors for natural gas powered engines
7.71e-05 | lb PM10(filterable)/MMBtu - for 4-stroke lean-burn engines from epa emissions factors for natural gas powered engines
alternative data for NOx emissions from CHP engines
0.015 | lb Nox/MMBtu - low end of range for int. combustion engines (lean burn) from CHP guidance for EPA by Brown and Caldwell
0.87 | lb Nox/MMBtu - high end of range for int. combustion engines (lean burn) from CHP guidance for EPA by Brown and Caldwell
0.4425 | lb Nox/MMBtu - average of range for int. combustion engines (lean burn) from CHP guidance for EPA by Brown and Caldwell
|  | 1X: AnaDig + CHP, Prtmt, LandApp | 1Y: AnaDig + CHP, Prtmt, Landfill | 2X: AnaDig + CHP, Codig, LandApp | 2Y: AnaDig + CHP, Codig, Landfill
|  | 1420 | 1420 | 1400 | 1400 | kg CH4/day | from GPS-X output GHG Outputs worksheet
|  | 71.0603 | 71.0603 | 70.0594 | 70.0594 | MMBtu/day
|  | 9.965 | 9.965 | 9.8246 | 9.8246 | Mg/year - NOx
|  | 0.0069178 | 0.0069178 | 0.0068204 | 0.0068204 | Mg/year - SO2
|  | 0.00090708 | 0.00090708 | 0.00089431 | 0.00089431 | Mg/year - PM | condensable particulate matter (PM)
|  | 0.17648 | 0.17648 | 0.17399 | 0.17399 | Mg/year - NOx | low end of range for int. combustion engines (lean burn) from CHP guidance for EPA by Brown and Caldwell
|  | 10.2356 | 10.2356 | 10.0914 | 10.0914 | Mg/year - NOx | high end of range for int. combustion engines (lean burn) from CHP guidance for EPA by Brown and Caldwell
|  | 5.206 | 5.206 | 5.1327 | 5.1327 | Mg/year - NOx | average of range for int. combustion engines (lean burn) from CHP guidance for EPA by Brown and Caldwell
Incineration Emissions (Fluidized Bed Incinerator)
3Y: Incin, Landfill
104571 | Nm3/day - Flue Gas Flow | Terry Goss via 8-2-13 email
NOx emissions
30 | ppmvd - NOx | based on SSI MACT limits as per Ajay K. | [6 empty] | Table 4-1. ACTUAL BASELINE EMISSIONS (based on average feed rates) EPA emissions data from incinerators (spreadsheet provided by C. Polo) gives a NOx air concentration of 56.05 ppmvd
46.01 | molectular weight of NOx
0.0409 | conversion (from ppmvd -> mg/m3)
56.4539 | mg/m3 - NOx
5.9034 | kg/day
2.1548 | Mg/yr
SOx emissions
1 | ppmvd - SOx | from Table 4-1. ACTUAL BASELINE EMISSIONS (based on average feed rates) EPA emissions data from incinerators (spreadsheet provided by C. Polo)
64.06 | molectular weight
2.62 | mg/m3
0.27398 | kg/day
0.1 | Mg/yr
Particulate Matter emissions
9.6 | mg/dscm | based on SSI MACT limits as per Ajay K. | [6 empty] | Table 4-1. ACTUAL BASELINE EMISSIONS (based on average feed rates) EPA emissions data from incinerators (spreadsheet provided by C. Polo) gives a filterable PM concentration of 11.59 mg/dcsm
1.0039 | kg/day
0.36642 | Mg/yr
Gasification Emissions
4Y: Gasif, Landfill
based on reported emissions from Sanford, FL MaxWest gasification system - adjusted to anticipated cake tonnage in scenario 3Y
Sanford data
1000 | #/hour feed rate
100% | of the time running
90% | solids
3942 | dry tons per year
1.8144 | Mg/year - NOx | reported by MaxWest
0 | Mg/year - SOx | reported by MaxWest
0.46267 | Mg/year - PM | reported by MaxWest
Scenario 3Y data
9 | dry tons per day of sludge | to dryer and then to gasifier from mass balance worksheet for GPS-X output of scenario 3Y
3285 | dry tons per year
0.83333 | corrections factor | Sanford data to Scenario 3Y based on difference in dry tons per year --> gasifier
1.512 | Mg/year - NOx
0 | Mg/year - SOx
0.38556 | Mg/year - PM
|  | MaxWest emissions data - Sanford, FL |  | via T. Goss email 8-2-13
|  | Pollutant | Emissions levels @ 7% O2 feed rate of 1000 lbs/hr
|  | SO2 | 0
|  | Nox | 2 TPY
|  | VOC | .44 TPY
|  | CO | 1.29 TPY
|  | PM | .51 TPY
|  | HCL | .048 TPY
|  | Hg | 1 lb/yr

## Env - Water Impacts
Water Impacts
Scenario | score* | scoring assumptions & rationale
1X: AnaDig + CHP, Prtmt, LandApp | 2.5 | No site specific criteria --> each scenario will rank the same.
1Y: AnaDig + CHP, Prtmt, Landfill | 2.5 | No site specific criteria --> each scenario will rank the same.
2X: AnaDig + CHP, Codig, LandApp | 2.5 | No site specific criteria --> each scenario will rank the same.
2Y: AnaDig + CHP, Codig, Landfill | 2.5 | No site specific criteria --> each scenario will rank the same.
3Y: Incin, Landfill | 2.5 | No site specific criteria --> each scenario will rank the same.
4Y: Gasif, Landfill | 2.5 | No site specific criteria --> each scenario will rank the same.
Custom Scenario
This impact would be different between scenarios if we had site specific conditions, such as already enriched soils that are causing water quality problems, aquifer quality issues impacted by landfil leachate, etc.
* Scoring system: |  | qualitative, subjective
| normalization: | none
| range of possible scores: | 0.0 - 5.0
| best score: | 5
| meaning of best score: | no net negative impact to water quality potentially affected by biosolids management scenario
| worst score: | 0
| meaning of worst score: | large net negative impact to water quality potentially affected by biosolids management scenario

## Env - Regulatory Flexibility
Regulatory Flexibility
Scenario | score* | Rank | scoring assumptions & rationale
1X: AnaDig + CHP, Prtmt, LandApp | 4 | 1 | Class A land application --> better suited for future regulatory changes than Class B
1Y: AnaDig + CHP, Prtmt, Landfill | 3 | 2 | Potential organics bans and limits related to methane emissions from landfilling organic wastes
2X: AnaDig + CHP, Codig, LandApp | 2.5 | 4 | Class B --> more risky related to future regulatory restrictions
2Y: AnaDig + CHP, Codig, Landfill | 2.5 | 4 | Potential organics bans and limits related to methane emissions from landfilling organic wastes - no difference in benefit between Class A from Class B when landfilling
3Y: Incin, Landfill | 3 | 2 | Track record with regulations has been good and would be landfilling an inorganic ash --> Incineration could have issues if and when GHG emissions are taken seriously (especially nitrous oxide, N20).
4Y: Gasif, Landfill | 2 | 6 | Not a proven track record with the technology at this time; hard to determine future regulatory restrictions as the use of this technology increases; on landfill end --> no different than landfilling incinerator ash (it is an inorganic material --> no methane generation)
Custom Scenario |  | #N/A
* Scoring system: |  |  | qualitative, subjective
| normalization: |  | none
| range of possible scores: |  | 0.0 - 5.0
| best score: |  | 5
| meaning of best score: |  | greatest flexibility with regards to current and anticipated future regulations
| worst score: |  | 0
| meaning of worst score: |  | least flexibility with regards to current and anticipated future regulations

## Soc - Nuisance
Nuisance Issues
| 1X: AnaDig + CHP, Prtmt, LandApp | 1Y: AnaDig + CHP, Prtmt, Landfill | 2X: AnaDig + CHP, Codig, LandApp | 1Y: AnaDig + CHP, Prtmt, Landfill | 3Y: Incin, Landfill | 4Y: Gasif, Landfill | 2X: AnaDig + CHP, Codig, LandApp | 1Y: AnaDig + CHP, Prtmt, Landfill | 2X: AnaDig + CHP, Codig, LandApp | 2Y: AnaDig + CHP, Codig, Landfill | 3Y: Incin, Landfill | 4Y: Gasif, Landfill | 3Y: Incin, Landfill | 1Y: AnaDig + CHP, Prtmt, Landfill | 2X: AnaDig + CHP, Codig, LandApp | 4Y: Gasif, Landfill | 3Y: Incin, Landfill | 4Y: Gasif, Landfill | Custom Scenario
| AD/CHP | Class A/B Land App | Averaged / Data | AD/CHP | Class A/B Landfill | Averaged / Data | AD/CHP | Class A/B Land App | Averaged / Data | AD/CHP | Class A/B Landfill | Averaged / Data |  |  | Averaged / Data |  |  | Averaged / Data
Odor | 5 | 3 | 4 | 5 | 4 | 4.5 | 4 | 2 | 3 | 4 | 3 | 3.5 |  |  | 5 |  |  | 5
Dust | 5 | 4 | 4.5 | 5 | 5 | 5 | 5 | 4 | 4.5 | 5 | 5 | 5 |  |  | 5 |  |  | 5
Visual | 4 | 2 | 3 | 4 | 3 | 3.5 | 4 | 2 | 3 | 4 | 3 | 3.5 |  |  | 2 |  |  | 2
Traffic (truckloads per year*) |  |  | 210 |  |  | 210 |  |  | 830 |  |  | 830 |  |  | 42 |  |  | 42
Traffic normalized (% of max) |  |  | 25.3% |  |  | 25.3% |  |  | 100% |  |  | 100% |  |  | 5.06% |  |  | 5.06%
Traffic score (0-5, corrected) |  |  | 3.7349 |  |  | 3.7349 |  |  | 0 |  |  | 0 |  |  | 4.747 |  |  | 4.747
Scoring system:
normalization: | none for odors, dust, & visual; percent of maximum (corrected to inverse) for traffic
range of possible scores: | 0.0 - 5.0
best score: | 5
meaning of best score (odor, dust, visual): | minmal or no nuisance expected, based on experiences at similar operations
meaning of best score (traffic): | fewest truckloads of final solids leaving facility
worst score: | 0
meaning of worst score (odor, dust, visual): | maximum nuisance potential, based on experiences at similar operations
meaning of worst score (traffic): | most truckloads of final solids leaving facility
*Truckloads per year are derived from BEAModel generated for Environmental criteria using data from GPS-X modeling for each configuration.

## Soc - Workplace
Workplace Conditions
Scenario | AD/CHP | Class A or B | Averaged score | scoring assumptions & rationale
1X: AnaDig + CHP, Prtmt, LandApp | 4 | 4 | 4 | Anaerobic digestion is contained,making for a fairly comfortable workplace; land application sites are generally outdoor, pleasant workplaces
1Y: AnaDig + CHP, Prtmt, Landfill | 4 | 3 | 3.5 | Landfill is a less pleasing workplace than land application site
2X: AnaDig + CHP, Codig, LandApp | 3.5 | 4 | 3.75 | Some potential for increased odor & mess in operations when taking in outside waste
2Y: AnaDig + CHP, Codig, Landfill | 3.5 | 3 | 3.25 | Some potential for increased odor & mess in operations when taking in outside waste; landfill is a less pleasing workplace than land application site
3Y: Incin, Landfill |  |  | 3 | Incinerator has potential for odors, dust, and noise - less pleasant work conditions; landfill is a less pleasing workplace than land application site
4Y: Gasif, Landfill |  |  | 3 | Gasification has potential for odors, dust, and noise - less pleasant work conditions;landfill is a less pleasing workplace than land application site
Custom Scenario
Scoring system: | qualitative, subjective
normalization: | none
range of possible scores: | 0.0 - 5.0
best score: | 5
meaning of best score: | Workplace conditions are very safe and pleasant for employees.
worst score: | 0
meaning of worst score: | Workplace conditions are very unpleasant for employees due to dust, noise, odors in the work environment.

## Soc - Public
Public Engagement
Scenario | AD/CHP | Class A or B | Averaged score | scoring assumptions & rationale
1X: AnaDig + CHP, Prtmt, LandApp | 2 | 3 | 2.5 | Anaerobic digestion can be operated at a WRRF without requiring much interaction with outside parties; but CHP involves some minimal interaction with an electric utility, at the least. On the other hand, land application requires considerable interaction with the public: farmers, neighbors, communities.
1Y: AnaDig + CHP, Prtmt, Landfill | 2 | 1 | 1.5 | Anaerobic digestion can be operated at a WRRF without requiring much interaction with outside parties; but CHP involves some minimal interaction with an electric utility, at the least. Landfill disposal requires some interaction with the landfill operators.
2X: AnaDig + CHP, Codig, LandApp | 4 | 3 | 3.5 | Additional stakeholders become involved, and there is more pressure for public interaction, when outside waste is brought into the treatment facility. Combined with land application, this configuration requires quite a bit of engagement with various stakeholders.
2Y: AnaDig + CHP, Codig, Landfill | 4 | 2 | 3 | Additional stakeholders become involved, and there is more pressure for public interaction, when outside waste is brought into the treatment facility. As noted above, landfill disposal involves minimal engagement with the landfill operators.
3Y: Incin, Landfill |  |  | 1 | If incineration or gasification are conducted on site at a wastewater facility, there is little pressure (other than odors or visible emissions, which are unlikely) for the biosolids program managers to engage with the public.
4Y: Gasif, Landfill |  |  | 1 | If incineration or gasification are conducted on site at a wastewater facility, there is little pressure (other than odors or visible emissions, which are unlikely) for the biosolids program managers to engage with the public.
Custom Scenario
Scoring system: | qualitative, subjective |  | qualitative, subjective
normalization: | none | none
range of possible scores: | 0.0 - 5.0 | 0.0 - 5.0
best score: | 5 | 5
meaning of best score: | The biosolids management technologies and processes used require extensive engagement with customers, neighbors, the media, and the broader public (for example, a compost product requires public engagement to make the biosolids end use successful).
worst score: | 0 | 0
meaning of worst score: | The biosolids management program technologies and processes require no public engagement (for example, landfill disposal on the wastewater facility site reuires no public engagement (unless odor issues are possible), because the entire treatment and disposal is out of public sight.

## Assumptions
|  |  | Client | Water & Environment Research Foundation
|  |  | Project | ENER1C12
ASSUMPTIONS
[5 empty] | Units | Value |  |  |  | 2014 | 2015 | 2016 | 2017 | 2018 | 2019 | 2020 | 2021 | 2022 | 2023 | 2024 | 2025 | 2026 | 2027 | 2028 | 2029 | 2030 | 2031 | 2032 | 2033 | 2034 | 2035 | 2036 | 2037 | 2038 | 2039 | 2040 | 2041 | 2042 | 2043
|  |  | GENERAL ASSUMPTIONS | [6 empty] | 2014 | 2015 | 2016 | 2017 | 2018 | 2019 | 2020 | 2021 | 2022 | 2023 | 2024 | 2025 | 2026 | 2027 | 2028 | 2029 | 2030 | 2031 | 2032 | 2033 | 2034 | 2035 | 2036 | 2037 | 2038 | 2039 | 2040 | 2041 | 2042 | 2043
|  |  | Analysis Start Year |  | [Year] | 2014
|  |  | Project In-Service Year |  | [Year] | 2014
|  |  | Input Costs Base Yr |  | [Year] | 2013
|  |  | Analysis Period |  | [Years] | 20
|  |  | Discount Rate |  | [%] | 6%
|  |  | CapEx Escalation |  | [%] | 3%
|  |  | O&M Escalation (Material/General) |  | [%] | 2%
|  |  | Labor Escalation |  | [%] | 2%
|  |  | Plant Size |  | [MGD] | 10
|  |  | Unit Labor Costs |  | [2013 US$] | 35
|  |  | Use GHG Cost |  |  | Off
Imported Electricity Costs
|  |  | Electric Escalation |  | [%] | 4% |  | 2012 | 2013 | 2014 | 2015 | 2016 | 2017 | 2018 | 2019 | 2020 | 2021 | 2022 | 2023 | 2024 | 2025 | 2026 | 2027 | 2028 | 2029 | 2030 | 2031 | 2032 | 2033 | 2034 | 2035 | 2036 | 2037 | 2038 | 2039 | 2040 | 2041 | 2042 | 2043
|  |  | Cost of Electricity |  | [2011 cents/kWh] |  |  |  |  | 0.061904 | 0.061573 | 0.061022 | 0.062672 | 0.063587 | 0.064088 | 0.063897 | 0.063874 | 0.064331 | 0.064697 | 0.065135 | 0.06537 | 0.065449 | 0.065764 | 0.066065 | 0.066421 | 0.066911 | 0.067306 | 0.067786 | 0.06834 | 0.068939 | 0.069703 | 0.070953 | 0.072553 | 0.073941 | 0.075294 | 0.076731 | 0.077604 | 0.00078921 | 8.026e-06
|  |  | Cost of Electricity Base Year |  | [Year] | 2011
Forecasts
|  |  | Usage Cost of Electricity Forecast |  | [Nominal $/kWh] |  |  |  |  | 0.064582 | 0.064984 | 0.067786 | 0.069819 | 0.071504 | 0.072419 | 0.073597 | 0.07541 | 0.077216 | 0.079146 | 0.080861 | 0.082418 | 0.084321 | 0.086243 | 0.088294 | 0.090591 | 0.092811 | 0.095219 | 0.097768 | 0.10043 | 0.10338 | 0.10714 | 0.11153 | 0.1157 | 0.11992 | 0.12437 | 0.12799 | 0.1308 | 0.13368 | 0.13662
|  |  | Usage Cost of Natural Gas Forecast |  | [Nominal $/GJ] |  |  |  |  | 4.3492 | 4.4637 | 4.9882 | 5.274 | 5.627 | 5.8541 | 6.0384 | 6.2668 | 6.5922 | 6.9223 | 7.1632 | 7.3415 | 7.6021 | 7.7885 | 8.0592 | 8.3232 | 8.5754 | 8.8889 | 9.1809 | 9.5488 | 10.0775 | 10.6552 | 11.383 | 12.0926 | 12.8296 | 13.2721 | 13.8822 | 14.4236 | 14.9861 | 15.5705
Natural Gas Costs
|  |  | Cost of Natural Gas Scenario |  |  | 2 |  |  |  | 4.5922 | 4.7131 | 5.2669 | 5.5687 | 5.9413 | 6.1811 | 6.3758 | 6.6169 | 6.9605 | 7.3091 | 7.5634 | 7.7517 | 8.0269 | 8.2236 | 8.5094 | 8.7882 | 9.0545 | 9.3855 | 9.6939 | 10.0823 | 10.6406 | 11.2505 | 12.019 | 12.7682 | 13.5463 | 14.0136 | 14.6578 | 15.2294 | 15.8234 | 16.4405
|  |  | Natural Gas Price Escalation |  | [%] | 3.9%
|  |  | Cost of Natural Gas Base Year |  | [Year] | 2011
|  |  | Conversion Factor to $/GJ |  |  | 1.0559
|  |  | Scenarios |  |  |  |  | 2012 | 2013 | 2014 | 2015 | 2016 | 2017 | 2018 | 2019 | 2020 | 2021 | 2022 | 2023 | 2024 | 2025 | 2026 | 2027 | 2028 | 2029 | 2030 | 2031 | 2032 | 2033 | 2034 | 2035 | 2036 | 2037 | 2038 | 2039 | 2040 | 2041 | 2042 | 2043
|  |  |  | High resource | [$/MMBTU] | 2.1% |  | 3.7215 | 4.2545 | 4.0913 | 3.9906 | 4.2699 | 4.325 | 4.4419 | 4.5249 | 4.6122 | 4.7219 | 4.8482 | 4.9958 | 5.1515 | 5.3185 | 5.42 | 5.5581 | 5.6866 | 5.8098 | 6.0706 | 6.3123 | 6.5621 | 6.7994 | 7.0719 | 7.4337 | 7.7448 | 8.0754 | 8.4379 | 8.7003 | 8.9347
|  |  |  | Reference | [$/MMBTU] | 3.9% |  | 3.8264 | 4.486 | 4.5922 | 4.7131 | 5.2669 | 5.5687 | 5.9413 | 6.1811 | 6.3758 | 6.6169 | 6.9605 | 7.3091 | 7.5634 | 7.7517 | 8.0269 | 8.2236 | 8.5094 | 8.7882 | 9.0545 | 9.3855 | 9.6939 | 10.0823 | 10.6406 | 11.2505 | 12.019 | 12.7682 | 13.5463 | 14.0136 | 14.6578
|  |  |  | GHG25 with low gas price | [$/MMBTU] | 4.7% |  | 3.725 | 4.2492 | 6.2742 | 6.2645 | 7.1642 | 7.2702 | 7.4578 | 7.5861 | 7.8229 | 8.0708 | 8.424 | 8.766 | 9.0918 | 9.4541 | 9.7315 | 10.0575 | 10.5087 | 10.9769 | 11.4682 | 11.9505 | 12.4855 | 13.0264 | 13.6214 | 14.3016 | 14.9231 | 15.6495 | 16.448 | 17.3828 | 18.3078
Electric Gas Costs
|  |  | Cost of Electricity Scenario |  |  | 2 |  |  |  | 18.9416 | 19.0597 | 19.8813 | 20.4777 | 20.9719 | 21.2402 | 21.5858 | 22.1176 | 22.6471 | 23.2134 | 23.7162 | 24.1729 | 24.7312 | 25.2949 | 25.8963 | 26.5701 | 27.2212 | 27.9274 | 28.675 | 29.455 | 30.3222 | 31.4225 | 32.7102 | 33.9354 | 35.1731 | 36.4781 | 37.5384 | 38.3643 | 39.2083 | 40.0709
|  |  | Electric Price Escalation |  |  | 2.2%
|  |  | Cost of Natural Gas Base Year |  |  | 2011
|  |  | Conversion Factor to $/kWh |  |  | 293.2972
|  |  |  | High resource | [$/MMBTU] | 1.6% |  | 18.6915 | 18.6112 | 18.5924 | 18.4249 | 19.0658 | 19.4 | 19.5743 | 19.6766 | 20.1327 | 20.7482 | 20.8894 | 21.0273 | 21.4129 | 21.846 | 22.2555 | 22.7117 | 23.1671 | 23.6267 | 24.1406 | 24.7665 | 25.38 | 26.0029 | 26.6837 | 27.4329 | 28.1838 | 28.9273 | 29.7336 | 30.5778 | 31.2726
|  |  |  | Reference | [$/MMBTU] | 2.2% |  | 18.7633 | 18.7792 | 18.9416 | 19.0597 | 19.8813 | 20.4777 | 20.9719 | 21.2402 | 21.5858 | 22.1176 | 22.6471 | 23.2134 | 23.7162 | 24.1729 | 24.7312 | 25.2949 | 25.8963 | 26.5701 | 27.2212 | 27.9274 | 28.675 | 29.455 | 30.3222 | 31.4225 | 32.7102 | 33.9354 | 35.1731 | 36.4781 | 37.5384
|  |  |  | GHG25 with low gas price | [$/MMBTU] | 3.1% |  | 18.6905 | 18.5971 | 22.0218 | 24.6478 | 26.4563 | 27.0137 | 27.143 | 27.3217 | 27.5276 | 28.0952 | 28.8098 | 29.55 | 30.2243 | 31.0288 | 31.6381 | 32.4381 | 33.2558 | 34.2872 | 35.4144 | 36.5099 | 37.7063 | 38.9904 | 40.1494 | 41.3959 | 42.6078 | 43.7675 | 45.3053 | 46.8376 | 48.5373
GHG Cost
|  |  | Starting Year |  | [Year] | 2020
|  |  | GHG Cost Escalation |  | [%] | 2%
|  |  | Starting Year Cost |  | [$/tCO2e] | 25
|  |  | GHG Costs |  | [$/tCO2e] |  |  | 0 | 0 | 0 | 0 | 0 | 0 | 0 | 0 | 0 | 0 | 0 | 0 | 0 | 0 | 0 | 0 | 0 | 0 | 0 | 0 | 0 | 0 | 0 | 0 | 0 | 0 | 0 | 0 | 0 | 0 | 0 | 0
[10 empty] | 2014 | 2015 | 2016 | 2017 | 2018 | 2019 | 2020 | 2021 | 2022 | 2023 | 2024 | 2025 | 2026 | 2027 | 2028 | 2029 | 2030 | 2031 | 2032 | 2033 | 2034 | 2035 | 2036 | 2037 | 2038 | 2039 | 2040 | 2041 | 2042 | 2043
|  |  | Project Schedule Spend Profile |  | [%] |  |  |  |  | 100% | 0% | 0% | 0% | 0% | 0% | 0% | 0% | 0% | 0% | 0% | 0% | 0% | 0% | 0% | 0% | 0% | 0% | 0% | 0% | 0% | 0% | 0% | 0% | 0% | 0% | 0% | 0% | 0% | 0%
|  |  | Default Capital Costs |  | Units | 1X- | 1Y- | 2X- | 2Y- | 2014: 3Y-; 2015: 4Y-; 2016: Custom-; 2017: Facility
[6 empty] | 1X1Y- | 1X1Y- | 2X2Y- | 2X2Y- | 2014: 3Y-; 2015: 4Y-; 2016: Custom-
1 |  |  | Anaerobic Digestion |  | [2013 USD$] | 4236000 | 4236000 | 8338000 | 8338000 | 2014: 0; 2015: 0; 2016: 8338000
1 |  |  | Ash Conveyance & Storage |  | [2013 USD$] | 0 | 0 | 0 | 0 | 2014: 350000; 2015: 963000; 2016: 963000
1 |  |  | Belt Filter Press Dewatering |  | [2013 USD$] | 2603000 | 2603000 | 2782000 | 2782000 | 2014: 0; 2015: 0; 2016: 2782000
1 |  |  | Cake Storage/Load Out |  | [2013 USD$] | 0 | 0 | 0 | 0 | 2014: 3325000; 2015: 0; 2016: 3325000
1 |  |  | Cake Storage |  | [2013 USD$] | 1338000 | 1338000 | 3325000 | 3325000 | 2014: 0; 2015: 0; 2016: 3325000
1 |  |  | CHP |  | [2013 USD$] | 741000 | 741000 | 741000 | 741000 | 2014: 0; 2015: 0; 2016: 741000
1 |  |  | Dewatering |  | [2013 USD$] | 0 | 0 | 0 | 0 | 2014: 4827000; 2015: 4827000; 2016: 4827000
1 |  |  | Drying/Gasification/Energy Recovery |  | [2013 USD$] | 0 | 0 | 0 | 0 | 2014: 0; 2015: 9970000; 2016: 9970000
1 |  |  | Energy Recovery |  | [2013 USD$] | 0 | 0 | 0 | 0 | 2014: 940000; 2015: 0; 2016: 940000
1 |  |  | Fluid Bed Incineration |  | [2013 USD$] | 0 | 0 | 0 | 0 | 2014: 4440000; 2015: 0; 2016: 4440000
1 |  |  | FOG Receiving |  | [2013 USD$] | 0 | 0 | 600000 | 600000 | 2014: 0; 2015: 0; 2016: 600000
1 |  |  | Gas Cleaning |  | [2013 USD$] | 696000 | 696000 | 696000 | 696000 | 2014: 0; 2015: 0; 2016: 696000
1 |  |  | Gravity Belt Thickener |  | [2013 USD$] | 2050000 | 2050000 | 2050000 | 2050000 | 2014: 2050000; 2015: 2050000; 2016: 2050000
1 |  |  | Gravity Thickener |  | [2013 USD$] | 1029000 | 1029000 | 1029000 | 1029000 | 2014: 1029000; 2015: 1029000; 2016: 1029000
1 |  |  | Pre-Dewatering |  | [2013 USD$] | 4064000 | 4064000 | 0 | 0 | 2014: 0; 2015: 0; 2016: 4064000
1 |  |  | Pre-Treatment (CAMBI) |  | [2013 USD$] | 5130000 | 5130000 | 0 | 0 | 2014: 0; 2015: 0; 2016: 5130000
1 |  |  | Sitework |  | [2013 USD$] | 1094000 | 1094000 | 978000 | 978000 | 2014: 848000; 2015: 942000; 2016: 978000
1 |  |  | General Requirements |  | [2013 USD$] | 2189000 | 2189000 | 1956000 | 1956000 | 2014: 1696000; 2015: 1884000; 2016: 1956000
1 |  |  | Contingencies |  | [2013 USD$] | 7551000 | 7551000 | 6749000 | 6749000 | 2014: 5852000; 2015: 6500000; 2016: 6749000
1 |  |  | Engineering, Legal & Admin |  | [2013 USD$] | 4908000 | 4908000 | 4387000 | 4387000 | 2014: 3804000; 2015: 4225000; 2016: 4387000
|  |  | Total Capital Costs |  | [2013 USD$] | 37629000 | 37629000 | 33631000 | 33631000 | 2014: 29161000; 2015: 32390000; 2016: 67290000
|  |  | Default O&M Costs |  | Units | 1X- | 1Y- | 2X- | 2Y- | 2014: 3Y-; 2015: 4Y-; 2016: Custom-; 2017: Facility
Electricity Consumption
1 | kWh- | kWh-Anaerobic Digestion | Anaerobic Digestion |  | [kWh] | 166080 | 166080 | 574880 | 574880 | 2014: 0; 2015: 0; 2016: 574880; 2017: Anaerobic Digestion
1 | kWh- | kWh-Belt Filter Press Dewatering | Belt Filter Press Dewatering |  | [kWh] | 32490 | 32490 | 32490 | 32490 | 2014: 32490; 2015: 32490; 2016: 32490; 2017: Belt Filter Press Dewatering
1 | kWh- | kWh-Cake Storage/Load Out | Cake Storage |  | [kWh] | 16430 | 16430 | 0 | 0 | 2014: 0; 2015: 0; 2016: 16430; 2017: Cake Storage/Load Out
1 | kWh- | kWh-Cake Storage | Cake Storage/Load Out |  | [kWh] | 0 | 0 | 32850 | 32850 | 2014: 32850; 2015: 0; 2016: 32850; 2017: Cake Storage
1 | kWh- | kWh-CHP | CHP |  | [kWh] | 0 | 0 | 0 | 0 | 2014: 0; 2015: 0; 2016: 0; 2017: CHP
1 | kWh- | kWh-Drying/Gasification/Energy Recovery | Drying/Gasification/Energy Recovery |  | [kWh] | 0 | 0 | 0 | 0 | 2014: 0; 2015: 485450; 2016: 485450; 2017: Drying/Gasification/Energy Recovery
1 | kWh- | kWh-Energy Recovery | Energy Recovery |  | [kWh] | 0 | 0 | 0 | 0 | 2014: 0; 2015: 0; 2016: 0; 2017: Energy Recovery
1 | kWh- | kWh-Fluid Bed Incineration | FBI (share of regional) |  | [kWh] | 0 | 0 | 0 | 0 | 2014: 0; 2015: 0; 2016: 0; 2017: Fluid Bed Incineration
1 | kWh- | kWh-FOG Receiving | FOG Receiving |  | [kWh] | 0 | 0 | 105850 | 105850 | 2014: 0; 2015: 0; 2016: 105850; 2017: FOG Receiving
1 | kWh- | kWh-Gas Cleaning | Gas Cleaning |  | [kWh] | 196010 | 196010 | 196010 | 196010 | 2014: 0; 2015: 0; 2016: 196010; 2017: Gas Cleaning
1 | kWh- | kWh-Drying/Gasification/Energy Recovery | Gasification |  | [kWh] | 0 | 0 | 0 | 0 | 2014: 0; 2015: 0; 2016: 0; 2017: Drying/Gasification/Energy Recovery
1 | kWh- | kWh-Gravity Belt Thickener | Gravity Belt Thickener |  | [kWh] | 57670 | 57670 | 57670 | 57670 | 2014: 57310; 2015: 57310; 2016: 57670; 2017: Gravity Belt Thickener
1 | kWh- | kWh-Gravity Thickener | Gravity Thickener |  | [kWh] | 8400 | 8400 | 8400 | 8400 | 2014: 9130; 2015: 9130; 2016: 8400; 2017: Gravity Thickener
1 | kWh- | kWh-Pre-Dewatering | Pre-Dewatering |  | [kWh] | 98920 | 98920 | 0 | 0 | 2014: 0; 2015: 0; 2016: 98920; 2017: Pre-Dewatering
1 | kWh- | kWh-Pre-Treatment (CAMBI) | Pre-Treatment (CAMBI) |  | [kWh] | 32850 | 32850 | 0 | 0 | 2014: 0; 2015: 0; 2016: 32850; 2017: Pre-Treatment (CAMBI)
1 |  |  | Electricity Production
1 | kWhProd- | kWhProd-CHP | Electricity Production from CHP |  | [kWh] | 2482000 | 2482000 | 2503900 | 2503900 | 2014: 0; 2015: 0; 2016: 2503900; 2017: CHP
1 | kWhProd- | kWhProd-Fluid Bed Incineration | Electricity Production |  | [kWh] | 0 | 0 | 0 | 0 | 2014: 839500; 2015: 0; 2016: 839500; 2017: Fluid Bed Incineration
1 |  |  | Net Electric Consumption (Production) |  | [kWh] | -1873150 | -1873150 | -1495750 | -1495750 | 2014: -707720; 2015: 584380
1
1 |  |  | Default O&M Costs |  | Units | 1X- | 1Y- | 2X- | 2Y- | 2014: 3Y-; 2015: 4Y-; 2016: Custom-; 2017: Facility
1 |  |  | Natural Gas
1 | NG- | NG-Anaerobic Digestion | Anaerobic Digestion |  | [MJ/yr] | 0 | 0 | 0 | 0 | 2014: 0; 2015: 0; 2016: 0; 2017: Anaerobic Digestion
1 | NG- | NG-Dewatering | To Boiler |  | [MJ/yr] | 0 | 0 | 0 | 0 | 2014: 2281250; 2015: 1230050; 2016: 1230050; 2017: Dewatering
1 | NG- | NG-Drying/Gasification/Energy Recovery | To Gasifier |  | [MJ/yr] | 0 | 0 | 0 | 0 | 2014: 0; 2015: 485450; 2016: 485450; 2017: Drying/Gasification/Energy Recovery
1 | NG- | NG-Fluid Bed Incineration | To Incinerator |  | [MJ/yr] | 0 | 0 | 0 | 0 | 2014: 7175540; 2015: 0; 2016: 7175540; 2017: Fluid Bed Incineration
1 | NG- | NG-Drying/Gasification/Energy Recovery | To Thermal Dryer |  | [MJ/yr] | 0 | 0 | 0 | 0 | 2014: 0; 2015: 748250; 2016: 748250; 2017: Drying/Gasification/Energy Recovery
1 |  |  | Net Natural Gas Consumption (Production) |  | [MJ/yr] | 0 | 0 | 0 | 0 | 2014: 9456790; 2015: 2463750
1 |  |  | Default O&M Costs |  | Units | 1X- | 1Y- | 2X- | 2Y- | 2014: 3Y-; 2015: 4Y-; 2016: Custom-; 2017: Facility
1 |  |  | Labor
1 | Hrs- | Hrs-Anaerobic Digestion | Anaerobic Digestion |  | [hrs/yr] | 2555 | 2555 | 2555 | 2555 | 2014: 0; 2015: 0; 2016: 2555; 2017: Anaerobic Digestion
1 | Hrs- | Hrs-Belt Filter Press Dewatering | Belt Filter Press Dewatering |  | [hrs/yr] | 5110 | 5110 | 5110 | 5110 | 2014: 5110; 2015: 5110; 2016: 5110; 2017: Belt Filter Press Dewatering
1 | Hrs- | Hrs-Cake Storage | Cake Storage |  | [hrs/yr] | 1277.5 | 1277.5 | 0 | 0 | 2014: 0; 2015: 0; 2016: 1277.5; 2017: Cake Storage
1 | Hrs- | Hrs-Cake Storage/Load Out | Cake Storage/Load Out |  | [hrs/yr] | 0 | 0 | 1277.5 | 1277.5 | 2014: 1277.5; 2015: 0; 2016: 1277.5; 2017: Cake Storage/Load Out
1 | Hrs- | Hrs-CHP | CHP |  | [hrs/yr] | 1460 | 1460 | 1460 | 1460 | 2014: 0; 2015: 0; 2016: 1460; 2017: CHP
1 | Hrs- | Hrs-Energy Recovery | Energy Recovery |  | [hrs/yr] | 0 | 0 | 0 | 0 | 2014: 2920; 2015: 0; 2016: 2920; 2017: Energy Recovery
1 | Hrs- | Hrs-Fluid Bed Incineration | FBI |  | [hrs/yr] | 0 | 0 | 0 | 0 | 2014: 3890; 2015: 0; 2016: 3890; 2017: Fluid Bed Incineration
1 | Hrs- | Hrs-FOG Receiving | FOG Receiving |  | [hrs/yr] | 0 | 0 | 3285 | 3285 | 2014: 0; 2015: 0; 2016: 3285; 2017: FOG Receiving
1 | Hrs- | Hrs-Gas Cleaning | Gas Cleaning |  | [hrs/yr] | 1460 | 1460 | 1460 | 1460 | 2014: 0; 2015: 0; 2016: 1460; 2017: Gas Cleaning
1 | Hrs- | Hrs-Drying/Gasification/Energy Recovery | Gasification |  | [hrs/yr] | 0 | 0 | 0 | 0 | 2014: 0; 2015: 11680; 2016: 11680; 2017: Drying/Gasification/Energy Recovery
1 | Hrs- | Hrs-Gravity Belt Thickener | Gravity Belt Thickener |  | [hrs/yr] | 5110 | 5110 | 5110 | 5110 | 2014: 5110; 2015: 5110; 2016: 5110; 2017: Gravity Belt Thickener
1 | Hrs- | Hrs-Gravity Thickener | Gravity Thickener |  | [hrs/yr] | 1460 | 1460 | 1460 | 1460 | 2014: 1460; 2015: 1460; 2016: 1460; 2017: Gravity Thickener
1 | Hrs- | Hrs-Pre-Dewatering | Pre-Dewatering |  | [hrs/yr] | 5110 | 5110 | 0 | 0 | 2014: 0; 2015: 0; 2016: 5110; 2017: Pre-Dewatering
1 | Hrs- | Hrs-Pre-Treatment (CAMBI) | Pre-Treatment (CAMBI) |  | [hrs/yr] | 10220 | 10220 | 0 | 0 | 2014: 0; 2015: 0; 2016: 10220; 2017: Pre-Treatment (CAMBI)
1 |  |  | Total Labor |  | [hrs/yr] | 33762.5 | 33762.5 | 21717.5 | 21717.5 | 2014: 19767.5; 2015: 23360; 2016: 56815
1 |  |  | Default O&M Costs |  | Units | 1X- | 1Y- | 2X- | 2Y- | 2014: 3Y-; 2015: 4Y-; 2016: Custom-; 2017: Facility
1 |  |  | O&M Materials
1 | OMM- | OMM-Anaerobic Digestion | Anaerobic Digestion |  | [2013 USD$] | 55000 | 55000 | 95000 | 95000 | 2014: 0; 2015: 0; 2016: 95000; 2017: Anaerobic Digestion
1 | OMM- | OMM-Ash Conveyance & Storage | Ash Conveyance |  | [2013 USD$] | 0 | 0 | 0 | 0 | 2014: 2000; 2015: 0; 2016: 2000; 2017: Ash Conveyance & Storage
1 | OMM- | OMM-Belt Filter Press Dewatering | Belt Filter Press Dewatering |  | [2013 USD$] | 36000 | 36000 | 37000 | 37000 | 2014: 59000; 2015: 59000; 2016: 37000; 2017: Belt Filter Press Dewatering
1 | OMM- | OMM-Cake Storage | Cake Storage |  | [2013 USD$] | 27000 | 27000 | 59000 | 59000 | 2014: 0; 2015: 0; 2016: 59000; 2017: Cake Storage
1 | OMM- | OMM-Cake Storage/Load Out | Cake Storage/Load Out |  | [2013 USD$] | 0 | 0 | 0 | 0 | 2014: 59000; 2015: 0; 2016: 59000; 2017: Cake Storage/Load Out
1 | OMM- | OMM-CHP | CHP |  | [2013 USD$] | 15000 | 15000 | 15000 | 15000 | 2014: 0; 2015: 0; 2016: 15000; 2017: CHP
1 | OMM- | OMM-Energy Recovery | Energy Recovery |  | [2013 USD$] | 0 | 0 | 0 | 0 | 2014: 19000; 2015: 0; 2016: 19000; 2017: Energy Recovery
1 | OMM- | OMM-Fluid Bed Incineration | FBI |  | [2013 USD$] | 0 | 0 | 0 | 0 | 2014: 60000; 2015: 0; 2016: 60000; 2017: Fluid Bed Incineration
1 | OMM- | OMM-FOG Receiving | FOG Receiving |  | [2013 USD$] | 0 | 0 | 12000 | 12000 | 2014: 0; 2015: 0; 2016: 12000; 2017: FOG Receiving
1 | OMM- | OMM-Gas Cleaning | Gas Cleaning |  | [2013 USD$] | 13000 | 13000 | 13000 | 13000 | 2014: 0; 2015: 0; 2016: 13000; 2017: Gas Cleaning
1 | OMM- | OMM-Drying/Gasification/Energy Recovery | Gasification |  | [2013 USD$] | 0 | 0 | 0 | 0 | 2014: 0; 2015: 130000; 2016: 130000; 2017: Drying/Gasification/Energy Recovery
1 | OMM- | OMM-Gravity Belt Thickener | Gravity Belt Thickener |  | [2013 USD$] | 25000 | 25000 | 25000 | 25000 | 2014: 25000; 2015: 25000; 2016: 25000; 2017: Gravity Belt Thickener
1 | OMM- | OMM-Gravity Thickener | Gravity Thickener |  | [2013 USD$] | 10000 | 10000 | 10000 | 10000 | 2014: 10000; 2015: 10000; 2016: 10000; 2017: Gravity Thickener
1 | OMM- | OMM-Pre-Dewatering | Pre-Dewatering |  | [2013 USD$] | 59000 | 59000 | 0 | 0 | 2014: 0; 2015: 0; 2016: 59000; 2017: Pre-Dewatering
1 | OMM- | OMM-Pre-Treatment (CAMBI) | Pre-Treatment (CAMBI) |  | [2013 USD$] | 91000 | 91000 | 0 | 0 | 2014: 0; 2015: 0; 2016: 91000; 2017: Pre-Treatment (CAMBI)
1 |  |  | Total Material |  | [2013 USD$] | 331000 | 331000 | 266000 | 266000 | 2014: 234000; 2015: 224000
1 |  |  | Default O&M Costs |  | Units | 1X- | 1Y- | 2X- | 2Y- | 2014: 3Y-; 2015: 4Y-; 2016: Custom-; 2017: Facility
1 |  |  | O&M Chemicals
1 | Chem- | Chem-Belt Filter Press Dewatering | Belt Filter Press Dewatering |  | [2013 USD$] | 91000 | 91000 | 101000 | 101000 | 2014: 142000; 2015: 131000; 2016: 101000; 2017: Belt Filter Press Dewatering
1 | Chem- | Chem-Fluid Bed Incineration | FBI |  | [2013 USD$] | 0 | 0 | 0 | 0 | 2014: 28000; 2015: 0; 2016: 28000; 2017: Fluid Bed Incineration
1 | Chem- | Chem-Gravity Belt Thickener | Gravity Belt Thickener |  | [2013 USD$] | 28000 | 28000 | 30000 | 30000 | 2014: 25000; 2015: 25000; 2016: 30000; 2017: Gravity Belt Thickener
1 | Chem- | Chem-General O&M | Odor Control Chemicals |  | [2013 USD$] | 120000 | 120000 | 132000 | 132000 | 2014: 127000; 2015: 0; 2016: 132000; 2017: General O&M
1 | Chem- | Chem-Pre-Dewatering | Pre-Dewatering |  | [2013 USD$] | 108000 | 108000 | 0 | 0 | 2014: 0; 2015: 0; 2016: 108000; 2017: Pre-Dewatering
1 | Chem- | Chem-Pre-Treatment (CAMBI) | Pre-Treatment (CAMBI) |  | [2013 USD$] | 12000 | 12000 | 0 | 0 | 2014: 0; 2015: 0; 2016: 12000; 2017: Pre-Treatment (CAMBI)
1 |  |  | Total Material |  |  | 359000 | 359000 | 263000 | 263000 | 2014: 322000; 2015: 156000; 2016: 411000
1 |  |  | Default O&M Costs |  | Units | 1X- | 1Y- | 2X- | 2Y- | 2014: 3Y-; 2015: 4Y-; 2016: Custom-; 2017: Facility
1 |  |  | Reuse and Disposal Costs
1 | Dispo- | Dispo-Ash Conveyance & Storage | Ash Cleanout |  | [2013 USD$] | 0 | 0 | 0 | 0 | 2014: 29000; 2015: 35000; 2016: 29000; 2017: Ash Conveyance & Storage
1 | Dispo- | Dispo-Ash Conveyance & Storage | Ash Disposal |  | [2013 USD$] | 0 | 0 | 0 | 0 | 2014: 71000; 2015: 87000; 2016: 71000; 2017: Ash Conveyance & Storage
1 | Dispo- | Dispo-Fluid Bed Incineration | Dewatered Solids Hauling to Regional FBI |  | [2013 USD$] | 0 | 0 | 0 | 0 | 2014: 246000; 2015: 0; 2016: 246000; 2017: Fluid Bed Incineration
1 | Dispo- | Dispo-Fluid Bed Incineration | Spent Carbon Disposal |  | [2013 USD$] | 0 | 0 | 0 | 0 | 2014: 1000; 2015: 0; 2016: 1000; 2017: Fluid Bed Incineration
1 | Dispo- | Dispo-Gas Cleaning | Gas Cleaning Spent Media Disposal |  | [2013 USD$] | 30000 | 30000 | 0 | 0 | 2014: 0; 2015: 0; 2016: 30000; 2017: Gas Cleaning
1 | Dispo- | Dispo-Land Application | Land Application of Biosolids |  | [2013 USD$] | 163000 | 0 | 447000 | 0 | 2014: 0; 2015: 0; 2016: 447000; 2017: Land Application
1 | Dispo- | Dispo-Land Disposal | Landfill Disposal of Biosolids |  | [2013 USD$] | 0 | 293000 | 0 | 575000 | 2014: 0; 2015: 0; 2016: 293000; 2017: Land Disposal
1 | Dispo- | Dispo-Gas Cleaning | Spent Media Disposal |  | [2013 USD$] | 0 | 0 | 30000 | 30000 | 2014: 0; 2015: 0; 2016: 30000; 2017: Gas Cleaning
1 |  |  | Total Reuse & Disposal |  | [2013 USD$] | 193000 | 323000 | 477000 | 605000 | 2014: 347000; 2015: 122000
1 |  |  | Default O&M Costs |  | Units | 1X- | 1Y- | 2X- | 2Y- | 2014: 3Y-; 2015: 4Y-; 2016: Custom-; 2017: Facility
1 |  |  | CO2
1 | GHG- | GHG-CHP | CHP |  | [tCO2e/yr] | -2338.4274 | 1507.425 | -2152.1869 | 3340.5379 | 2016: -2338.4274; 2017: CHP
1 | GHG- | GHG-Fluid Bed Incineration | Fluid Bed Incineration |  | [tCO2e/yr] |  |  |  |  | 2014: 2227.2222; 2016: 2227.2222; 2017: Fluid Bed Incineration
1 | GHG- | GHG-Drying/Gasification/Energy Recovery | Gasification |  | [tCO2e/yr] |  |  |  |  | 2015: 308.1305; 2016: 308.1305; 2017: Drying/Gasification/Energy Recovery
1
1 |  |  | Extraordinary Maintenance
1 | ExtraOrd- | ExtraOrd-Anaerobic Digestion | Anaerobic Digestion-Clean-up |  | [2013 USD$] | 19000 | 19000 | 0 | 0 | 2014: 0; 2015: 0; 2016: 19000; 2017: Anaerobic Digestion
1
1 |  |  | FOG Tipping Fee
1 | TipFee- | TipFee-FOG Receiving | FOG Tipping Fee (@ $0.020/gal) |  | [2013 USD$] | 0 | 0 | 15000 | 15000 | 2014: 0; 2015: 0; 2016: 15000; 2017: FOG Receiving
Default MGD Capex Scaling Factor
|  |  | 5 | 1.5
|  |  | 10 | 1
|  |  | 20 | 0.9
|  |  | 50 | 0.8
|  |  | 100 | 0.7
|  |  | 200 | 0.65
|  |  | 500 | 0.65
|  |  | 1000 | 0.65

## 1X
[5 empty] | Client | Water & Environment Research Foundation
[5 empty] | Project | ENER1C12
[5 empty] | Configuration Number: | 1X
COST SUMMARY
Config | Category | Part | Esc Factor | Capital Cost Summary |  |  |  | NPV 2013 $ | Overwrite Value |  | 2014 | 2015 | 2016 | 2017 | 2018 | 2019 | 2020 | 2021 | 2022 | 2023 | 2024 | 2025 | 2026 | 2027 | 2028 | 2029 | 2030 | 2031 | 2032 | 2033 | 2034 | 2035 | 2036 | 2037 | 2038 | 2039 | 2040 | 2041 | 2042 | 2043
| Capital |  |  | Capital Cost |  |  | [2013 $] | 36564028.3019 |  |  | 38757870 | 0 | 0 | 0 | 0 | 0 | 0 | 0 | 0 | 0 | 0 | 0 | 0 | 0 | 0 | 0 | 0 | 0 | 0 | 0 | 0 | 0 | 0 | 0 | 0 | 0 | 0 | 0 | 0 | 0
|  |  |  | Blank Capital Line 1 |  |  | [2013 $] | 0
|  |  |  | Blank Capital Line 2 |  |  | [2013 $] | 0
|  |  |  | Blank Capital Line 3 |  |  | [2013 $] | 0
|  |  |  | Total Capital Costs |  |  |  | 36564028.3019 |  |  | 38757870 | 0 | 0 | 0 | 0 | 0 | 0 | 0 | 0 | 0 | 0 | 0 | 0 | 0 | 0 | 0 | 0 | 0 | 0 | 0 | 0 | 0 | 0 | 0 | 0 | 0 | 0 | 0 | 0 | 0
|  |  |  | O&M Summary |  |  | Percent of Total O&M | NPV 2013 $ | Overwrite Value |  | 2014 | 2015 | 2016 | 2017 | 2018 | 2019 | 2020 | 2021 | 2022 | 2023 | 2024 | 2025 | 2026 | 2027 | 2028 | 2029 | 2030 | 2031 | 2032 | 2033 | 2034 | 2035 | 2036 | 2037 | 2038 | 2039 | 2040 | 2041 | 2042 | 2043
Costs
| Hrs- |  |  | Labor |  |  | [2013 $] | 16171631.8309 |  |  | 1205321.25 | 1229427.675 | 1254016.2285 | 1279096.5531 | 1304678.4841 | 1330772.0538 | 1357387.4949 | 1384535.2448 | 1412225.9497 | 1440470.4687 | 1469279.8781 | 1498665.4756 | 1528638.7851 | 1559211.5608 | 1590395.792 | 1622203.7079 | 1654647.782 | 1687740.7377 | 1721495.5524 | 1755925.4635 | 0 | 0 | 0 | 0 | 0 | 0 | 0 | 0 | 0 | 0
| OMM- |  |  | Maintenance |  |  | [2013 $] | 4529801.7759 |  |  | 337620 | 344372.4 | 351259.848 | 358285.045 | 365450.7459 | 372759.7608 | 380214.956 | 387819.2551 | 395575.6402 | 403487.153 | 411556.8961 | 419788.034 | 428183.7947 | 436747.4706 | 445482.42 | 454392.0684 | 463479.9098 | 472749.5079 | 482204.4981 | 491848.5881 | 0 | 0 | 0 | 0 | 0 | 0 | 0 | 0 | 0 | 0
| Chem- |  |  | Chemicals |  |  | [2013 $] | 4912987.4246 |  |  | 366180 | 373503.6 | 380973.672 | 388593.1454 | 396365.0083 | 404292.3085 | 412378.1547 | 420625.7178 | 429038.2321 | 437618.9968 | 446371.3767 | 455298.8042 | 464404.7803 | 473692.8759 | 483166.7335 | 492830.0681 | 502686.6695 | 512740.4029 | 522995.2109 | 533455.1152 | 0 | 0 | 0 | 0 | 0 | 0 | 0 | 0 | 0 | 0
| Dispo- |  |  | Reuse and Disposal Costs |  |  | [2013 $] | 2641243.9358 |  |  | 196860 | 200797.2 | 204813.144 | 208909.4069 | 213087.595 | 217349.3469 | 221696.3339 | 226130.2605 | 230652.8657 | 235265.9231 | 239971.2415 | 244770.6664 | 249666.0797 | 254659.4013 | 259752.5893 | 264947.6411 | 270246.5939 | 275651.5258 | 281164.5563 | 286787.8474 | 0 | 0 | 0 | 0 | 0 | 0 | 0 | 0 | 0 | 0
| NG- |  |  | Natural Gas |  |  | [2013 $] | 0 |  |  | 0 | 0 | 0 | 0 | 0 | 0 | 0 | 0 | 0 | 0 | 0 | 0 | 0 | 0 | 0 | 0 | 0 | 0 | 0 | 0 | 0 | 0 | 0 | 0 | 0 | 0 | 0 | 0 | 0 | 0
| kWh- |  |  | Electricity Consumption |  |  | [2013 $] | 539934.9099 |  |  | 39320.4804 | 39565.5859 | 41271.2559 | 42509.2903 | 43535.0867 | 44092.0434 | 44809.53 | 45913.5456 | 47012.7471 | 48188.1813 | 49231.9278 | 50179.9555 | 51339.1023 | 52509.2055 | 53757.6962 | 55156.2999 | 56508.0407 | 57973.9486 | 59525.825 | 61145.1219 | 0 | 0 | 0 | 0 | 0 | 0 | 0 | 0 | 0 | 0
| GHG- |  |  | GHG Cost |  |  | [2013 $] | 0 |  |  | 0 | 0 | 0 | 0 | 0 | 0 | 0 | 0 | 0 | 0 | 0 | 0 | 0 | 0 | 0 | 0 | 0 | 0 | 0 | 0 | 0 | 0 | 0 | 0 | 0 | 0 | 0 | 0 | 0 | 0
| ExtraOrd- |  |  | Extraordinary Maintenance Costs |  |  | [2013 $] | 48081.8328 |  |  | 0 | 0 | 0 | 0 | 20977.5353 | 0 | 0 | 0 | 0 | 23160.894 | 0 | 0 | 0 | 0 | 25571.4984 | 0 | 0 | 0 | 0 | 28233.0005 | 0 | 0 | 0 | 0 | 0 | 0 | 0 | 0 | 0 | 0
|  |  |  | Blank O&M Line 1 |  |  | [2013 $] | 0
|  |  |  | Blank O&M Line 2 |  |  | [2013 $] | 0
|  |  |  | Blank O&M Line 3 |  |  | [2013 $] | 0
Benefits
| kWhProd- |  |  | Electricity Production |  |  | [2013 $] | 2201065.0347 |  |  | 160291.4221 | 161290.6037 | 168243.8322 | 173290.7262 | 177472.4238 | 179742.8787 | 182667.7399 | 187168.301 | 191649.2377 | 196440.9394 | 200695.8115 | 204560.482 | 209285.7876 | 214055.7578 | 219145.2769 | 224846.738 | 230357.1602 | 236332.9893 | 242659.272 | 249260.3968 | 0 | 0 | 0 | 0 | 0 | 0 | 0 | 0 | 0 | 0
| TipFee- |  |  | Tipping Fees |  |  | [2013 $] | 0 |  |  | 0 | 0 | 0 | 0 | 0 | 0 | 0 | 0 | 0 | 0 | 0 | 0 | 0 | 0 | 0 | 0 | 0 | 0 | 0 | 0 | 0 | 0 | 0 | 0 | 0 | 0 | 0 | 0 | 0 | 0
|  |  |  | Blank Benefit Line 1 |  |  | [2013 $] | 0
|  |  |  | Blank Benefit Line 2 |  |  | [2013 $] | 0
|  |  |  | Blank Benefit Line 3 |  |  | [2013 $] | 0
|  |  |  | Net Costs |  |  |  | 26642616.675 |  |  | 1985010.3083 | 2026375.8571 | 2064090.3162 | 2104102.7145 | 2166622.0315 | 2189522.6347 | 2233818.7295 | 2277855.7228 | 2322856.1972 | 2391750.6774 | 2415715.5087 | 2464142.4537 | 2512946.7544 | 2562764.7563 | 2638981.4524 | 2664683.0474 | 2717211.8357 | 2770523.1336 | 2824726.3708 | 2908134.7398 | 0 | 0 | 0 | 0 | 0 | 0 | 0 | 0 | 0 | 0
|  |  |  | Total Cash Flow |  |  |  | 63206644.9769 |  |  | 40742880.3083 | 2026375.8571 | 2064090.3162 | 2104102.7145 | 2166622.0315 | 2189522.6347 | 2233818.7295 | 2277855.7228 | 2322856.1972 | 2391750.6774 | 2415715.5087 | 2464142.4537 | 2512946.7544 | 2562764.7563 | 2638981.4524 | 2664683.0474 | 2717211.8357 | 2770523.1336 | 2824726.3708 | 2908134.7398 | 0 | 0 | 0 | 0 | 0 | 0 | 0 | 0 | 0 | 0
|  |  |  | Cumilative Cash flow | [5 empty] | 0 | 38436679.5361 | 40240146.8351 | 41973196.8665 | 43639843.2934 | 45258869.314 | 46802396.3738 | 48288013.4104 | 49717168.271 | 51092063.2851 | 52427604.3711 | 53700173.166 | 54924776.4729 | 56102943.9722 | 57236457.2954 | 58337612.0515 | 59386554.6304 | 60395630.4239 | 61366266.002 | 62299874.8186 | 63206644.9769 | 0 | 0 | 0 | 0 | 0 | 0 | 0 | 0 | 0 | 0
|  |  |  | COST SUMMARY BY MODULES | [6 empty] | 2014: 40742880.3083
|  |  |  | Capital Costs Summary by Modelus |  |  | Cash Flow Units | NPV 2013 $ |  |  | 2014 | 2015 | 2016 | 2017 | 2018 | 2019 | 2020 | 2021 | 2022 | 2023 | 2024 | 2025 | 2026 | 2027 | 2028 | 2029 | 2030 | 2031 | 2032 | 2033 | 2034 | 2035 | 2036 | 2037 | 2038 | 2039 | 2040 | 2041 | 2042 | 2043
Capital Costs
|  |  |  | Anaerobic Digestion |  |  | [Nominal $] | 4116113.2075 |  |  | 4363080 | 0 | 0 | 0 | 0 | 0 | 0 | 0 | 0 | 0 | 0 | 0 | 0 | 0 | 0 | 0 | 0 | 0 | 0 | 0 | 0 | 0 | 0 | 0 | 0 | 0 | 0 | 0 | 0 | 0
|  |  |  | Ash Conveyance & Storage |  |  | [Nominal $] | 0 |  |  | 0 | 0 | 0 | 0 | 0 | 0 | 0 | 0 | 0 | 0 | 0 | 0 | 0 | 0 | 0 | 0 | 0 | 0 | 0 | 0 | 0 | 0 | 0 | 0 | 0 | 0 | 0 | 0 | 0 | 0
|  |  |  | Belt Filter Press Dewatering |  |  | [Nominal $] | 2529330.1887 |  |  | 2681090 | 0 | 0 | 0 | 0 | 0 | 0 | 0 | 0 | 0 | 0 | 0 | 0 | 0 | 0 | 0 | 0 | 0 | 0 | 0 | 0 | 0 | 0 | 0 | 0 | 0 | 0 | 0 | 0 | 0
|  |  |  | Cake Storage/Load Out |  |  | [Nominal $] | 0 |  |  | 0 | 0 | 0 | 0 | 0 | 0 | 0 | 0 | 0 | 0 | 0 | 0 | 0 | 0 | 0 | 0 | 0 | 0 | 0 | 0 | 0 | 0 | 0 | 0 | 0 | 0 | 0 | 0 | 0 | 0
|  |  |  | Cake Storage |  |  | [Nominal $] | 1300132.0755 |  |  | 1378140 | 0 | 0 | 0 | 0 | 0 | 0 | 0 | 0 | 0 | 0 | 0 | 0 | 0 | 0 | 0 | 0 | 0 | 0 | 0 | 0 | 0 | 0 | 0 | 0 | 0 | 0 | 0 | 0 | 0
|  |  |  | CHP |  |  | [Nominal $] | 720028.3019 |  |  | 763230 | 0 | 0 | 0 | 0 | 0 | 0 | 0 | 0 | 0 | 0 | 0 | 0 | 0 | 0 | 0 | 0 | 0 | 0 | 0 | 0 | 0 | 0 | 0 | 0 | 0 | 0 | 0 | 0 | 0
|  |  |  | Dewatering |  |  | [Nominal $] | 0 |  |  | 0 | 0 | 0 | 0 | 0 | 0 | 0 | 0 | 0 | 0 | 0 | 0 | 0 | 0 | 0 | 0 | 0 | 0 | 0 | 0 | 0 | 0 | 0 | 0 | 0 | 0 | 0 | 0 | 0 | 0
|  |  |  | Drying/Gasification/Energy Recovery |  |  | [Nominal $] | 0 |  |  | 0 | 0 | 0 | 0 | 0 | 0 | 0 | 0 | 0 | 0 | 0 | 0 | 0 | 0 | 0 | 0 | 0 | 0 | 0 | 0 | 0 | 0 | 0 | 0 | 0 | 0 | 0 | 0 | 0 | 0
|  |  |  | Energy Recovery |  |  | [Nominal $] | 0 |  |  | 0 | 0 | 0 | 0 | 0 | 0 | 0 | 0 | 0 | 0 | 0 | 0 | 0 | 0 | 0 | 0 | 0 | 0 | 0 | 0 | 0 | 0 | 0 | 0 | 0 | 0 | 0 | 0 | 0 | 0
|  |  |  | Fluid Bed Incineration |  |  | [Nominal $] | 0 |  |  | 0 | 0 | 0 | 0 | 0 | 0 | 0 | 0 | 0 | 0 | 0 | 0 | 0 | 0 | 0 | 0 | 0 | 0 | 0 | 0 | 0 | 0 | 0 | 0 | 0 | 0 | 0 | 0 | 0 | 0
|  |  |  | FOG Receiving |  |  | [Nominal $] | 0 |  |  | 0 | 0 | 0 | 0 | 0 | 0 | 0 | 0 | 0 | 0 | 0 | 0 | 0 | 0 | 0 | 0 | 0 | 0 | 0 | 0 | 0 | 0 | 0 | 0 | 0 | 0 | 0 | 0 | 0 | 0
|  |  |  | Gas Cleaning |  |  | [Nominal $] | 676301.8868 |  |  | 716880 | 0 | 0 | 0 | 0 | 0 | 0 | 0 | 0 | 0 | 0 | 0 | 0 | 0 | 0 | 0 | 0 | 0 | 0 | 0 | 0 | 0 | 0 | 0 | 0 | 0 | 0 | 0 | 0 | 0
|  |  |  | Gravity Belt Thickener |  |  | [Nominal $] | 1991981.1321 |  |  | 2111500 | 0 | 0 | 0 | 0 | 0 | 0 | 0 | 0 | 0 | 0 | 0 | 0 | 0 | 0 | 0 | 0 | 0 | 0 | 0 | 0 | 0 | 0 | 0 | 0 | 0 | 0 | 0 | 0 | 0
|  |  |  | Gravity Thickener |  |  | [Nominal $] | 999877.3585 |  |  | 1059870 | 0 | 0 | 0 | 0 | 0 | 0 | 0 | 0 | 0 | 0 | 0 | 0 | 0 | 0 | 0 | 0 | 0 | 0 | 0 | 0 | 0 | 0 | 0 | 0 | 0 | 0 | 0 | 0 | 0
|  |  |  | Pre-Dewatering |  |  | [Nominal $] | 3948981.1321 |  |  | 4185920 | 0 | 0 | 0 | 0 | 0 | 0 | 0 | 0 | 0 | 0 | 0 | 0 | 0 | 0 | 0 | 0 | 0 | 0 | 0 | 0 | 0 | 0 | 0 | 0 | 0 | 0 | 0 | 0 | 0
|  |  |  | Pre-Treatment (CAMBI) |  |  | [Nominal $] | 4984811.3208 |  |  | 5283900 | 0 | 0 | 0 | 0 | 0 | 0 | 0 | 0 | 0 | 0 | 0 | 0 | 0 | 0 | 0 | 0 | 0 | 0 | 0 | 0 | 0 | 0 | 0 | 0 | 0 | 0 | 0 | 0 | 0
|  |  |  | Sitework |  |  | [Nominal $] | 1063037.7358 |  |  | 1126820 | 0 | 0 | 0 | 0 | 0 | 0 | 0 | 0 | 0 | 0 | 0 | 0 | 0 | 0 | 0 | 0 | 0 | 0 | 0 | 0 | 0 | 0 | 0 | 0 | 0 | 0 | 0 | 0 | 0
|  |  |  | General Requirements |  |  | [Nominal $] | 2127047.1698 |  |  | 2254670 | 0 | 0 | 0 | 0 | 0 | 0 | 0 | 0 | 0 | 0 | 0 | 0 | 0 | 0 | 0 | 0 | 0 | 0 | 0 | 0 | 0 | 0 | 0 | 0 | 0 | 0 | 0 | 0 | 0
|  |  |  | Contingencies |  |  | [Nominal $] | 7337292.4528 |  |  | 7777530 | 0 | 0 | 0 | 0 | 0 | 0 | 0 | 0 | 0 | 0 | 0 | 0 | 0 | 0 | 0 | 0 | 0 | 0 | 0 | 0 | 0 | 0 | 0 | 0 | 0 | 0 | 0 | 0 | 0
|  |  |  | Engineering, Legal & Admin |  |  | [Nominal $] | 4769094.3396 |  |  | 5055240 | 0 | 0 | 0 | 0 | 0 | 0 | 0 | 0 | 0 | 0 | 0 | 0 | 0 | 0 | 0 | 0 | 0 | 0 | 0 | 0 | 0 | 0 | 0 | 0 | 0 | 0 | 0 | 0 | 0
|  |  |  | Total Capital Costs |  |  | [Nominal $] | 36564028.3019 |  |  | 38757870 | 0 | 0 | 0 | 0 | 0 | 0 | 0 | 0 | 0 | 0 | 0 | 0 | 0 | 0 | 0 | 0 | 0 | 0 | 0 | 0 | 0 | 0 | 0 | 0 | 0 | 0 | 0 | 0 | 0
|  |  |  | O&M Costs Summary By Modules | [6 empty] | 2014 | 2015 | 2016 | 2017 | 2018 | 2019 | 2020 | 2021 | 2022 | 2023 | 2024 | 2025 | 2026 | 2027 | 2028 | 2029 | 2030 | 2031 | 2032 | 2033 | 2034 | 2035 | 2036 | 2037 | 2038 | 2039 | 2040 | 2041 | 2042 | 2043
|  |  |  | Anaerobic Digestion |  |  | [Nominal $] | 2171848.6738 |  |  | 158039.2048 | 161052.3338 | 164522.796 | 167925.8021 | 192309.7558 | 174673.2827 | 178121.9164 | 181741.0445 | 185425.219 | 212358.7687 | 193003.6497 | 196853.7361 | 200833.2406 | 204889.0001 | 234612.3719 | 213309.9204 | 217643.9351 | 222088.3978 | 226637.2025 | 259519.9083 | 0 | 0 | 0 | 0 | 0 | 0 | 0 | 0 | 0 | 0
|  |  |  | Ash Conveyance & Storage |  |  | [Nominal $] | 0 |  |  | 0 | 0 | 0 | 0 | 0 | 0 | 0 | 0 | 0 | 0 | 0 | 0 | 0 | 0 | 0 | 0 | 0 | 0 | 0 | 0 | 0 | 0 | 0 | 0 | 0 | 0 | 0 | 0 | 0 | 0
|  |  |  | Belt Filter Press Dewatering |  |  | [Nominal $] | 4214431.4432 |  |  | 314065.2548 | 320317.6743 | 326772.8206 | 333330.295 | 340006.272 | 346789.6551 | 353716.6778 | 360802.1015 | 368027.7985 | 375400.9043 | 382913.1905 | 390569.5007 | 398389.1912 | 406364.623 | 414502.4977 | 422809.8079 | 431279.2708 | 439922.7727 | 448742.1676 | 457739.8919 | 0 | 0 | 0 | 0 | 0 | 0 | 0 | 0 | 0 | 0
|  |  |  | Cake Storage/Load Out |  |  | [Nominal $] | 14570.3056 |  |  | 1061.075 | 1067.6892 | 1113.7172 | 1147.126 | 1174.8074 | 1189.837 | 1209.1986 | 1238.9908 | 1268.6531 | 1300.3725 | 1328.5383 | 1354.1212 | 1385.4011 | 1416.9767 | 1450.6676 | 1488.4093 | 1524.8864 | 1564.4444 | 1606.3223 | 1650.0195 | 0 | 0 | 0 | 0 | 0 | 0 | 0 | 0 | 0 | 0
|  |  |  | Cake Storage |  |  | [Nominal $] | 981400.0298 |  |  | 73146.75 | 74609.685 | 76101.8787 | 77623.9163 | 79176.3946 | 80759.9225 | 82375.1209 | 84022.6234 | 85703.0758 | 87417.1373 | 89165.4801 | 90948.7897 | 92767.7655 | 94623.1208 | 96515.5832 | 98445.8949 | 100414.8128 | 102423.109 | 104471.5712 | 106561.0026 | 0 | 0 | 0 | 0 | 0 | 0 | 0 | 0 | 0 | 0
|  |  |  | CHP |  |  | [Nominal $] | -1296473.1997 |  |  | -92869.4221 | -92520.1637 | -98097.9834 | -101741.9604 | -104492.6827 | -105303.5428 | -106739.6173 | -109721.6159 | -112653.619 | -115865.4082 | -118508.7697 | -120729.6994 | -123778.3894 | -126838.2116 | -130183.3798 | -134105.6028 | -137801.2024 | -141925.9123 | -146364.0535 | -151039.2739 | 0 | 0 | 0 | 0 | 0 | 0 | 0 | 0 | 0 | 0
|  |  |  | Dewatering |  |  | [Nominal $] | 0 |  |  | 0 | 0 | 0 | 0 | 0 | 0 | 0 | 0 | 0 | 0 | 0 | 0 | 0 | 0 | 0 | 0 | 0 | 0 | 0 | 0 | 0 | 0 | 0 | 0 | 0 | 0 | 0 | 0 | 0 | 0
|  |  |  | Drying/Gasification/Energy Recovery |  |  | [Nominal $] | 0 |  |  | 0 | 0 | 0 | 0 | 0 | 0 | 0 | 0 | 0 | 0 | 0 | 0 | 0 | 0 | 0 | 0 | 0 | 0 | 0 | 0 | 0 | 0 | 0 | 0 | 0 | 0 | 0 | 0 | 0 | 0
|  |  |  | Energy Recovery |  |  | [Nominal $] | 0 |  |  | 0 | 0 | 0 | 0 | 0 | 0 | 0 | 0 | 0 | 0 | 0 | 0 | 0 | 0 | 0 | 0 | 0 | 0 | 0 | 0 | 0 | 0 | 0 | 0 | 0 | 0 | 0 | 0 | 0 | 0
|  |  |  | Fluid Bed Incineration |  |  | [Nominal $] | 0 |  |  | 0 | 0 | 0 | 0 | 0 | 0 | 0 | 0 | 0 | 0 | 0 | 0 | 0 | 0 | 0 | 0 | 0 | 0 | 0 | 0 | 0 | 0 | 0 | 0 | 0 | 0 | 0 | 0 | 0 | 0
|  |  |  | FOG Receiving |  |  | [Nominal $] | 0 |  |  | 0 | 0 | 0 | 0 | 0 | 0 | 0 | 0 | 0 | 0 | 0 | 0 | 0 | 0 | 0 | 0 | 0 | 0 | 0 | 0 | 0 | 0 | 0 | 0 | 0 | 0 | 0 | 0 | 0 | 0
|  |  |  | Gas Cleaning |  |  | [Nominal $] | 1461601.3183 |  |  | 108640.6308 | 110639.1788 | 113146.3261 | 115542.0859 | 117909.4628 | 120166.6466 | 122517.0682 | 125034.3156 | 127593.2498 | 130220.8272 | 132850.993 | 135496.2265 | 138256.2273 | 141067.4919 | 143952.6835 | 146935.867 | 149954.622 | 153061.8032 | 156249.3656 | 159512.3923 | 0 | 0 | 0 | 0 | 0 | 0 | 0 | 0 | 0 | 0
|  |  |  | Gravity Belt Thickener |  |  | [Nominal $] | 3224056.4168 |  |  | 240211.4183 | 244964.3746 | 249950.2697 | 254988.3573 | 260104.7582 | 265277.1356 | 270567.1107 | 275998.138 | 281535.2384 | 287188.2193 | 292939.5596 | 298794.883 | 304785.5141 | 310894.7997 | 317131.4792 | 323504.7458 | 329998.3894 | 336630.159 | 343399.9299 | 350308.5424 | 0 | 0 | 0 | 0 | 0 | 0 | 0 | 0 | 0 | 0
|  |  |  | Gravity Thickener |  |  | [Nominal $] | 843615.0391 |  |  | 62864.4851 | 64114.3067 | 65409.2077 | 66723.0845 | 68059.969 | 69416.8398 | 70802.909 | 72221.8345 | 73668.7674 | 75145.3874 | 76649.3986 | 78181.8815 | 79747.6651 | 81344.5958 | 82974.2236 | 84638.1706 | 86334.364 | 88065.6834 | 89832.4108 | 91634.9747 | 0 | 0 | 0 | 0 | 0 | 0 | 0 | 0 | 0 | 0
|  |  |  | Pre-Dewatering |  |  | [Nominal $] | 4820750.3711 |  |  | 359155.4075 | 366250.5699 | 373724.1373 | 381265.6567 | 388919.5014 | 396646.9172 | 404553.1528 | 412677.9813 | 420960.9367 | 429418.3651 | 438019.7272 | 446774.1736 | 455734.9289 | 464872.9129 | 474202.5901 | 483739.1929 | 493454.3692 | 503378.0055 | 513509.3186 | 523849.169 | 0 | 0 | 0 | 0 | 0 | 0 | 0 | 0 | 0 | 0
|  |  |  | Pre-Treatment (CAMBI) |  |  | [Nominal $] | 6333904.1846 |  |  | 472035.5041 | 481447.0086 | 491125.2822 | 500970.0498 | 510998.9258 | 521201.9764 | 531617.1483 | 542260.7043 | 553115.6804 | 564190.6829 | 575478.812 | 586986.4129 | 598734.5336 | 610716.9571 | 622941.9957 | 635418.287 | 648140.0666 | 661120.9829 | 674364.574 | 687875 | 0 | 0 | 0 | 0 | 0 | 0 | 0 | 0 | 0 | 0
|  |  |  | Landfill Application |  |  | [Nominal $] | 2230687.8836 |  |  | 166260 | 169585.2 | 172976.904 | 176436.4421 | 179965.1709 | 183564.4743 | 187235.7638 | 190980.4791 | 194800.0887 | 198696.0905 | 202670.0123 | 206723.4125 | 210857.8808 | 215075.0384 | 219376.5391 | 223764.0699 | 228239.3513 | 232804.1384 | 237460.2211 | 242209.4255 | 0 | 0 | 0 | 0 | 0 | 0 | 0 | 0 | 0 | 0
|  |  |  | Landfill Disposal |  |  | [Nominal $] | 0 |  |  | 0 | 0 | 0 | 0 | 0 | 0 | 0 | 0 | 0 | 0 | 0 | 0 | 0 | 0 | 0 | 0 | 0 | 0 | 0 | 0 | 0 | 0 | 0 | 0 | 0 | 0 | 0 | 0 | 0 | 0
|  |  |  | Genaral O&M |  |  | [Nominal $] | 1642224.2088 |  |  | 122400 | 124848 | 127344.96 | 129891.8592 | 132489.6964 | 135139.4903 | 137842.2801 | 140599.1257 | 143411.1082 | 146279.3304 | 149204.917 | 152189.0153 | 155232.7957 | 158337.4516 | 161504.2006 | 164734.2846 | 168028.9703 | 171389.5497 | 174817.3407 | 178313.6875 | 0 | 0 | 0 | 0 | 0 | 0 | 0 | 0 | 0 | 0
|  |  |  | Total O&M Costs |  |  | [Nominal $] | 26642616.675 |  |  | 1985010.3083 | 2026375.8571 | 2064090.3162 | 2104102.7145 | 2166622.0315 | 2189522.6347 | 2233818.7295 | 2277855.7228 | 2322856.1972 | 2391750.6774 | 2415715.5087 | 2464142.4537 | 2512946.7544 | 2562764.7563 | 2638981.4524 | 2664683.0474 | 2717211.8357 | 2770523.1336 | 2824726.3708 | 2908134.7398 | 0 | 0 | 0 | 0 | 0 | 0 | 0 | 0 | 0 | 0
|  |  |  | Total Cash flow |  |  | [Nominal $] | 63234509.7057 |  |  | 40744894.3083 | 2028390.8571 | 2066106.3162 | 2106119.7145 | 2168640.0315 | 2191541.6347 | 2235838.7295 | 2279876.7228 | 2324878.1972 | 2393773.6774 | 2417739.5087 | 2466167.4537 | 2514972.7544 | 2564791.7563 | 2641009.4524 | 2666712.0474 | 2719241.8357 | 2772554.1336 | 2826758.3708 | 2910167.7398 | 2034 | 2035 | 2036 | 2037 | 2038 | 2039 | 2040 | 2041 | 2042 | 2043
DETAIL COSTS BY MODULES
|  |  |  | Anaerobic Digestion Capital Costs |  |  | Units | Default Value | Overwrite Value |  | 2014 | 2015 | 2016 | 2017 | 2018 | 2019 | 2020 | 2021 | 2022 | 2023 | 2024 | 2025 | 2026 | 2027 | 2028 | 2029 | 2030 | 2031 | 2032 | 2033 | 2034 | 2035 | 2036 | 2037 | 2038 | 2039 | 2040 | 2041 | 2042 | 2043
1X- | Capital | Anaerobic Digestion | 3% | Capital Cost |  |  | [2013 $] | 4236000 |  |  | 4363080 | 0 | 0 | 0 | 0 | 0 | 0 | 0 | 0 | 0 | 0 | 0 | 0 | 0 | 0 | 0 | 0 | 0 | 0 | 0 | 0 | 0 | 0 | 0 | 0 | 0 | 0 | 0 | 0 | 0
|  |  |  | Project Schedule Spend Profile | [6 empty] | 100% | 0% | 0% | 0% | 0% | 0% | 0% | 0% | 0% | 0% | 0% | 0% | 0% | 0% | 0% | 0% | 0% | 0% | 0% | 0% | 0% | 0% | 0% | 0% | 0% | 0% | 0% | 0% | 0% | 0%
|  |  |  | Anaerobic Digestion O&M |  |  | Units | Default Value | Overwrite Value |  | 2014 | 2015 | 2016 | 2017 | 2018 | 2019 | 2020 | 2021 | 2022 | 2023 | 2024 | 2025 | 2026 | 2027 | 2028 | 2029 | 2030 | 2031 | 2032 | 2033 | 2034 | 2035 | 2036 | 2037 | 2038 | 2039 | 2040 | 2041 | 2042 | 2043
Costs
1X- | Hrs- | Anaerobic Digestion | 2% | Labor |  |  | [hrs/yr] | 2555 |  |  | 91213.5 | 93037.77 | 94898.5254 | 96796.4959 | 98732.4258 | 100707.0743 | 102721.2158 | 104775.6401 | 106871.1529 | 109008.576 | 111188.7475 | 113412.5225 | 115680.7729 | 117994.3884 | 120354.2762 | 122761.3617 | 125216.5889 | 127720.9207 | 130275.3391 | 132880.8459 | 0 | 0 | 0 | 0 | 0 | 0 | 0 | 0 | 0 | 0
1X- | OMM- | Anaerobic Digestion | 2% | Maintenance |  |  | [2013 $] | 55000 |  |  | 56100 | 57222 | 58366.44 | 59533.7688 | 60724.4442 | 61938.9331 | 63177.7117 | 64441.266 | 65730.0913 | 67044.6931 | 68385.587 | 69753.2987 | 71148.3647 | 72571.332 | 74022.7586 | 75503.2138 | 77013.2781 | 78553.5436 | 80124.6145 | 81727.1068 | 0 | 0 | 0 | 0 | 0 | 0 | 0 | 0 | 0 | 0
1X- | Chem- | Anaerobic Digestion | 2% | Chemicals |  |  | [2013 $] | 0 |  |  | 0 | 0 | 0 | 0 | 0 | 0 | 0 | 0 | 0 | 0 | 0 | 0 | 0 | 0 | 0 | 0 | 0 | 0 | 0 | 0 | 0 | 0 | 0 | 0 | 0 | 0 | 0 | 0 | 0 | 0
1X- | Dispo- | Anaerobic Digestion | 2% | Reuse and Disposal Costs |  |  | [2013 $] | 0 |  |  | 0 | 0 | 0 | 0 | 0 | 0 | 0 | 0 | 0 | 0 | 0 | 0 | 0 | 0 | 0 | 0 | 0 | 0 | 0 | 0 | 0 | 0 | 0 | 0 | 0 | 0 | 0 | 0 | 0 | 0
1X- | NG- | Anaerobic Digestion |  | Natural Gas |  |  | [MJ/yr] | 0 |  |  | 0 | 0 | 0 | 0 | 0 | 0 | 0 | 0 | 0 | 0 | 0 | 0 | 0 | 0 | 0 | 0 | 0 | 0 | 0 | 0 | 0 | 0 | 0 | 0 | 0 | 0 | 0 | 0 | 0 | 0
1X- | kWh- | Anaerobic Digestion |  | Electricity Consumption |  |  | [kWh/yr] | 166080 |  |  | 10725.7048 | 10792.5638 | 11257.8306 | 11595.5374 | 11875.3506 | 12027.2753 | 12222.9888 | 12524.1384 | 12823.9748 | 13144.6056 | 13429.3152 | 13687.9149 | 14004.103 | 14323.2797 | 14663.8387 | 15045.345 | 15414.0682 | 15813.9335 | 16237.249 | 16678.9552 | 0 | 0 | 0 | 0 | 0 | 0 | 0 | 0 | 0 | 0
1X- | GHG- | Anaerobic Digestion | 2% | GHG Cost |  |  | [tCO2e/yr] | 0 |  |  | 0 | 0 | 0 | 0 | 0 | 0 | 0 | 0 | 0 | 0 | 0 | 0 | 0 | 0 | 0 | 0 | 0 | 0 | 0 | 0 | 0 | 0 | 0 | 0 | 0 | 0 | 0 | 0 | 0 | 0
1X- | ExtraOrd- | Anaerobic Digestion | 2% | Extraordinary Maintenance Costs |  |  | [2013 $] | 19000 |  |  | 0 | 0 | 0 | 0 | 20977.5353 | 0 | 0 | 0 | 0 | 23160.894 | 0 | 0 | 0 | 0 | 25571.4984 | 0 | 0 | 0 | 0 | 28233.0005 | 0 | 0 | 0 | 0 | 0 | 0 | 0 | 0 | 0 | 0
Benefits
1X- | kWhProd- | Anaerobic Digestion |  | Electricity Production |  |  | [kWh/yr] | 0 |  |  | 0 | 0 | 0 | 0 | 0 | 0 | 0 | 0 | 0 | 0 | 0 | 0 | 0 | 0 | 0 | 0 | 0 | 0 | 0 | 0 | 0 | 0 | 0 | 0 | 0 | 0 | 0 | 0 | 0 | 0
1X- | TipFee- | Anaerobic Digestion | 2% | Tipping Fees |  |  | [2013 $] | 0 |  |  | 0 | 0 | 0 | 0 | 0 | 0 | 0 | 0 | 0 | 0 | 0 | 0 | 0 | 0 | 0 | 0 | 0 | 0 | 0 | 0 | 0 | 0 | 0 | 0 | 0 | 0 | 0 | 0 | 0 | 0
|  |  |  | Net Costs | [6 empty] | 158039.2048 | 161052.3338 | 164522.796 | 167925.8021 | 192309.7558 | 174673.2827 | 178121.9164 | 181741.0445 | 185425.219 | 212358.7687 | 193003.6497 | 196853.7361 | 200833.2406 | 204889.0001 | 234612.3719 | 213309.9204 | 217643.9351 | 222088.3978 | 226637.2025 | 259519.9083 | 0 | 0 | 0 | 0 | 0 | 0 | 0 | 0 | 0 | 0
|  |  |  | Ash Conveyance & Storage Capital Costs |  |  | Units | Default Value | Overwrite Value |  | 2014 | 2015 | 2016 | 2017 | 2018 | 2019 | 2020 | 2021 | 2022 | 2023 | 2024 | 2025 | 2026 | 2027 | 2028 | 2029 | 2030 | 2031 | 2032 | 2033 | 2034 | 2035 | 2036 | 2037 | 2038 | 2039 | 2040 | 2041 | 2042 | 2043
1X- | Capital | Ash Conveyance & Storage | 3% | Capital Cost |  |  | [2013 $] | 0 |  |  | 0 | 0 | 0 | 0 | 0 | 0 | 0 | 0 | 0 | 0 | 0 | 0 | 0 | 0 | 0 | 0 | 0 | 0 | 0 | 0 | 0 | 0 | 0 | 0 | 0 | 0 | 0 | 0 | 0 | 0
|  |  |  | Project Schedule Spend Profile | [6 empty] | 100% | 0% | 0% | 0% | 0% | 0% | 0% | 0% | 0% | 0% | 0% | 0% | 0% | 0% | 0% | 0% | 0% | 0% | 0% | 0% | 0% | 0% | 0% | 0% | 0% | 0% | 0% | 0% | 0% | 0%
|  |  |  | Ash Conveyance & Storage O&M |  |  | Units | Default Value | Overwrite Value |  | 2014 | 2015 | 2016 | 2017 | 2018 | 2019 | 2020 | 2021 | 2022 | 2023 | 2024 | 2025 | 2026 | 2027 | 2028 | 2029 | 2030 | 2031 | 2032 | 2033 | 2034 | 2035 | 2036 | 2037 | 2038 | 2039 | 2040 | 2041 | 2042 | 2043
Costs
1X- | Hrs- | Ash Conveyance & Storage | 2% | Labor |  |  | [hrs/yr] | 0 |  |  | 0 | 0 | 0 | 0 | 0 | 0 | 0 | 0 | 0 | 0 | 0 | 0 | 0 | 0 | 0 | 0 | 0 | 0 | 0 | 0 | 0 | 0 | 0 | 0 | 0 | 0 | 0 | 0 | 0 | 0
1X- | OMM- | Ash Conveyance & Storage | 2% | Maintenance |  |  | [2013 $] | 0 |  |  | 0 | 0 | 0 | 0 | 0 | 0 | 0 | 0 | 0 | 0 | 0 | 0 | 0 | 0 | 0 | 0 | 0 | 0 | 0 | 0 | 0 | 0 | 0 | 0 | 0 | 0 | 0 | 0 | 0 | 0
1X- | Chem- | Ash Conveyance & Storage | 2% | Chemicals |  |  | [2013 $] | 0 |  |  | 0 | 0 | 0 | 0 | 0 | 0 | 0 | 0 | 0 | 0 | 0 | 0 | 0 | 0 | 0 | 0 | 0 | 0 | 0 | 0 | 0 | 0 | 0 | 0 | 0 | 0 | 0 | 0 | 0 | 0
1X- | Dispo- | Ash Conveyance & Storage | 2% | Reuse and Disposal Costs |  |  | [2013 $] | 0 |  |  | 0 | 0 | 0 | 0 | 0 | 0 | 0 | 0 | 0 | 0 | 0 | 0 | 0 | 0 | 0 | 0 | 0 | 0 | 0 | 0 | 0 | 0 | 0 | 0 | 0 | 0 | 0 | 0 | 0 | 0
1X- | NG- | Ash Conveyance & Storage |  | Natural Gas |  |  | [MJ/yr] | 0 |  |  | 0 | 0 | 0 | 0 | 0 | 0 | 0 | 0 | 0 | 0 | 0 | 0 | 0 | 0 | 0 | 0 | 0 | 0 | 0 | 0 | 0 | 0 | 0 | 0 | 0 | 0 | 0 | 0 | 0 | 0
1X- | kWh- | Ash Conveyance & Storage |  | Electricity Consumption |  |  | [kWh/yr] | 0 |  |  | 0 | 0 | 0 | 0 | 0 | 0 | 0 | 0 | 0 | 0 | 0 | 0 | 0 | 0 | 0 | 0 | 0 | 0 | 0 | 0 | 0 | 0 | 0 | 0 | 0 | 0 | 0 | 0 | 0 | 0
1X- | GHG- | Ash Conveyance & Storage | 2% | GHG Cost |  |  | [tCO2e/yr] | 0 |  |  | 0 | 0 | 0 | 0 | 0 | 0 | 0 | 0 | 0 | 0 | 0 | 0 | 0 | 0 | 0 | 0 | 0 | 0 | 0 | 0 | 0 | 0 | 0 | 0 | 0 | 0 | 0 | 0 | 0 | 0
1X- | ExtraOrd- | Ash Conveyance & Storage | 2% | Extraordinary Maintenance Costs |  |  | [2013 $] | 0 |  |  | 0 | 0 | 0 | 0 | 0 | 0 | 0 | 0 | 0 | 0 | 0 | 0 | 0 | 0 | 0 | 0 | 0 | 0 | 0 | 0 | 0 | 0 | 0 | 0 | 0 | 0 | 0 | 0 | 0 | 0
Benefits
1X- | kWhProd- | Ash Conveyance & Storage |  | Electricity Production |  |  | [kWh/yr] | 0 |  |  | 0 | 0 | 0 | 0 | 0 | 0 | 0 | 0 | 0 | 0 | 0 | 0 | 0 | 0 | 0 | 0 | 0 | 0 | 0 | 0 | 0 | 0 | 0 | 0 | 0 | 0 | 0 | 0 | 0 | 0
1X- | TipFee- | Ash Conveyance & Storage | 2% | Tipping Fees |  |  | [2013 $] | 0 |  |  | 0 | 0 | 0 | 0 | 0 | 0 | 0 | 0 | 0 | 0 | 0 | 0 | 0 | 0 | 0 | 0 | 0 | 0 | 0 | 0 | 0 | 0 | 0 | 0 | 0 | 0 | 0 | 0 | 0 | 0
|  |  |  | Net Costs | [6 empty] | 0 | 0 | 0 | 0 | 0 | 0 | 0 | 0 | 0 | 0 | 0 | 0 | 0 | 0 | 0 | 0 | 0 | 0 | 0 | 0 | 0 | 0 | 0 | 0 | 0 | 0 | 0 | 0 | 0 | 0
|  |  |  | Belt Filter Press Dewatering Capital Costs |  |  | Units | Default Value | Overwrite Value |  | 2014 | 2015 | 2016 | 2017 | 2018 | 2019 | 2020 | 2021 | 2022 | 2023 | 2024 | 2025 | 2026 | 2027 | 2028 | 2029 | 2030 | 2031 | 2032 | 2033 | 2034 | 2035 | 2036 | 2037 | 2038 | 2039 | 2040 | 2041 | 2042 | 2043
1X- | Capital | Belt Filter Press Dewatering | 3% | Capital Cost |  |  | [2013 $] | 2603000 |  |  | 2681090 | 0 | 0 | 0 | 0 | 0 | 0 | 0 | 0 | 0 | 0 | 0 | 0 | 0 | 0 | 0 | 0 | 0 | 0 | 0 | 0 | 0 | 0 | 0 | 0 | 0 | 0 | 0 | 0 | 0
|  |  |  | Project Schedule Spend Profile | [6 empty] | 100% | 0% | 0% | 0% | 0% | 0% | 0% | 0% | 0% | 0% | 0% | 0% | 0% | 0% | 0% | 0% | 0% | 0% | 0% | 0% | 0% | 0% | 0% | 0% | 0% | 0% | 0% | 0% | 0% | 0%
|  |  |  | Belt Filter Press Dewatering O&M |  |  | Units | Default Value | Overwrite Value |  | 2014 | 2015 | 2016 | 2017 | 2018 | 2019 | 2020 | 2021 | 2022 | 2023 | 2024 | 2025 | 2026 | 2027 | 2028 | 2029 | 2030 | 2031 | 2032 | 2033 | 2034 | 2035 | 2036 | 2037 | 2038 | 2039 | 2040 | 2041 | 2042 | 2043
Costs
1X- | Hrs- | Belt Filter Press Dewatering | 2% | Labor |  |  | [hrs/yr] | 5110 |  |  | 182427 | 186075.54 | 189797.0508 | 193592.9918 | 197464.8517 | 201414.1487 | 205442.4317 | 209551.2803 | 213742.3059 | 218017.152 | 222377.4951 | 226825.045 | 231361.5459 | 235988.7768 | 240708.5523 | 245522.7234 | 250433.1778 | 255441.8414 | 260550.6782 | 265761.6918 | 0 | 0 | 0 | 0 | 0 | 0 | 0 | 0 | 0 | 0
1X- | OMM- | Belt Filter Press Dewatering | 2% | Maintenance |  |  | [2013 $] | 36000 |  |  | 36720 | 37454.4 | 38203.488 | 38967.5578 | 39746.9089 | 40541.8471 | 41352.684 | 42179.7377 | 43023.3325 | 43883.7991 | 44761.4751 | 45656.7046 | 46569.8387 | 47501.2355 | 48451.2602 | 49420.2854 | 50408.6911 | 51416.8649 | 52445.2022 | 53494.1063 | 0 | 0 | 0 | 0 | 0 | 0 | 0 | 0 | 0 | 0
1X- | Chem- | Belt Filter Press Dewatering | 2% | Chemicals |  |  | [2013 $] | 91000 |  |  | 92820 | 94676.4 | 96569.928 | 98501.3266 | 100471.3531 | 102480.7802 | 104530.3958 | 106621.0037 | 108753.4237 | 110928.4922 | 113147.0621 | 115410.0033 | 117718.2034 | 120072.5674 | 122474.0188 | 124923.4992 | 127421.9691 | 129970.4085 | 132569.8167 | 135221.213 | 0 | 0 | 0 | 0 | 0 | 0 | 0 | 0 | 0 | 0
1X- | Dispo- | Belt Filter Press Dewatering | 2% | Reuse and Disposal Costs |  |  | [2013 $] | 0 |  |  | 0 | 0 | 0 | 0 | 0 | 0 | 0 | 0 | 0 | 0 | 0 | 0 | 0 | 0 | 0 | 0 | 0 | 0 | 0 | 0 | 0 | 0 | 0 | 0 | 0 | 0 | 0 | 0 | 0 | 0
1X- | NG- | Belt Filter Press Dewatering |  | Natural Gas |  |  | [MJ/yr] | 0 |  |  | 0 | 0 | 0 | 0 | 0 | 0 | 0 | 0 | 0 | 0 | 0 | 0 | 0 | 0 | 0 | 0 | 0 | 0 | 0 | 0 | 0 | 0 | 0 | 0 | 0 | 0 | 0 | 0 | 0 | 0
1X- | kWh- | Belt Filter Press Dewatering |  | Electricity Consumption |  |  | [kWh/yr] | 32490 |  |  | 2098.2548 | 2111.3343 | 2202.3538 | 2268.4189 | 2323.1584 | 2352.8792 | 2391.1663 | 2450.0798 | 2508.7364 | 2571.461 | 2627.1583 | 2677.7478 | 2739.6032 | 2802.0433 | 2868.6664 | 2943.3 | 3015.4328 | 3093.6579 | 3176.4705 | 3262.8809 | 0 | 0 | 0 | 0 | 0 | 0 | 0 | 0 | 0 | 0
1X- | GHG- | Belt Filter Press Dewatering | 2% | GHG Cost |  |  | [tCO2e/yr] | 0 |  |  | 0 | 0 | 0 | 0 | 0 | 0 | 0 | 0 | 0 | 0 | 0 | 0 | 0 | 0 | 0 | 0 | 0 | 0 | 0 | 0 | 0 | 0 | 0 | 0 | 0 | 0 | 0 | 0 | 0 | 0
1X- | ExtraOrd- | Belt Filter Press Dewatering | 2% | Extraordinary Maintenance Costs |  |  | [2013 $] | 0 |  |  | 0 | 0 | 0 | 0 | 0 | 0 | 0 | 0 | 0 | 0 | 0 | 0 | 0 | 0 | 0 | 0 | 0 | 0 | 0 | 0 | 0 | 0 | 0 | 0 | 0 | 0 | 0 | 0 | 0 | 0
Benefits
1X- | kWhProd- | Belt Filter Press Dewatering |  | Electricity Production |  |  | [kWh/yr] | 0 |  |  | 0 | 0 | 0 | 0 | 0 | 0 | 0 | 0 | 0 | 0 | 0 | 0 | 0 | 0 | 0 | 0 | 0 | 0 | 0 | 0 | 0 | 0 | 0 | 0 | 0 | 0 | 0 | 0 | 0 | 0
1X- | TipFee- | Belt Filter Press Dewatering | 2% | Tipping Fees |  |  | [2013 $] | 0 |  |  | 0 | 0 | 0 | 0 | 0 | 0 | 0 | 0 | 0 | 0 | 0 | 0 | 0 | 0 | 0 | 0 | 0 | 0 | 0 | 0 | 0 | 0 | 0 | 0 | 0 | 0 | 0 | 0 | 0 | 0
|  |  |  | Net Costs | [6 empty] | 314065.2548 | 320317.6743 | 326772.8206 | 333330.295 | 340006.272 | 346789.6551 | 353716.6778 | 360802.1015 | 368027.7985 | 375400.9043 | 382913.1905 | 390569.5007 | 398389.1912 | 406364.623 | 414502.4977 | 422809.8079 | 431279.2708 | 439922.7727 | 448742.1676 | 457739.8919 | 0 | 0 | 0 | 0 | 0 | 0 | 0 | 0 | 0 | 0
|  |  |  | Cake Storage/Load Out Capital Costs |  |  | Units | Default Value | Overwrite Value |  | 2014 | 2015 | 2016 | 2017 | 2018 | 2019 | 2020 | 2021 | 2022 | 2023 | 2024 | 2025 | 2026 | 2027 | 2028 | 2029 | 2030 | 2031 | 2032 | 2033 | 2034 | 2035 | 2036 | 2037 | 2038 | 2039 | 2040 | 2041 | 2042 | 2043
1X- | Capital | Cake Storage/Load Out | 3% | Capital Cost |  |  | [2013 $] | 0 |  |  | 0 | 0 | 0 | 0 | 0 | 0 | 0 | 0 | 0 | 0 | 0 | 0 | 0 | 0 | 0 | 0 | 0 | 0 | 0 | 0 | 0 | 0 | 0 | 0 | 0 | 0 | 0 | 0 | 0 | 0
|  |  |  | Project Schedule Spend Profile | [6 empty] | 100% | 0% | 0% | 0% | 0% | 0% | 0% | 0% | 0% | 0% | 0% | 0% | 0% | 0% | 0% | 0% | 0% | 0% | 0% | 0% | 0% | 0% | 0% | 0% | 0% | 0% | 0% | 0% | 0% | 0%
|  |  |  | Cake Storage/Load Out O&M |  |  | Units | Default Value | Overwrite Value |  | 2014 | 2015 | 2016 | 2017 | 2018 | 2019 | 2020 | 2021 | 2022 | 2023 | 2024 | 2025 | 2026 | 2027 | 2028 | 2029 | 2030 | 2031 | 2032 | 2033 | 2034 | 2035 | 2036 | 2037 | 2038 | 2039 | 2040 | 2041 | 2042 | 2043
Costs
1X- | Hrs- | Cake Storage/Load Out | 2% | Labor |  |  | [hrs/yr] | 0 |  |  | 0 | 0 | 0 | 0 | 0 | 0 | 0 | 0 | 0 | 0 | 0 | 0 | 0 | 0 | 0 | 0 | 0 | 0 | 0 | 0 | 0 | 0 | 0 | 0 | 0 | 0 | 0 | 0 | 0 | 0
1X- | OMM- | Cake Storage/Load Out | 2% | Maintenance |  |  | [2013 $] | 0 |  |  | 0 | 0 | 0 | 0 | 0 | 0 | 0 | 0 | 0 | 0 | 0 | 0 | 0 | 0 | 0 | 0 | 0 | 0 | 0 | 0 | 0 | 0 | 0 | 0 | 0 | 0 | 0 | 0 | 0 | 0
1X- | Chem- | Cake Storage/Load Out | 2% | Chemicals |  |  | [2013 $] | 0 |  |  | 0 | 0 | 0 | 0 | 0 | 0 | 0 | 0 | 0 | 0 | 0 | 0 | 0 | 0 | 0 | 0 | 0 | 0 | 0 | 0 | 0 | 0 | 0 | 0 | 0 | 0 | 0 | 0 | 0 | 0
1X- | Dispo- | Cake Storage/Load Out | 2% | Reuse and Disposal Costs |  |  | [2013 $] | 0 |  |  | 0 | 0 | 0 | 0 | 0 | 0 | 0 | 0 | 0 | 0 | 0 | 0 | 0 | 0 | 0 | 0 | 0 | 0 | 0 | 0 | 0 | 0 | 0 | 0 | 0 | 0 | 0 | 0 | 0 | 0
1X- | NG- | Cake Storage/Load Out |  | Natural Gas |  |  | [MJ/yr] | 0 |  |  | 0 | 0 | 0 | 0 | 0 | 0 | 0 | 0 | 0 | 0 | 0 | 0 | 0 | 0 | 0 | 0 | 0 | 0 | 0 | 0 | 0 | 0 | 0 | 0 | 0 | 0 | 0 | 0 | 0 | 0
1X- | kWh- | Cake Storage/Load Out |  | Electricity Consumption |  |  | [kWh/yr] | 16430 |  |  | 1061.075 | 1067.6892 | 1113.7172 | 1147.126 | 1174.8074 | 1189.837 | 1209.1986 | 1238.9908 | 1268.6531 | 1300.3725 | 1328.5383 | 1354.1212 | 1385.4011 | 1416.9767 | 1450.6676 | 1488.4093 | 1524.8864 | 1564.4444 | 1606.3223 | 1650.0195 | 0 | 0 | 0 | 0 | 0 | 0 | 0 | 0 | 0 | 0
1X- | GHG- | Cake Storage/Load Out | 2% | GHG Cost |  |  | [tCO2e/yr] | 0 |  |  | 0 | 0 | 0 | 0 | 0 | 0 | 0 | 0 | 0 | 0 | 0 | 0 | 0 | 0 | 0 | 0 | 0 | 0 | 0 | 0 | 0 | 0 | 0 | 0 | 0 | 0 | 0 | 0 | 0 | 0
1X- | ExtraOrd- | Cake Storage/Load Out | 2% | Extraordinary Maintenance Costs |  |  | [2013 $] | 0 |  |  | 0 | 0 | 0 | 0 | 0 | 0 | 0 | 0 | 0 | 0 | 0 | 0 | 0 | 0 | 0 | 0 | 0 | 0 | 0 | 0 | 0 | 0 | 0 | 0 | 0 | 0 | 0 | 0 | 0 | 0
Benefits
1X- | kWhProd- | Cake Storage/Load Out |  | Electricity Production |  |  | [kWh/yr] | 0 |  |  | 0 | 0 | 0 | 0 | 0 | 0 | 0 | 0 | 0 | 0 | 0 | 0 | 0 | 0 | 0 | 0 | 0 | 0 | 0 | 0 | 0 | 0 | 0 | 0 | 0 | 0 | 0 | 0 | 0 | 0
1X- | TipFee- | Cake Storage/Load Out | 2% | Tipping Fees |  |  | [2013 $] | 0 |  |  | 0 | 0 | 0 | 0 | 0 | 0 | 0 | 0 | 0 | 0 | 0 | 0 | 0 | 0 | 0 | 0 | 0 | 0 | 0 | 0 | 0 | 0 | 0 | 0 | 0 | 0 | 0 | 0 | 0 | 0
|  |  |  | Net Costs | [6 empty] | 1061.075 | 1067.6892 | 1113.7172 | 1147.126 | 1174.8074 | 1189.837 | 1209.1986 | 1238.9908 | 1268.6531 | 1300.3725 | 1328.5383 | 1354.1212 | 1385.4011 | 1416.9767 | 1450.6676 | 1488.4093 | 1524.8864 | 1564.4444 | 1606.3223 | 1650.0195 | 0 | 0 | 0 | 0 | 0 | 0 | 0 | 0 | 0 | 0
|  |  |  | Cake Storage Capital Costs |  |  | Units | Default Value | Overwrite Value |  | 2014 | 2015 | 2016 | 2017 | 2018 | 2019 | 2020 | 2021 | 2022 | 2023 | 2024 | 2025 | 2026 | 2027 | 2028 | 2029 | 2030 | 2031 | 2032 | 2033 | 2034 | 2035 | 2036 | 2037 | 2038 | 2039 | 2040 | 2041 | 2042 | 2043
1X- | Capital | Cake Storage | 3% | Capital Cost |  |  | [2013 $] | 1338000 |  |  | 1378140 | 0 | 0 | 0 | 0 | 0 | 0 | 0 | 0 | 0 | 0 | 0 | 0 | 0 | 0 | 0 | 0 | 0 | 0 | 0 | 0 | 0 | 0 | 0 | 0 | 0 | 0 | 0 | 0 | 0
|  |  |  | Project Schedule Spend Profile | [6 empty] | 100% | 0% | 0% | 0% | 0% | 0% | 0% | 0% | 0% | 0% | 0% | 0% | 0% | 0% | 0% | 0% | 0% | 0% | 0% | 0% | 0% | 0% | 0% | 0% | 0% | 0% | 0% | 0% | 0% | 0%
|  |  |  | Cake Storage O&M |  |  | Units | Default Value | Overwrite Value |  | 2014 | 2015 | 2016 | 2017 | 2018 | 2019 | 2020 | 2021 | 2022 | 2023 | 2024 | 2025 | 2026 | 2027 | 2028 | 2029 | 2030 | 2031 | 2032 | 2033 | 2034 | 2035 | 2036 | 2037 | 2038 | 2039 | 2040 | 2041 | 2042 | 2043
Costs
1X- | Hrs- | Cake Storage | 2% | Labor |  |  | [hrs/yr] | 1277.5 |  |  | 45606.75 | 46518.885 | 47449.2627 | 48398.248 | 49366.2129 | 50353.5372 | 51360.6079 | 52387.8201 | 53435.5765 | 54504.288 | 55594.3738 | 56706.2612 | 57840.3865 | 58997.1942 | 60177.1381 | 61380.6808 | 62608.2945 | 63860.4603 | 65137.6696 | 66440.4229 | 0 | 0 | 0 | 0 | 0 | 0 | 0 | 0 | 0 | 0
1X- | OMM- | Cake Storage | 2% | Maintenance |  |  | [2013 $] | 27000 |  |  | 27540 | 28090.8 | 28652.616 | 29225.6683 | 29810.1817 | 30406.3853 | 31014.513 | 31634.8033 | 32267.4994 | 32912.8493 | 33571.1063 | 34242.5285 | 34927.379 | 35625.9266 | 36338.4451 | 37065.214 | 37806.5183 | 38562.6487 | 39333.9017 | 40120.5797 | 0 | 0 | 0 | 0 | 0 | 0 | 0 | 0 | 0 | 0
1X- | Chem- | Cake Storage | 2% | Chemicals |  |  | [2013 $] | 0 |  |  | 0 | 0 | 0 | 0 | 0 | 0 | 0 | 0 | 0 | 0 | 0 | 0 | 0 | 0 | 0 | 0 | 0 | 0 | 0 | 0 | 0 | 0 | 0 | 0 | 0 | 0 | 0 | 0 | 0 | 0
1X- | Dispo- | Cake Storage | 2% | Reuse and Disposal Costs |  |  | [2013 $] | 0 |  |  | 0 | 0 | 0 | 0 | 0 | 0 | 0 | 0 | 0 | 0 | 0 | 0 | 0 | 0 | 0 | 0 | 0 | 0 | 0 | 0 | 0 | 0 | 0 | 0 | 0 | 0 | 0 | 0 | 0 | 0
1X- | NG- | Cake Storage |  | Natural Gas |  |  | [MJ/yr] | 0 |  |  | 0 | 0 | 0 | 0 | 0 | 0 | 0 | 0 | 0 | 0 | 0 | 0 | 0 | 0 | 0 | 0 | 0 | 0 | 0 | 0 | 0 | 0 | 0 | 0 | 0 | 0 | 0 | 0 | 0 | 0
1X- | kWh- | Cake Storage |  | Electricity Consumption |  |  | [kWh/yr] | 0 |  |  | 0 | 0 | 0 | 0 | 0 | 0 | 0 | 0 | 0 | 0 | 0 | 0 | 0 | 0 | 0 | 0 | 0 | 0 | 0 | 0 | 0 | 0 | 0 | 0 | 0 | 0 | 0 | 0 | 0 | 0
1X- | GHG- | Cake Storage | 2% | GHG Cost |  |  | [tCO2e/yr] | 0 |  |  | 0 | 0 | 0 | 0 | 0 | 0 | 0 | 0 | 0 | 0 | 0 | 0 | 0 | 0 | 0 | 0 | 0 | 0 | 0 | 0 | 0 | 0 | 0 | 0 | 0 | 0 | 0 | 0 | 0 | 0
1X- | ExtraOrd- | Cake Storage | 2% | Extraordinary Maintenance Costs |  |  | [2013 $] | 0 |  |  | 0 | 0 | 0 | 0 | 0 | 0 | 0 | 0 | 0 | 0 | 0 | 0 | 0 | 0 | 0 | 0 | 0 | 0 | 0 | 0 | 0 | 0 | 0 | 0 | 0 | 0 | 0 | 0 | 0 | 0
Benefits
1X- | kWhProd- | Cake Storage |  | Electricity Production |  |  | [kWh/yr] | 0 |  |  | 0 | 0 | 0 | 0 | 0 | 0 | 0 | 0 | 0 | 0 | 0 | 0 | 0 | 0 | 0 | 0 | 0 | 0 | 0 | 0 | 0 | 0 | 0 | 0 | 0 | 0 | 0 | 0 | 0 | 0
1X- | TipFee- | Cake Storage | 2% | Tipping Fees |  |  | [2013 $] | 0 |  |  | 0 | 0 | 0 | 0 | 0 | 0 | 0 | 0 | 0 | 0 | 0 | 0 | 0 | 0 | 0 | 0 | 0 | 0 | 0 | 0 | 0 | 0 | 0 | 0 | 0 | 0 | 0 | 0 | 0 | 0
|  |  |  | Net Costs | [6 empty] | 73146.75 | 74609.685 | 76101.8787 | 77623.9163 | 79176.3946 | 80759.9225 | 82375.1209 | 84022.6234 | 85703.0758 | 87417.1373 | 89165.4801 | 90948.7897 | 92767.7655 | 94623.1208 | 96515.5832 | 98445.8949 | 100414.8128 | 102423.109 | 104471.5712 | 106561.0026 | 0 | 0 | 0 | 0 | 0 | 0 | 0 | 0 | 0 | 0
|  |  |  | CHP Capital Costs |  |  | Units | Default Value | Overwrite Value |  | 2014 | 2015 | 2016 | 2017 | 2018 | 2019 | 2020 | 2021 | 2022 | 2023 | 2024 | 2025 | 2026 | 2027 | 2028 | 2029 | 2030 | 2031 | 2032 | 2033 | 2034 | 2035 | 2036 | 2037 | 2038 | 2039 | 2040 | 2041 | 2042 | 2043
1X- | Capital | CHP | 3% | Capital Cost |  |  | [2013 $] | 741000 |  |  | 763230 | 0 | 0 | 0 | 0 | 0 | 0 | 0 | 0 | 0 | 0 | 0 | 0 | 0 | 0 | 0 | 0 | 0 | 0 | 0 | 0 | 0 | 0 | 0 | 0 | 0 | 0 | 0 | 0 | 0
|  |  |  | Project Schedule Spend Profile | [6 empty] | 100% | 0% | 0% | 0% | 0% | 0% | 0% | 0% | 0% | 0% | 0% | 0% | 0% | 0% | 0% | 0% | 0% | 0% | 0% | 0% | 0% | 0% | 0% | 0% | 0% | 0% | 0% | 0% | 0% | 0%
|  |  |  | CHP O&M |  |  | Units | Default Value | Overwrite Value |  | 2014 | 2015 | 2016 | 2017 | 2018 | 2019 | 2020 | 2021 | 2022 | 2023 | 2024 | 2025 | 2026 | 2027 | 2028 | 2029 | 2030 | 2031 | 2032 | 2033 | 2034 | 2035 | 2036 | 2037 | 2038 | 2039 | 2040 | 2041 | 2042 | 2043
Costs
1X- | Hrs- | CHP | 2% | Labor |  |  | [hrs/yr] | 1460 |  |  | 52122 | 53164.44 | 54227.7288 | 55312.2834 | 56418.529 | 57546.8996 | 58697.8376 | 59871.7944 | 61069.2303 | 62290.6149 | 63536.4272 | 64807.1557 | 66103.2988 | 67425.3648 | 68773.8721 | 70149.3495 | 71552.3365 | 72983.3833 | 74443.0509 | 75931.9119 | 0 | 0 | 0 | 0 | 0 | 0 | 0 | 0 | 0 | 0
1X- | OMM- | CHP | 2% | Maintenance |  |  | [2013 $] | 15000 |  |  | 15300 | 15606 | 15918.12 | 16236.4824 | 16561.212 | 16892.4363 | 17230.285 | 17574.8907 | 17926.3885 | 18284.9163 | 18650.6146 | 19023.6269 | 19404.0995 | 19792.1814 | 20188.0251 | 20591.7856 | 21003.6213 | 21423.6937 | 21852.1676 | 22289.2109 | 0 | 0 | 0 | 0 | 0 | 0 | 0 | 0 | 0 | 0
1X- | Chem- | CHP | 2% | Chemicals |  |  | [2013 $] | 0 |  |  | 0 | 0 | 0 | 0 | 0 | 0 | 0 | 0 | 0 | 0 | 0 | 0 | 0 | 0 | 0 | 0 | 0 | 0 | 0 | 0 | 0 | 0 | 0 | 0 | 0 | 0 | 0 | 0 | 0 | 0
1X- | Dispo- | CHP | 2% | Reuse and Disposal Costs |  |  | [2013 $] | 0 |  |  | 0 | 0 | 0 | 0 | 0 | 0 | 0 | 0 | 0 | 0 | 0 | 0 | 0 | 0 | 0 | 0 | 0 | 0 | 0 | 0 | 0 | 0 | 0 | 0 | 0 | 0 | 0 | 0 | 0 | 0
1X- | NG- | CHP |  | Natural Gas |  |  | [MJ/yr] | 0 |  |  | 0 | 0 | 0 | 0 | 0 | 0 | 0 | 0 | 0 | 0 | 0 | 0 | 0 | 0 | 0 | 0 | 0 | 0 | 0 | 0 | 0 | 0 | 0 | 0 | 0 | 0 | 0 | 0 | 0 | 0
1X- | kWh- | CHP |  | Electricity Consumption |  |  | [kWh/yr] | 0 |  |  | 0 | 0 | 0 | 0 | 0 | 0 | 0 | 0 | 0 | 0 | 0 | 0 | 0 | 0 | 0 | 0 | 0 | 0 | 0 | 0 | 0 | 0 | 0 | 0 | 0 | 0 | 0 | 0 | 0 | 0
1X- | GHG- | CHP | 2% | GHG Cost |  |  | [tCO2e/yr] | -2338.4274 |  |  | 0 | 0 | 0 | 0 | 0 | 0 | 0 | 0 | 0 | 0 | 0 | 0 | 0 | 0 | 0 | 0 | 0 | 0 | 0 | 0 | 0 | 0 | 0 | 0 | 0 | 0 | 0 | 0 | 0 | 0
1X- | ExtraOrd- | CHP | 2% | Extraordinary Maintenance Costs |  |  | [2013 $] | 0 |  |  | 0 | 0 | 0 | 0 | 0 | 0 | 0 | 0 | 0 | 0 | 0 | 0 | 0 | 0 | 0 | 0 | 0 | 0 | 0 | 0 | 0 | 0 | 0 | 0 | 0 | 0 | 0 | 0 | 0 | 0
Benefits
1X- | kWhProd- | CHP |  | Electricity Production |  |  | [kWh/yr] | 2482000 |  |  | 160291.4221 | 161290.6037 | 168243.8322 | 173290.7262 | 177472.4238 | 179742.8787 | 182667.7399 | 187168.301 | 191649.2377 | 196440.9394 | 200695.8115 | 204560.482 | 209285.7876 | 214055.7578 | 219145.2769 | 224846.738 | 230357.1602 | 236332.9893 | 242659.272 | 249260.3968 | 0 | 0 | 0 | 0 | 0 | 0 | 0 | 0 | 0 | 0
1X- | TipFee- | CHP | 2% | Tipping Fees |  |  | [2013 $] | 0 |  |  | 0 | 0 | 0 | 0 | 0 | 0 | 0 | 0 | 0 | 0 | 0 | 0 | 0 | 0 | 0 | 0 | 0 | 0 | 0 | 0 | 0 | 0 | 0 | 0 | 0 | 0 | 0 | 0 | 0 | 0
|  |  |  | Net Costs | [6 empty] | -92869.4221 | -92520.1637 | -98097.9834 | -101741.9604 | -104492.6827 | -105303.5428 | -106739.6173 | -109721.6159 | -112653.619 | -115865.4082 | -118508.7697 | -120729.6994 | -123778.3894 | -126838.2116 | -130183.3798 | -134105.6028 | -137801.2024 | -141925.9123 | -146364.0535 | -151039.2739 | 0 | 0 | 0 | 0 | 0 | 0 | 0 | 0 | 0 | 0
|  |  |  | Dewatering Capital Costs |  |  | Units | Default Value | Overwrite Value |  | 2014 | 2015 | 2016 | 2017 | 2018 | 2019 | 2020 | 2021 | 2022 | 2023 | 2024 | 2025 | 2026 | 2027 | 2028 | 2029 | 2030 | 2031 | 2032 | 2033 | 2034 | 2035 | 2036 | 2037 | 2038 | 2039 | 2040 | 2041 | 2042 | 2043
1X- | Capital | Dewatering | 3% | Capital Cost |  |  | [2013 $] | 0 |  |  | 0 | 0 | 0 | 0 | 0 | 0 | 0 | 0 | 0 | 0 | 0 | 0 | 0 | 0 | 0 | 0 | 0 | 0 | 0 | 0 | 0 | 0 | 0 | 0 | 0 | 0 | 0 | 0 | 0 | 0
|  |  |  | Project Schedule Spend Profile | [6 empty] | 100% | 0% | 0% | 0% | 0% | 0% | 0% | 0% | 0% | 0% | 0% | 0% | 0% | 0% | 0% | 0% | 0% | 0% | 0% | 0% | 0% | 0% | 0% | 0% | 0% | 0% | 0% | 0% | 0% | 0%
|  |  |  | Dewatering O&M |  |  | Units | Default Value | Overwrite Value |  | 2014 | 2015 | 2016 | 2017 | 2018 | 2019 | 2020 | 2021 | 2022 | 2023 | 2024 | 2025 | 2026 | 2027 | 2028 | 2029 | 2030 | 2031 | 2032 | 2033 | 2034 | 2035 | 2036 | 2037 | 2038 | 2039 | 2040 | 2041 | 2042 | 2043
Costs
1X- | Hrs- | Dewatering | 2% | Labor |  |  | [hrs/yr] | 0 |  |  | 0 | 0 | 0 | 0 | 0 | 0 | 0 | 0 | 0 | 0 | 0 | 0 | 0 | 0 | 0 | 0 | 0 | 0 | 0 | 0 | 0 | 0 | 0 | 0 | 0 | 0 | 0 | 0 | 0 | 0
1X- | OMM- | Dewatering | 2% | Maintenance |  |  | [2013 $] | 0 |  |  | 0 | 0 | 0 | 0 | 0 | 0 | 0 | 0 | 0 | 0 | 0 | 0 | 0 | 0 | 0 | 0 | 0 | 0 | 0 | 0 | 0 | 0 | 0 | 0 | 0 | 0 | 0 | 0 | 0 | 0
1X- | Chem- | Dewatering | 2% | Chemicals |  |  | [2013 $] | 0 |  |  | 0 | 0 | 0 | 0 | 0 | 0 | 0 | 0 | 0 | 0 | 0 | 0 | 0 | 0 | 0 | 0 | 0 | 0 | 0 | 0 | 0 | 0 | 0 | 0 | 0 | 0 | 0 | 0 | 0 | 0
1X- | Dispo- | Dewatering | 2% | Reuse and Disposal Costs |  |  | [2013 $] | 0 |  |  | 0 | 0 | 0 | 0 | 0 | 0 | 0 | 0 | 0 | 0 | 0 | 0 | 0 | 0 | 0 | 0 | 0 | 0 | 0 | 0 | 0 | 0 | 0 | 0 | 0 | 0 | 0 | 0 | 0 | 0
1X- | NG- | Dewatering |  | Natural Gas |  |  | [MJ/yr] | 0 |  |  | 0 | 0 | 0 | 0 | 0 | 0 | 0 | 0 | 0 | 0 | 0 | 0 | 0 | 0 | 0 | 0 | 0 | 0 | 0 | 0 | 0 | 0 | 0 | 0 | 0 | 0 | 0 | 0 | 0 | 0
1X- | kWh- | Dewatering |  | Electricity Consumption |  |  | [kWh/yr] | 0 |  |  | 0 | 0 | 0 | 0 | 0 | 0 | 0 | 0 | 0 | 0 | 0 | 0 | 0 | 0 | 0 | 0 | 0 | 0 | 0 | 0 | 0 | 0 | 0 | 0 | 0 | 0 | 0 | 0 | 0 | 0
1X- | GHG- | Dewatering | 2% | GHG Cost |  |  | [tCO2e/yr] | 0 |  |  | 0 | 0 | 0 | 0 | 0 | 0 | 0 | 0 | 0 | 0 | 0 | 0 | 0 | 0 | 0 | 0 | 0 | 0 | 0 | 0 | 0 | 0 | 0 | 0 | 0 | 0 | 0 | 0 | 0 | 0
1X- | ExtraOrd- | Dewatering | 2% | Extraordinary Maintenance Costs |  |  | [2013 $] | 0 |  |  | 0 | 0 | 0 | 0 | 0 | 0 | 0 | 0 | 0 | 0 | 0 | 0 | 0 | 0 | 0 | 0 | 0 | 0 | 0 | 0 | 0 | 0 | 0 | 0 | 0 | 0 | 0 | 0 | 0 | 0
Benefits
1X- | kWhProd- | Dewatering |  | Electricity Production |  |  | [kWh/yr] | 0 |  |  | 0 | 0 | 0 | 0 | 0 | 0 | 0 | 0 | 0 | 0 | 0 | 0 | 0 | 0 | 0 | 0 | 0 | 0 | 0 | 0 | 0 | 0 | 0 | 0 | 0 | 0 | 0 | 0 | 0 | 0
1X- | TipFee- | Dewatering | 2% | Tipping Fees |  |  | [2013 $] | 0 |  |  | 0 | 0 | 0 | 0 | 0 | 0 | 0 | 0 | 0 | 0 | 0 | 0 | 0 | 0 | 0 | 0 | 0 | 0 | 0 | 0 | 0 | 0 | 0 | 0 | 0 | 0 | 0 | 0 | 0 | 0
|  |  |  | Net Costs | [6 empty] | 0 | 0 | 0 | 0 | 0 | 0 | 0 | 0 | 0 | 0 | 0 | 0 | 0 | 0 | 0 | 0 | 0 | 0 | 0 | 0 | 0 | 0 | 0 | 0 | 0 | 0 | 0 | 0 | 0 | 0
|  |  |  | Drying/Gasification/Energy Recovery Capital Costs |  |  | Units | Default Value | Overwrite Value |  | 2014 | 2015 | 2016 | 2017 | 2018 | 2019 | 2020 | 2021 | 2022 | 2023 | 2024 | 2025 | 2026 | 2027 | 2028 | 2029 | 2030 | 2031 | 2032 | 2033 | 2034 | 2035 | 2036 | 2037 | 2038 | 2039 | 2040 | 2041 | 2042 | 2043
1X- | Capital | Drying/Gasification/Energy Recovery | 3% | Capital Cost |  |  | [2013 $] | 0 |  |  | 0 | 0 | 0 | 0 | 0 | 0 | 0 | 0 | 0 | 0 | 0 | 0 | 0 | 0 | 0 | 0 | 0 | 0 | 0 | 0 | 0 | 0 | 0 | 0 | 0 | 0 | 0 | 0 | 0 | 0
|  |  |  | Project Schedule Spend Profile | [6 empty] | 100% | 0% | 0% | 0% | 0% | 0% | 0% | 0% | 0% | 0% | 0% | 0% | 0% | 0% | 0% | 0% | 0% | 0% | 0% | 0% | 0% | 0% | 0% | 0% | 0% | 0% | 0% | 0% | 0% | 0%
|  |  |  | Drying/Gasification/Energy Recovery O&M |  |  | Units | Default Value | Overwrite Value |  | 2014 | 2015 | 2016 | 2017 | 2018 | 2019 | 2020 | 2021 | 2022 | 2023 | 2024 | 2025 | 2026 | 2027 | 2028 | 2029 | 2030 | 2031 | 2032 | 2033 | 2034 | 2035 | 2036 | 2037 | 2038 | 2039 | 2040 | 2041 | 2042 | 2043
Costs
1X- | Hrs- | Drying/Gasification/Energy Recovery | 2% | Labor |  |  | [hrs/yr] | 0 |  |  | 0 | 0 | 0 | 0 | 0 | 0 | 0 | 0 | 0 | 0 | 0 | 0 | 0 | 0 | 0 | 0 | 0 | 0 | 0 | 0 | 0 | 0 | 0 | 0 | 0 | 0 | 0 | 0 | 0 | 0
1X- | OMM- | Drying/Gasification/Energy Recovery | 2% | Maintenance |  |  | [2013 $] | 0 |  |  | 0 | 0 | 0 | 0 | 0 | 0 | 0 | 0 | 0 | 0 | 0 | 0 | 0 | 0 | 0 | 0 | 0 | 0 | 0 | 0 | 0 | 0 | 0 | 0 | 0 | 0 | 0 | 0 | 0 | 0
1X- | Chem- | Drying/Gasification/Energy Recovery | 2% | Chemicals |  |  | [2013 $] | 0 |  |  | 0 | 0 | 0 | 0 | 0 | 0 | 0 | 0 | 0 | 0 | 0 | 0 | 0 | 0 | 0 | 0 | 0 | 0 | 0 | 0 | 0 | 0 | 0 | 0 | 0 | 0 | 0 | 0 | 0 | 0
1X- | Dispo- | Drying/Gasification/Energy Recovery | 2% | Reuse and Disposal Costs |  |  | [2013 $] | 0 |  |  | 0 | 0 | 0 | 0 | 0 | 0 | 0 | 0 | 0 | 0 | 0 | 0 | 0 | 0 | 0 | 0 | 0 | 0 | 0 | 0 | 0 | 0 | 0 | 0 | 0 | 0 | 0 | 0 | 0 | 0
1X- | NG- | Drying/Gasification/Energy Recovery |  | Natural Gas |  |  | [MJ/yr] | 0 |  |  | 0 | 0 | 0 | 0 | 0 | 0 | 0 | 0 | 0 | 0 | 0 | 0 | 0 | 0 | 0 | 0 | 0 | 0 | 0 | 0 | 0 | 0 | 0 | 0 | 0 | 0 | 0 | 0 | 0 | 0
1X- | kWh- | Drying/Gasification/Energy Recovery |  | Electricity Consumption |  |  | [kWh/yr] | 0 |  |  | 0 | 0 | 0 | 0 | 0 | 0 | 0 | 0 | 0 | 0 | 0 | 0 | 0 | 0 | 0 | 0 | 0 | 0 | 0 | 0 | 0 | 0 | 0 | 0 | 0 | 0 | 0 | 0 | 0 | 0
1X- | GHG- | Drying/Gasification/Energy Recovery | 2% | GHG Cost |  |  | [tCO2e/yr] | 0 |  |  | 0 | 0 | 0 | 0 | 0 | 0 | 0 | 0 | 0 | 0 | 0 | 0 | 0 | 0 | 0 | 0 | 0 | 0 | 0 | 0 | 0 | 0 | 0 | 0 | 0 | 0 | 0 | 0 | 0 | 0
1X- | ExtraOrd- | Drying/Gasification/Energy Recovery | 2% | Extraordinary Maintenance Costs |  |  | [2013 $] | 0 |  |  | 0 | 0 | 0 | 0 | 0 | 0 | 0 | 0 | 0 | 0 | 0 | 0 | 0 | 0 | 0 | 0 | 0 | 0 | 0 | 0 | 0 | 0 | 0 | 0 | 0 | 0 | 0 | 0 | 0 | 0
Benefits
1X- | kWhProd- | Drying/Gasification/Energy Recovery |  | Electricity Production |  |  | [kWh/yr] | 0 |  |  | 0 | 0 | 0 | 0 | 0 | 0 | 0 | 0 | 0 | 0 | 0 | 0 | 0 | 0 | 0 | 0 | 0 | 0 | 0 | 0 | 0 | 0 | 0 | 0 | 0 | 0 | 0 | 0 | 0 | 0
1X- | TipFee- | Drying/Gasification/Energy Recovery | 2% | Tipping Fees |  |  | [2013 $] | 0 |  |  | 0 | 0 | 0 | 0 | 0 | 0 | 0 | 0 | 0 | 0 | 0 | 0 | 0 | 0 | 0 | 0 | 0 | 0 | 0 | 0 | 0 | 0 | 0 | 0 | 0 | 0 | 0 | 0 | 0 | 0
|  |  |  | Net Costs | [6 empty] | 0 | 0 | 0 | 0 | 0 | 0 | 0 | 0 | 0 | 0 | 0 | 0 | 0 | 0 | 0 | 0 | 0 | 0 | 0 | 0 | 0 | 0 | 0 | 0 | 0 | 0 | 0 | 0 | 0 | 0
|  |  |  | Energy Recovery Capital Costs |  |  | Units | Default Value | Overwrite Value |  | 2014 | 2015 | 2016 | 2017 | 2018 | 2019 | 2020 | 2021 | 2022 | 2023 | 2024 | 2025 | 2026 | 2027 | 2028 | 2029 | 2030 | 2031 | 2032 | 2033 | 2034 | 2035 | 2036 | 2037 | 2038 | 2039 | 2040 | 2041 | 2042 | 2043
1X- | Capital | Energy Recovery | 3% | Capital Cost |  |  | [2013 $] | 0 |  |  | 0 | 0 | 0 | 0 | 0 | 0 | 0 | 0 | 0 | 0 | 0 | 0 | 0 | 0 | 0 | 0 | 0 | 0 | 0 | 0 | 0 | 0 | 0 | 0 | 0 | 0 | 0 | 0 | 0 | 0
|  |  |  | Project Schedule Spend Profile | [6 empty] | 100% | 0% | 0% | 0% | 0% | 0% | 0% | 0% | 0% | 0% | 0% | 0% | 0% | 0% | 0% | 0% | 0% | 0% | 0% | 0% | 0% | 0% | 0% | 0% | 0% | 0% | 0% | 0% | 0% | 0%
|  |  |  | Energy Recovery O&M |  |  | Units | Default Value | Overwrite Value |  | 2014 | 2015 | 2016 | 2017 | 2018 | 2019 | 2020 | 2021 | 2022 | 2023 | 2024 | 2025 | 2026 | 2027 | 2028 | 2029 | 2030 | 2031 | 2032 | 2033 | 2034 | 2035 | 2036 | 2037 | 2038 | 2039 | 2040 | 2041 | 2042 | 2043
Costs
1X- | Hrs- | Energy Recovery | 2% | Labor |  |  | [hrs/yr] | 0 |  |  | 0 | 0 | 0 | 0 | 0 | 0 | 0 | 0 | 0 | 0 | 0 | 0 | 0 | 0 | 0 | 0 | 0 | 0 | 0 | 0 | 0 | 0 | 0 | 0 | 0 | 0 | 0 | 0 | 0 | 0
1X- | OMM- | Energy Recovery | 2% | Maintenance |  |  | [2013 $] | 0 |  |  | 0 | 0 | 0 | 0 | 0 | 0 | 0 | 0 | 0 | 0 | 0 | 0 | 0 | 0 | 0 | 0 | 0 | 0 | 0 | 0 | 0 | 0 | 0 | 0 | 0 | 0 | 0 | 0 | 0 | 0
1X- | Chem- | Energy Recovery | 2% | Chemicals |  |  | [2013 $] | 0 |  |  | 0 | 0 | 0 | 0 | 0 | 0 | 0 | 0 | 0 | 0 | 0 | 0 | 0 | 0 | 0 | 0 | 0 | 0 | 0 | 0 | 0 | 0 | 0 | 0 | 0 | 0 | 0 | 0 | 0 | 0
1X- | Dispo- | Energy Recovery | 2% | Reuse and Disposal Costs |  |  | [2013 $] | 0 |  |  | 0 | 0 | 0 | 0 | 0 | 0 | 0 | 0 | 0 | 0 | 0 | 0 | 0 | 0 | 0 | 0 | 0 | 0 | 0 | 0 | 0 | 0 | 0 | 0 | 0 | 0 | 0 | 0 | 0 | 0
1X- | NG- | Energy Recovery |  | Natural Gas |  |  | [MJ/yr] | 0 |  |  | 0 | 0 | 0 | 0 | 0 | 0 | 0 | 0 | 0 | 0 | 0 | 0 | 0 | 0 | 0 | 0 | 0 | 0 | 0 | 0 | 0 | 0 | 0 | 0 | 0 | 0 | 0 | 0 | 0 | 0
1X- | kWh- | Energy Recovery |  | Electricity Consumption |  |  | [kWh/yr] | 0 |  |  | 0 | 0 | 0 | 0 | 0 | 0 | 0 | 0 | 0 | 0 | 0 | 0 | 0 | 0 | 0 | 0 | 0 | 0 | 0 | 0 | 0 | 0 | 0 | 0 | 0 | 0 | 0 | 0 | 0 | 0
1X- | GHG- | Energy Recovery | 2% | GHG Cost |  |  | [tCO2e/yr] | 0 |  |  | 0 | 0 | 0 | 0 | 0 | 0 | 0 | 0 | 0 | 0 | 0 | 0 | 0 | 0 | 0 | 0 | 0 | 0 | 0 | 0 | 0 | 0 | 0 | 0 | 0 | 0 | 0 | 0 | 0 | 0
1X- | ExtraOrd- | Energy Recovery | 2% | Extraordinary Maintenance Costs |  |  | [2013 $] | 0 |  |  | 0 | 0 | 0 | 0 | 0 | 0 | 0 | 0 | 0 | 0 | 0 | 0 | 0 | 0 | 0 | 0 | 0 | 0 | 0 | 0 | 0 | 0 | 0 | 0 | 0 | 0 | 0 | 0 | 0 | 0
Benefits
1X- | kWhProd- | Energy Recovery |  | Electricity Production |  |  | [kWh/yr] | 0 |  |  | 0 | 0 | 0 | 0 | 0 | 0 | 0 | 0 | 0 | 0 | 0 | 0 | 0 | 0 | 0 | 0 | 0 | 0 | 0 | 0 | 0 | 0 | 0 | 0 | 0 | 0 | 0 | 0 | 0 | 0
1X- | TipFee- | Energy Recovery | 2% | Tipping Fees |  |  | [2013 $] | 0 |  |  | 0 | 0 | 0 | 0 | 0 | 0 | 0 | 0 | 0 | 0 | 0 | 0 | 0 | 0 | 0 | 0 | 0 | 0 | 0 | 0 | 0 | 0 | 0 | 0 | 0 | 0 | 0 | 0 | 0 | 0
|  |  |  | Net Costs | [6 empty] | 0 | 0 | 0 | 0 | 0 | 0 | 0 | 0 | 0 | 0 | 0 | 0 | 0 | 0 | 0 | 0 | 0 | 0 | 0 | 0 | 0 | 0 | 0 | 0 | 0 | 0 | 0 | 0 | 0 | 0
|  |  |  | Fluid Bed Incineration Capital Costs |  |  | Units | Default Value | Overwrite Value |  | 2014 | 2015 | 2016 | 2017 | 2018 | 2019 | 2020 | 2021 | 2022 | 2023 | 2024 | 2025 | 2026 | 2027 | 2028 | 2029 | 2030 | 2031 | 2032 | 2033 | 2034 | 2035 | 2036 | 2037 | 2038 | 2039 | 2040 | 2041 | 2042 | 2043
1X- | Capital | Fluid Bed Incineration | 3% | Capital Cost |  |  | [2013 $] | 0 |  |  | 0 | 0 | 0 | 0 | 0 | 0 | 0 | 0 | 0 | 0 | 0 | 0 | 0 | 0 | 0 | 0 | 0 | 0 | 0 | 0 | 0 | 0 | 0 | 0 | 0 | 0 | 0 | 0 | 0 | 0
|  |  |  | Project Schedule Spend Profile | [6 empty] | 100% | 0% | 0% | 0% | 0% | 0% | 0% | 0% | 0% | 0% | 0% | 0% | 0% | 0% | 0% | 0% | 0% | 0% | 0% | 0% | 0% | 0% | 0% | 0% | 0% | 0% | 0% | 0% | 0% | 0%
|  |  |  | Fluid Bed Incineration O&M |  |  | Units | Default Value | Overwrite Value |  | 2014 | 2015 | 2016 | 2017 | 2018 | 2019 | 2020 | 2021 | 2022 | 2023 | 2024 | 2025 | 2026 | 2027 | 2028 | 2029 | 2030 | 2031 | 2032 | 2033 | 2034 | 2035 | 2036 | 2037 | 2038 | 2039 | 2040 | 2041 | 2042 | 2043
Costs
1X- | Hrs- | Fluid Bed Incineration | 2% | Labor |  |  | [hrs/yr] | 0 |  |  | 0 | 0 | 0 | 0 | 0 | 0 | 0 | 0 | 0 | 0 | 0 | 0 | 0 | 0 | 0 | 0 | 0 | 0 | 0 | 0 | 0 | 0 | 0 | 0 | 0 | 0 | 0 | 0 | 0 | 0
1X- | OMM- | Fluid Bed Incineration | 2% | Maintenance |  |  | [2013 $] | 0 |  |  | 0 | 0 | 0 | 0 | 0 | 0 | 0 | 0 | 0 | 0 | 0 | 0 | 0 | 0 | 0 | 0 | 0 | 0 | 0 | 0 | 0 | 0 | 0 | 0 | 0 | 0 | 0 | 0 | 0 | 0
1X- | Chem- | Fluid Bed Incineration | 2% | Chemicals |  |  | [2013 $] | 0 |  |  | 0 | 0 | 0 | 0 | 0 | 0 | 0 | 0 | 0 | 0 | 0 | 0 | 0 | 0 | 0 | 0 | 0 | 0 | 0 | 0 | 0 | 0 | 0 | 0 | 0 | 0 | 0 | 0 | 0 | 0
1X- | Dispo- | Fluid Bed Incineration | 2% | Reuse and Disposal Costs |  |  | [2013 $] | 0 |  |  | 0 | 0 | 0 | 0 | 0 | 0 | 0 | 0 | 0 | 0 | 0 | 0 | 0 | 0 | 0 | 0 | 0 | 0 | 0 | 0 | 0 | 0 | 0 | 0 | 0 | 0 | 0 | 0 | 0 | 0
1X- | NG- | Fluid Bed Incineration |  | Natural Gas |  |  | [MJ/yr] | 0 |  |  | 0 | 0 | 0 | 0 | 0 | 0 | 0 | 0 | 0 | 0 | 0 | 0 | 0 | 0 | 0 | 0 | 0 | 0 | 0 | 0 | 0 | 0 | 0 | 0 | 0 | 0 | 0 | 0 | 0 | 0
1X- | kWh- | Fluid Bed Incineration |  | Electricity Consumption |  |  | [kWh/yr] | 0 |  |  | 0 | 0 | 0 | 0 | 0 | 0 | 0 | 0 | 0 | 0 | 0 | 0 | 0 | 0 | 0 | 0 | 0 | 0 | 0 | 0 | 0 | 0 | 0 | 0 | 0 | 0 | 0 | 0 | 0 | 0
1X- | GHG- | Fluid Bed Incineration | 2% | GHG Cost |  |  | [tCO2e/yr] | 0 |  |  | 0 | 0 | 0 | 0 | 0 | 0 | 0 | 0 | 0 | 0 | 0 | 0 | 0 | 0 | 0 | 0 | 0 | 0 | 0 | 0 | 0 | 0 | 0 | 0 | 0 | 0 | 0 | 0 | 0 | 0
1X- | ExtraOrd- | Fluid Bed Incineration | 2% | Extraordinary Maintenance Costs |  |  | [2013 $] | 0 |  |  | 0 | 0 | 0 | 0 | 0 | 0 | 0 | 0 | 0 | 0 | 0 | 0 | 0 | 0 | 0 | 0 | 0 | 0 | 0 | 0 | 0 | 0 | 0 | 0 | 0 | 0 | 0 | 0 | 0 | 0
Benefits
1X- | kWhProd- | Fluid Bed Incineration |  | Electricity Production |  |  | [kWh/yr] | 0 |  |  | 0 | 0 | 0 | 0 | 0 | 0 | 0 | 0 | 0 | 0 | 0 | 0 | 0 | 0 | 0 | 0 | 0 | 0 | 0 | 0 | 0 | 0 | 0 | 0 | 0 | 0 | 0 | 0 | 0 | 0
1X- | TipFee- | Fluid Bed Incineration | 2% | Tipping Fees |  |  | [2013 $] | 0 |  |  | 0 | 0 | 0 | 0 | 0 | 0 | 0 | 0 | 0 | 0 | 0 | 0 | 0 | 0 | 0 | 0 | 0 | 0 | 0 | 0 | 0 | 0 | 0 | 0 | 0 | 0 | 0 | 0 | 0 | 0
|  |  |  | Net Costs | [6 empty] | 0 | 0 | 0 | 0 | 0 | 0 | 0 | 0 | 0 | 0 | 0 | 0 | 0 | 0 | 0 | 0 | 0 | 0 | 0 | 0 | 0 | 0 | 0 | 0 | 0 | 0 | 0 | 0 | 0 | 0
|  |  |  | FOG Receiving Capital Costs |  |  | Units | Default Value | Overwrite Value |  | 2014 | 2015 | 2016 | 2017 | 2018 | 2019 | 2020 | 2021 | 2022 | 2023 | 2024 | 2025 | 2026 | 2027 | 2028 | 2029 | 2030 | 2031 | 2032 | 2033 | 2034 | 2035 | 2036 | 2037 | 2038 | 2039 | 2040 | 2041 | 2042 | 2043
1X- | Capital | FOG Receiving | 3% | Capital Cost |  |  | [2013 $] | 0 |  |  | 0 | 0 | 0 | 0 | 0 | 0 | 0 | 0 | 0 | 0 | 0 | 0 | 0 | 0 | 0 | 0 | 0 | 0 | 0 | 0 | 0 | 0 | 0 | 0 | 0 | 0 | 0 | 0 | 0 | 0
|  |  |  | Project Schedule Spend Profile | [6 empty] | 100% | 0% | 0% | 0% | 0% | 0% | 0% | 0% | 0% | 0% | 0% | 0% | 0% | 0% | 0% | 0% | 0% | 0% | 0% | 0% | 0% | 0% | 0% | 0% | 0% | 0% | 0% | 0% | 0% | 0%
|  |  |  | FOG Receiving O&M |  |  | Units | Default Value | Overwrite Value |  | 2014 | 2015 | 2016 | 2017 | 2018 | 2019 | 2020 | 2021 | 2022 | 2023 | 2024 | 2025 | 2026 | 2027 | 2028 | 2029 | 2030 | 2031 | 2032 | 2033 | 2034 | 2035 | 2036 | 2037 | 2038 | 2039 | 2040 | 2041 | 2042 | 2043
Costs
1X- | Hrs- | FOG Receiving | 2% | Labor |  |  | [hrs/yr] | 0 |  |  | 0 | 0 | 0 | 0 | 0 | 0 | 0 | 0 | 0 | 0 | 0 | 0 | 0 | 0 | 0 | 0 | 0 | 0 | 0 | 0 | 0 | 0 | 0 | 0 | 0 | 0 | 0 | 0 | 0 | 0
1X- | OMM- | FOG Receiving | 2% | Maintenance |  |  | [2013 $] | 0 |  |  | 0 | 0 | 0 | 0 | 0 | 0 | 0 | 0 | 0 | 0 | 0 | 0 | 0 | 0 | 0 | 0 | 0 | 0 | 0 | 0 | 0 | 0 | 0 | 0 | 0 | 0 | 0 | 0 | 0 | 0
1X- | Chem- | FOG Receiving | 2% | Chemicals |  |  | [2013 $] | 0 |  |  | 0 | 0 | 0 | 0 | 0 | 0 | 0 | 0 | 0 | 0 | 0 | 0 | 0 | 0 | 0 | 0 | 0 | 0 | 0 | 0 | 0 | 0 | 0 | 0 | 0 | 0 | 0 | 0 | 0 | 0
1X- | Dispo- | FOG Receiving | 2% | Reuse and Disposal Costs |  |  | [2013 $] | 0 |  |  | 0 | 0 | 0 | 0 | 0 | 0 | 0 | 0 | 0 | 0 | 0 | 0 | 0 | 0 | 0 | 0 | 0 | 0 | 0 | 0 | 0 | 0 | 0 | 0 | 0 | 0 | 0 | 0 | 0 | 0
1X- | NG- | FOG Receiving |  | Natural Gas |  |  | [MJ/yr] | 0 |  |  | 0 | 0 | 0 | 0 | 0 | 0 | 0 | 0 | 0 | 0 | 0 | 0 | 0 | 0 | 0 | 0 | 0 | 0 | 0 | 0 | 0 | 0 | 0 | 0 | 0 | 0 | 0 | 0 | 0 | 0
1X- | kWh- | FOG Receiving |  | Electricity Consumption |  |  | [kWh/yr] | 0 |  |  | 0 | 0 | 0 | 0 | 0 | 0 | 0 | 0 | 0 | 0 | 0 | 0 | 0 | 0 | 0 | 0 | 0 | 0 | 0 | 0 | 0 | 0 | 0 | 0 | 0 | 0 | 0 | 0 | 0 | 0
1X- | GHG- | FOG Receiving | 2% | GHG Cost |  |  | [tCO2e/yr] | 0 |  |  | 0 | 0 | 0 | 0 | 0 | 0 | 0 | 0 | 0 | 0 | 0 | 0 | 0 | 0 | 0 | 0 | 0 | 0 | 0 | 0 | 0 | 0 | 0 | 0 | 0 | 0 | 0 | 0 | 0 | 0
1X- | ExtraOrd- | FOG Receiving | 2% | Extraordinary Maintenance Costs |  |  | [2013 $] | 0 |  |  | 0 | 0 | 0 | 0 | 0 | 0 | 0 | 0 | 0 | 0 | 0 | 0 | 0 | 0 | 0 | 0 | 0 | 0 | 0 | 0 | 0 | 0 | 0 | 0 | 0 | 0 | 0 | 0 | 0 | 0
Benefits
1X- | kWhProd- | FOG Receiving |  | Electricity Production |  |  | [kWh/yr] | 0 |  |  | 0 | 0 | 0 | 0 | 0 | 0 | 0 | 0 | 0 | 0 | 0 | 0 | 0 | 0 | 0 | 0 | 0 | 0 | 0 | 0 | 0 | 0 | 0 | 0 | 0 | 0 | 0 | 0 | 0 | 0
1X- | TipFee- | FOG Receiving | 2% | Tipping Fees |  |  | [2013 $] | 0 |  |  | 0 | 0 | 0 | 0 | 0 | 0 | 0 | 0 | 0 | 0 | 0 | 0 | 0 | 0 | 0 | 0 | 0 | 0 | 0 | 0 | 0 | 0 | 0 | 0 | 0 | 0 | 0 | 0 | 0 | 0
|  |  |  | Net Costs | [6 empty] | 0 | 0 | 0 | 0 | 0 | 0 | 0 | 0 | 0 | 0 | 0 | 0 | 0 | 0 | 0 | 0 | 0 | 0 | 0 | 0 | 0 | 0 | 0 | 0 | 0 | 0 | 0 | 0 | 0 | 0
|  |  |  | Gas Cleaning Capital Costs |  |  | Units | Default Value | Overwrite Value |  | 2014 | 2015 | 2016 | 2017 | 2018 | 2019 | 2020 | 2021 | 2022 | 2023 | 2024 | 2025 | 2026 | 2027 | 2028 | 2029 | 2030 | 2031 | 2032 | 2033 | 2034 | 2035 | 2036 | 2037 | 2038 | 2039 | 2040 | 2041 | 2042 | 2043
1X- | Capital | Gas Cleaning | 3% | Capital Cost |  |  | [2013 $] | 696000 |  |  | 716880 | 0 | 0 | 0 | 0 | 0 | 0 | 0 | 0 | 0 | 0 | 0 | 0 | 0 | 0 | 0 | 0 | 0 | 0 | 0 | 0 | 0 | 0 | 0 | 0 | 0 | 0 | 0 | 0 | 0
|  |  |  | Project Schedule Spend Profile | [6 empty] | 100% | 0% | 0% | 0% | 0% | 0% | 0% | 0% | 0% | 0% | 0% | 0% | 0% | 0% | 0% | 0% | 0% | 0% | 0% | 0% | 0% | 0% | 0% | 0% | 0% | 0% | 0% | 0% | 0% | 0%
|  |  |  | Gas Cleaning O&M |  |  | Units | Default Value | Overwrite Value |  | 2014 | 2015 | 2016 | 2017 | 2018 | 2019 | 2020 | 2021 | 2022 | 2023 | 2024 | 2025 | 2026 | 2027 | 2028 | 2029 | 2030 | 2031 | 2032 | 2033 | 2034 | 2035 | 2036 | 2037 | 2038 | 2039 | 2040 | 2041 | 2042 | 2043
Costs
1X- | Hrs- | Gas Cleaning | 2% | Labor |  |  | [hrs/yr] | 1460 |  |  | 52122 | 53164.44 | 54227.7288 | 55312.2834 | 56418.529 | 57546.8996 | 58697.8376 | 59871.7944 | 61069.2303 | 62290.6149 | 63536.4272 | 64807.1557 | 66103.2988 | 67425.3648 | 68773.8721 | 70149.3495 | 71552.3365 | 72983.3833 | 74443.0509 | 75931.9119 | 0 | 0 | 0 | 0 | 0 | 0 | 0 | 0 | 0 | 0
1X- | OMM- | Gas Cleaning | 2% | Maintenance |  |  | [2013 $] | 13000 |  |  | 13260 | 13525.2 | 13795.704 | 14071.6181 | 14353.0504 | 14640.1115 | 14932.9137 | 15231.572 | 15536.2034 | 15846.9275 | 16163.866 | 16487.1433 | 16816.8862 | 17153.2239 | 17496.2884 | 17846.2142 | 18203.1384 | 18567.2012 | 18938.5452 | 19317.3161 | 0 | 0 | 0 | 0 | 0 | 0 | 0 | 0 | 0 | 0
1X- | Chem- | Gas Cleaning | 2% | Chemicals |  |  | [2013 $] | 0 |  |  | 0 | 0 | 0 | 0 | 0 | 0 | 0 | 0 | 0 | 0 | 0 | 0 | 0 | 0 | 0 | 0 | 0 | 0 | 0 | 0 | 0 | 0 | 0 | 0 | 0 | 0 | 0 | 0 | 0 | 0
1X- | Dispo- | Gas Cleaning | 2% | Reuse and Disposal Costs |  |  | [2013 $] | 30000 |  |  | 30600 | 31212 | 31836.24 | 32472.9648 | 33122.4241 | 33784.8726 | 34460.57 | 35149.7814 | 35852.7771 | 36569.8326 | 37301.2293 | 38047.2538 | 38808.1989 | 39584.3629 | 40376.0501 | 41183.5712 | 42007.2426 | 42847.3874 | 43704.3352 | 44578.4219 | 0 | 0 | 0 | 0 | 0 | 0 | 0 | 0 | 0 | 0
1X- | NG- | Gas Cleaning |  | Natural Gas |  |  | [MJ/yr] | 0 |  |  | 0 | 0 | 0 | 0 | 0 | 0 | 0 | 0 | 0 | 0 | 0 | 0 | 0 | 0 | 0 | 0 | 0 | 0 | 0 | 0 | 0 | 0 | 0 | 0 | 0 | 0 | 0 | 0 | 0 | 0
1X- | kWh- | Gas Cleaning |  | Electricity Consumption |  |  | [kWh/yr] | 196010 |  |  | 12658.6308 | 12737.5388 | 13286.6533 | 13685.2197 | 14015.4592 | 14194.763 | 14425.7469 | 14781.1679 | 15135.0391 | 15513.4523 | 15849.4706 | 16154.6737 | 16527.8434 | 16904.5403 | 17306.4729 | 17756.7321 | 18191.9045 | 18663.8313 | 19163.4343 | 19684.7423 | 0 | 0 | 0 | 0 | 0 | 0 | 0 | 0 | 0 | 0
1X- | GHG- | Gas Cleaning | 2% | GHG Cost |  |  | [tCO2e/yr] | 0 |  |  | 0 | 0 | 0 | 0 | 0 | 0 | 0 | 0 | 0 | 0 | 0 | 0 | 0 | 0 | 0 | 0 | 0 | 0 | 0 | 0 | 0 | 0 | 0 | 0 | 0 | 0 | 0 | 0 | 0 | 0
1X- | ExtraOrd- | Gas Cleaning | 2% | Extraordinary Maintenance Costs |  |  | [2013 $] | 0 |  |  | 0 | 0 | 0 | 0 | 0 | 0 | 0 | 0 | 0 | 0 | 0 | 0 | 0 | 0 | 0 | 0 | 0 | 0 | 0 | 0 | 0 | 0 | 0 | 0 | 0 | 0 | 0 | 0 | 0 | 0
Benefits
1X- | kWhProd- | Gas Cleaning |  | Electricity Production |  |  | [kWh/yr] | 0 |  |  | 0 | 0 | 0 | 0 | 0 | 0 | 0 | 0 | 0 | 0 | 0 | 0 | 0 | 0 | 0 | 0 | 0 | 0 | 0 | 0 | 0 | 0 | 0 | 0 | 0 | 0 | 0 | 0 | 0 | 0
1X- | TipFee- | Gas Cleaning | 2% | Tipping Fees |  |  | [2013 $] | 0 |  |  | 0 | 0 | 0 | 0 | 0 | 0 | 0 | 0 | 0 | 0 | 0 | 0 | 0 | 0 | 0 | 0 | 0 | 0 | 0 | 0 | 0 | 0 | 0 | 0 | 0 | 0 | 0 | 0 | 0 | 0
|  |  |  | Net Costs | [6 empty] | 108640.6308 | 110639.1788 | 113146.3261 | 115542.0859 | 117909.4628 | 120166.6466 | 122517.0682 | 125034.3156 | 127593.2498 | 130220.8272 | 132850.993 | 135496.2265 | 138256.2273 | 141067.4919 | 143952.6835 | 146935.867 | 149954.622 | 153061.8032 | 156249.3656 | 159512.3923 | 0 | 0 | 0 | 0 | 0 | 0 | 0 | 0 | 0 | 0
|  |  |  | Gravity Belt Thickener Capital Costs |  |  | Units | Default Value | Overwrite Value |  | 2014 | 2015 | 2016 | 2017 | 2018 | 2019 | 2020 | 2021 | 2022 | 2023 | 2024 | 2025 | 2026 | 2027 | 2028 | 2029 | 2030 | 2031 | 2032 | 2033 | 2034 | 2035 | 2036 | 2037 | 2038 | 2039 | 2040 | 2041 | 2042 | 2043
1X- | Capital | Gravity Belt Thickener | 3% | Capital Cost |  |  | [2013 $] | 2050000 |  |  | 2111500 | 0 | 0 | 0 | 0 | 0 | 0 | 0 | 0 | 0 | 0 | 0 | 0 | 0 | 0 | 0 | 0 | 0 | 0 | 0 | 0 | 0 | 0 | 0 | 0 | 0 | 0 | 0 | 0 | 0
|  |  |  | Project Schedule Spend Profile | [6 empty] | 100% | 0% | 0% | 0% | 0% | 0% | 0% | 0% | 0% | 0% | 0% | 0% | 0% | 0% | 0% | 0% | 0% | 0% | 0% | 0% | 0% | 0% | 0% | 0% | 0% | 0% | 0% | 0% | 0% | 0%
|  |  |  | Gravity Belt Thickener O&M |  |  | Units | Default Value | Overwrite Value |  | 2014 | 2015 | 2016 | 2017 | 2018 | 2019 | 2020 | 2021 | 2022 | 2023 | 2024 | 2025 | 2026 | 2027 | 2028 | 2029 | 2030 | 2031 | 2032 | 2033 | 2034 | 2035 | 2036 | 2037 | 2038 | 2039 | 2040 | 2041 | 2042 | 2043
Costs
1X- | Hrs- | Gravity Belt Thickener | 2% | Labor |  |  | [hrs/yr] | 5110 |  |  | 182427 | 186075.54 | 189797.0508 | 193592.9918 | 197464.8517 | 201414.1487 | 205442.4317 | 209551.2803 | 213742.3059 | 218017.152 | 222377.4951 | 226825.045 | 231361.5459 | 235988.7768 | 240708.5523 | 245522.7234 | 250433.1778 | 255441.8414 | 260550.6782 | 265761.6918 | 0 | 0 | 0 | 0 | 0 | 0 | 0 | 0 | 0 | 0
1X- | OMM- | Gravity Belt Thickener | 2% | Maintenance |  |  | [2013 $] | 25000 |  |  | 25500 | 26010 | 26530.2 | 27060.804 | 27602.0201 | 28154.0605 | 28717.1417 | 29291.4845 | 29877.3142 | 30474.8605 | 31084.3577 | 31706.0449 | 32340.1658 | 32986.9691 | 33646.7085 | 34319.6426 | 35006.0355 | 35706.1562 | 36420.2793 | 37148.6849 | 0 | 0 | 0 | 0 | 0 | 0 | 0 | 0 | 0 | 0
1X- | Chem- | Gravity Belt Thickener | 2% | Chemicals |  |  | [2013 $] | 28000 |  |  | 28560 | 29131.2 | 29713.824 | 30308.1005 | 30914.2625 | 31532.5477 | 32163.1987 | 32806.4627 | 33462.5919 | 34131.8438 | 34814.4806 | 35510.7702 | 36220.9857 | 36945.4054 | 37684.3135 | 38437.9997 | 39206.7597 | 39990.8949 | 40790.7128 | 41606.5271 | 0 | 0 | 0 | 0 | 0 | 0 | 0 | 0 | 0 | 0
1X- | Dispo- | Gravity Belt Thickener | 2% | Reuse and Disposal Costs |  |  | [2013 $] | 0 |  |  | 0 | 0 | 0 | 0 | 0 | 0 | 0 | 0 | 0 | 0 | 0 | 0 | 0 | 0 | 0 | 0 | 0 | 0 | 0 | 0 | 0 | 0 | 0 | 0 | 0 | 0 | 0 | 0 | 0 | 0
1X- | NG- | Gravity Belt Thickener |  | Natural Gas |  |  | [MJ/yr] | 0 |  |  | 0 | 0 | 0 | 0 | 0 | 0 | 0 | 0 | 0 | 0 | 0 | 0 | 0 | 0 | 0 | 0 | 0 | 0 | 0 | 0 | 0 | 0 | 0 | 0 | 0 | 0 | 0 | 0 | 0 | 0
1X- | kWh- | Gravity Belt Thickener |  | Electricity Consumption |  |  | [kWh/yr] | 57670 |  |  | 3724.4183 | 3747.6346 | 3909.1949 | 4026.461 | 4123.624 | 4176.3787 | 4244.3387 | 4348.9105 | 4453.0264 | 4564.363 | 4663.2262 | 4753.023 | 4862.8168 | 4973.6485 | 5091.905 | 5224.3801 | 5352.4164 | 5491.2665 | 5638.2596 | 5791.6386 | 0 | 0 | 0 | 0 | 0 | 0 | 0 | 0 | 0 | 0
1X- | GHG- | Gravity Belt Thickener | 2% | GHG Cost |  |  | [tCO2e/yr] | 0 |  |  | 0 | 0 | 0 | 0 | 0 | 0 | 0 | 0 | 0 | 0 | 0 | 0 | 0 | 0 | 0 | 0 | 0 | 0 | 0 | 0 | 0 | 0 | 0 | 0 | 0 | 0 | 0 | 0 | 0 | 0
1X- | ExtraOrd- | Gravity Belt Thickener | 2% | Extraordinary Maintenance Costs |  |  | [2013 $] | 0 |  |  | 0 | 0 | 0 | 0 | 0 | 0 | 0 | 0 | 0 | 0 | 0 | 0 | 0 | 0 | 0 | 0 | 0 | 0 | 0 | 0 | 0 | 0 | 0 | 0 | 0 | 0 | 0 | 0 | 0 | 0
Benefits
1X- | kWhProd- | Gravity Belt Thickener |  | Electricity Production |  |  | [kWh/yr] | 0 |  |  | 0 | 0 | 0 | 0 | 0 | 0 | 0 | 0 | 0 | 0 | 0 | 0 | 0 | 0 | 0 | 0 | 0 | 0 | 0 | 0 | 0 | 0 | 0 | 0 | 0 | 0 | 0 | 0 | 0 | 0
1X- | TipFee- | Gravity Belt Thickener | 2% | Tipping Fees |  |  | [2013 $] | 0 |  |  | 0 | 0 | 0 | 0 | 0 | 0 | 0 | 0 | 0 | 0 | 0 | 0 | 0 | 0 | 0 | 0 | 0 | 0 | 0 | 0 | 0 | 0 | 0 | 0 | 0 | 0 | 0 | 0 | 0 | 0
|  |  |  | Net Costs | [6 empty] | 240211.4183 | 244964.3746 | 249950.2697 | 254988.3573 | 260104.7582 | 265277.1356 | 270567.1107 | 275998.138 | 281535.2384 | 287188.2193 | 292939.5596 | 298794.883 | 304785.5141 | 310894.7997 | 317131.4792 | 323504.7458 | 329998.3894 | 336630.159 | 343399.9299 | 350308.5424 | 0 | 0 | 0 | 0 | 0 | 0 | 0 | 0 | 0 | 0
|  |  |  | Gravity Thickener Capital Costs |  |  | Units | Default Value | Overwrite Value |  | 2014 | 2015 | 2016 | 2017 | 2018 | 2019 | 2020 | 2021 | 2022 | 2023 | 2024 | 2025 | 2026 | 2027 | 2028 | 2029 | 2030 | 2031 | 2032 | 2033 | 2034 | 2035 | 2036 | 2037 | 2038 | 2039 | 2040 | 2041 | 2042 | 2043
1X- | Capital | Gravity Thickener | 3% | Capital Cost |  |  | [2013 $] | 1029000 |  |  | 1059870 | 0 | 0 | 0 | 0 | 0 | 0 | 0 | 0 | 0 | 0 | 0 | 0 | 0 | 0 | 0 | 0 | 0 | 0 | 0 | 0 | 0 | 0 | 0 | 0 | 0 | 0 | 0 | 0 | 0
|  |  |  | Project Schedule Spend Profile | [6 empty] | 100% | 0% | 0% | 0% | 0% | 0% | 0% | 0% | 0% | 0% | 0% | 0% | 0% | 0% | 0% | 0% | 0% | 0% | 0% | 0% | 0% | 0% | 0% | 0% | 0% | 0% | 0% | 0% | 0% | 0%
|  |  |  | Gravity Thickener O&M |  |  | Units | Default Value | Overwrite Value |  | 2014 | 2015 | 2016 | 2017 | 2018 | 2019 | 2020 | 2021 | 2022 | 2023 | 2024 | 2025 | 2026 | 2027 | 2028 | 2029 | 2030 | 2031 | 2032 | 2033 | 2034 | 2035 | 2036 | 2037 | 2038 | 2039 | 2040 | 2041 | 2042 | 2043
Costs
1X- | Hrs- | Gravity Thickener | 2% | Labor |  |  | [hrs/yr] | 1460 |  |  | 52122 | 53164.44 | 54227.7288 | 55312.2834 | 56418.529 | 57546.8996 | 58697.8376 | 59871.7944 | 61069.2303 | 62290.6149 | 63536.4272 | 64807.1557 | 66103.2988 | 67425.3648 | 68773.8721 | 70149.3495 | 71552.3365 | 72983.3833 | 74443.0509 | 75931.9119 | 0 | 0 | 0 | 0 | 0 | 0 | 0 | 0 | 0 | 0
1X- | OMM- | Gravity Thickener | 2% | Maintenance |  |  | [2013 $] | 10000 |  |  | 10200 | 10404 | 10612.08 | 10824.3216 | 11040.808 | 11261.6242 | 11486.8567 | 11716.5938 | 11950.9257 | 12189.9442 | 12433.7431 | 12682.4179 | 12936.0663 | 13194.7876 | 13458.6834 | 13727.8571 | 14002.4142 | 14282.4625 | 14568.1117 | 14859.474 | 0 | 0 | 0 | 0 | 0 | 0 | 0 | 0 | 0 | 0
1X- | Chem- | Gravity Thickener | 2% | Chemicals |  |  | [2013 $] | 0 |  |  | 0 | 0 | 0 | 0 | 0 | 0 | 0 | 0 | 0 | 0 | 0 | 0 | 0 | 0 | 0 | 0 | 0 | 0 | 0 | 0 | 0 | 0 | 0 | 0 | 0 | 0 | 0 | 0 | 0 | 0
1X- | Dispo- | Gravity Thickener | 2% | Reuse and Disposal Costs |  |  | [2013 $] | 0 |  |  | 0 | 0 | 0 | 0 | 0 | 0 | 0 | 0 | 0 | 0 | 0 | 0 | 0 | 0 | 0 | 0 | 0 | 0 | 0 | 0 | 0 | 0 | 0 | 0 | 0 | 0 | 0 | 0 | 0 | 0
1X- | NG- | Gravity Thickener |  | Natural Gas |  |  | [MJ/yr] | 0 |  |  | 0 | 0 | 0 | 0 | 0 | 0 | 0 | 0 | 0 | 0 | 0 | 0 | 0 | 0 | 0 | 0 | 0 | 0 | 0 | 0 | 0 | 0 | 0 | 0 | 0 | 0 | 0 | 0 | 0 | 0
1X- | kWh- | Gravity Thickener |  | Electricity Consumption |  |  | [kWh/yr] | 8400 |  |  | 542.4851 | 545.8667 | 569.3989 | 586.4795 | 600.6319 | 608.3159 | 618.2148 | 633.4463 | 648.6114 | 664.8283 | 679.2284 | 692.3078 | 708.3 | 724.4433 | 741.6681 | 760.964 | 779.6133 | 799.8377 | 821.2481 | 843.5888 | 0 | 0 | 0 | 0 | 0 | 0 | 0 | 0 | 0 | 0
1X- | GHG- | Gravity Thickener | 2% | GHG Cost |  |  | [tCO2e/yr] | 0 |  |  | 0 | 0 | 0 | 0 | 0 | 0 | 0 | 0 | 0 | 0 | 0 | 0 | 0 | 0 | 0 | 0 | 0 | 0 | 0 | 0 | 0 | 0 | 0 | 0 | 0 | 0 | 0 | 0 | 0 | 0
1X- | ExtraOrd- | Gravity Thickener | 2% | Extraordinary Maintenance Costs |  |  | [2013 $] | 0 |  |  | 0 | 0 | 0 | 0 | 0 | 0 | 0 | 0 | 0 | 0 | 0 | 0 | 0 | 0 | 0 | 0 | 0 | 0 | 0 | 0 | 0 | 0 | 0 | 0 | 0 | 0 | 0 | 0 | 0 | 0
Benefits
1X- | kWhProd- | Gravity Thickener |  | Electricity Production |  |  | [kWh/yr] | 0 |  |  | 0 | 0 | 0 | 0 | 0 | 0 | 0 | 0 | 0 | 0 | 0 | 0 | 0 | 0 | 0 | 0 | 0 | 0 | 0 | 0 | 0 | 0 | 0 | 0 | 0 | 0 | 0 | 0 | 0 | 0
1X- | TipFee- | Gravity Thickener | 2% | Tipping Fees |  |  | [2013 $] | 0 |  |  | 0 | 0 | 0 | 0 | 0 | 0 | 0 | 0 | 0 | 0 | 0 | 0 | 0 | 0 | 0 | 0 | 0 | 0 | 0 | 0 | 0 | 0 | 0 | 0 | 0 | 0 | 0 | 0 | 0 | 0
|  |  |  | Net Costs | [6 empty] | 62864.4851 | 64114.3067 | 65409.2077 | 66723.0845 | 68059.969 | 69416.8398 | 70802.909 | 72221.8345 | 73668.7674 | 75145.3874 | 76649.3986 | 78181.8815 | 79747.6651 | 81344.5958 | 82974.2236 | 84638.1706 | 86334.364 | 88065.6834 | 89832.4108 | 91634.9747 | 0 | 0 | 0 | 0 | 0 | 0 | 0 | 0 | 0 | 0
|  |  |  | Pre-Dewatering Capital Costs |  |  | Units | Default Value | Overwrite Value |  | 2014 | 2015 | 2016 | 2017 | 2018 | 2019 | 2020 | 2021 | 2022 | 2023 | 2024 | 2025 | 2026 | 2027 | 2028 | 2029 | 2030 | 2031 | 2032 | 2033 | 2034 | 2035 | 2036 | 2037 | 2038 | 2039 | 2040 | 2041 | 2042 | 2043
1X- | Capital | Pre-Dewatering | 3% | Capital Cost |  |  | [2013 $] | 4064000 |  |  | 4185920 | 0 | 0 | 0 | 0 | 0 | 0 | 0 | 0 | 0 | 0 | 0 | 0 | 0 | 0 | 0 | 0 | 0 | 0 | 0 | 0 | 0 | 0 | 0 | 0 | 0 | 0 | 0 | 0 | 0
|  |  |  | Project Schedule Spend Profile | [6 empty] | 100% | 0% | 0% | 0% | 0% | 0% | 0% | 0% | 0% | 0% | 0% | 0% | 0% | 0% | 0% | 0% | 0% | 0% | 0% | 0% | 0% | 0% | 0% | 0% | 0% | 0% | 0% | 0% | 0% | 0%
|  |  |  | Pre-Dewatering O&M |  |  | Units | Default Value | Overwrite Value |  | 2014 | 2015 | 2016 | 2017 | 2018 | 2019 | 2020 | 2021 | 2022 | 2023 | 2024 | 2025 | 2026 | 2027 | 2028 | 2029 | 2030 | 2031 | 2032 | 2033 | 2034 | 2035 | 2036 | 2037 | 2038 | 2039 | 2040 | 2041 | 2042 | 2043
Costs
1X- | Hrs- | Pre-Dewatering | 2% | Labor |  |  | [hrs/yr] | 5110 |  |  | 182427 | 186075.54 | 189797.0508 | 193592.9918 | 197464.8517 | 201414.1487 | 205442.4317 | 209551.2803 | 213742.3059 | 218017.152 | 222377.4951 | 226825.045 | 231361.5459 | 235988.7768 | 240708.5523 | 245522.7234 | 250433.1778 | 255441.8414 | 260550.6782 | 265761.6918 | 0 | 0 | 0 | 0 | 0 | 0 | 0 | 0 | 0 | 0
1X- | OMM- | Pre-Dewatering | 2% | Maintenance |  |  | [2013 $] | 59000 |  |  | 60180 | 61383.6 | 62611.272 | 63863.4974 | 65140.7674 | 66443.5827 | 67772.4544 | 69127.9035 | 70510.4615 | 71920.6708 | 73359.0842 | 74826.2659 | 76322.7912 | 77849.247 | 79406.232 | 80994.3566 | 82614.2437 | 84266.5286 | 85951.8592 | 87670.8964 | 0 | 0 | 0 | 0 | 0 | 0 | 0 | 0 | 0 | 0
1X- | Chem- | Pre-Dewatering | 2% | Chemicals |  |  | [2013 $] | 108000 |  |  | 110160 | 112363.2 | 114610.464 | 116902.6733 | 119240.7267 | 121625.5413 | 124058.0521 | 126539.2131 | 129069.9974 | 131651.3974 | 134284.4253 | 136970.1138 | 139709.5161 | 142503.7064 | 145353.7805 | 148260.8561 | 151226.0733 | 154250.5947 | 157335.6066 | 160482.3188 | 0 | 0 | 0 | 0 | 0 | 0 | 0 | 0 | 0 | 0
1X- | Dispo- | Pre-Dewatering | 2% | Reuse and Disposal Costs |  |  | [2013 $] | 0 |  |  | 0 | 0 | 0 | 0 | 0 | 0 | 0 | 0 | 0 | 0 | 0 | 0 | 0 | 0 | 0 | 0 | 0 | 0 | 0 | 0 | 0 | 0 | 0 | 0 | 0 | 0 | 0 | 0 | 0 | 0
1X- | NG- | Pre-Dewatering |  | Natural Gas |  |  | [MJ/yr] | 0 |  |  | 0 | 0 | 0 | 0 | 0 | 0 | 0 | 0 | 0 | 0 | 0 | 0 | 0 | 0 | 0 | 0 | 0 | 0 | 0 | 0 | 0 | 0 | 0 | 0 | 0 | 0 | 0 | 0 | 0 | 0
1X- | kWh- | Pre-Dewatering |  | Electricity Consumption |  |  | [kWh/yr] | 98920 |  |  | 6388.4075 | 6428.2299 | 6705.3505 | 6906.4942 | 7073.1556 | 7163.6445 | 7280.2147 | 7459.5843 | 7638.1719 | 7829.1449 | 7998.7227 | 8152.7489 | 8341.0758 | 8531.1827 | 8734.0253 | 8961.2568 | 9180.8744 | 9419.0408 | 9671.1745 | 9934.2621 | 0 | 0 | 0 | 0 | 0 | 0 | 0 | 0 | 0 | 0
1X- | GHG- | Pre-Dewatering | 2% | GHG Cost |  |  | [tCO2e/yr] | 0 |  |  | 0 | 0 | 0 | 0 | 0 | 0 | 0 | 0 | 0 | 0 | 0 | 0 | 0 | 0 | 0 | 0 | 0 | 0 | 0 | 0 | 0 | 0 | 0 | 0 | 0 | 0 | 0 | 0 | 0 | 0
1X- | ExtraOrd- | Pre-Dewatering | 2% | Extraordinary Maintenance Costs |  |  | [2013 $] | 0 |  |  | 0 | 0 | 0 | 0 | 0 | 0 | 0 | 0 | 0 | 0 | 0 | 0 | 0 | 0 | 0 | 0 | 0 | 0 | 0 | 0 | 0 | 0 | 0 | 0 | 0 | 0 | 0 | 0 | 0 | 0
Benefits
1X- | kWhProd- | Pre-Dewatering |  | Electricity Production |  |  | [kWh/yr] | 0 |  |  | 0 | 0 | 0 | 0 | 0 | 0 | 0 | 0 | 0 | 0 | 0 | 0 | 0 | 0 | 0 | 0 | 0 | 0 | 0 | 0 | 0 | 0 | 0 | 0 | 0 | 0 | 0 | 0 | 0 | 0
1X- | TipFee- | Pre-Dewatering | 2% | Tipping Fees |  |  | [2013 $] | 0 |  |  | 0 | 0 | 0 | 0 | 0 | 0 | 0 | 0 | 0 | 0 | 0 | 0 | 0 | 0 | 0 | 0 | 0 | 0 | 0 | 0 | 0 | 0 | 0 | 0 | 0 | 0 | 0 | 0 | 0 | 0
|  |  |  | Net Costs | [6 empty] | 359155.4075 | 366250.5699 | 373724.1373 | 381265.6567 | 388919.5014 | 396646.9172 | 404553.1528 | 412677.9813 | 420960.9367 | 429418.3651 | 438019.7272 | 446774.1736 | 455734.9289 | 464872.9129 | 474202.5901 | 483739.1929 | 493454.3692 | 503378.0055 | 513509.3186 | 523849.169 | 0 | 0 | 0 | 0 | 0 | 0 | 0 | 0 | 0 | 0
|  |  |  | Pre-Treatment (CAMBI) Capital Costs |  |  | Units | Default Value | Overwrite Value |  | 2014 | 2015 | 2016 | 2017 | 2018 | 2019 | 2020 | 2021 | 2022 | 2023 | 2024 | 2025 | 2026 | 2027 | 2028 | 2029 | 2030 | 2031 | 2032 | 2033 | 2034 | 2035 | 2036 | 2037 | 2038 | 2039 | 2040 | 2041 | 2042 | 2043
1X- | Capital | Pre-Treatment (CAMBI) | 3% | Capital Cost |  |  | [2013 $] | 5130000 |  |  | 5283900 | 0 | 0 | 0 | 0 | 0 | 0 | 0 | 0 | 0 | 0 | 0 | 0 | 0 | 0 | 0 | 0 | 0 | 0 | 0 | 0 | 0 | 0 | 0 | 0 | 0 | 0 | 0 | 0 | 0
|  |  |  | Project Schedule Spend Profile | [6 empty] | 100% | 0% | 0% | 0% | 0% | 0% | 0% | 0% | 0% | 0% | 0% | 0% | 0% | 0% | 0% | 0% | 0% | 0% | 0% | 0% | 0% | 0% | 0% | 0% | 0% | 0% | 0% | 0% | 0% | 0%
|  |  |  | Pre-Treatment (CAMBI) O&M |  |  | Units | Default Value | Overwrite Value |  | 2014 | 2015 | 2016 | 2017 | 2018 | 2019 | 2020 | 2021 | 2022 | 2023 | 2024 | 2025 | 2026 | 2027 | 2028 | 2029 | 2030 | 2031 | 2032 | 2033 | 2034 | 2035 | 2036 | 2037 | 2038 | 2039 | 2040 | 2041 | 2042 | 2043
Costs
1X- | Hrs- | Pre-Treatment (CAMBI) | 2% | Labor |  |  | [hrs/yr] | 10220 |  |  | 364854 | 372151.08 | 379594.1016 | 387185.9836 | 394929.7033 | 402828.2974 | 410884.8633 | 419102.5606 | 427484.6118 | 436034.304 | 444754.9901 | 453650.0899 | 462723.0917 | 471977.5535 | 481417.1046 | 491045.4467 | 500866.3556 | 510883.6828 | 521101.3564 | 531523.3835 | 0 | 0 | 0 | 0 | 0 | 0 | 0 | 0 | 0 | 0
1X- | OMM- | Pre-Treatment (CAMBI) | 2% | Maintenance |  |  | [2013 $] | 91000 |  |  | 92820 | 94676.4 | 96569.928 | 98501.3266 | 100471.3531 | 102480.7802 | 104530.3958 | 106621.0037 | 108753.4237 | 110928.4922 | 113147.0621 | 115410.0033 | 117718.2034 | 120072.5674 | 122474.0188 | 124923.4992 | 127421.9691 | 129970.4085 | 132569.8167 | 135221.213 | 0 | 0 | 0 | 0 | 0 | 0 | 0 | 0 | 0 | 0
1X- | Chem- | Pre-Treatment (CAMBI) | 2% | Chemicals |  |  | [2013 $] | 12000 |  |  | 12240 | 12484.8 | 12734.496 | 12989.1859 | 13248.9696 | 13513.949 | 13784.228 | 14059.9126 | 14341.1108 | 14627.933 | 14920.4917 | 15218.9015 | 15523.2796 | 15833.7452 | 16150.4201 | 16473.4285 | 16802.897 | 17138.955 | 17481.7341 | 17831.3688 | 0 | 0 | 0 | 0 | 0 | 0 | 0 | 0 | 0 | 0
1X- | Dispo- | Pre-Treatment (CAMBI) | 2% | Reuse and Disposal Costs |  |  | [2013 $] | 0 |  |  | 0 | 0 | 0 | 0 | 0 | 0 | 0 | 0 | 0 | 0 | 0 | 0 | 0 | 0 | 0 | 0 | 0 | 0 | 0 | 0 | 0 | 0 | 0 | 0 | 0 | 0 | 0 | 0 | 0 | 0
1X- | NG- | Pre-Treatment (CAMBI) |  | Natural Gas |  |  | [MJ/yr] | 0 |  |  | 0 | 0 | 0 | 0 | 0 | 0 | 0 | 0 | 0 | 0 | 0 | 0 | 0 | 0 | 0 | 0 | 0 | 0 | 0 | 0 | 0 | 0 | 0 | 0 | 0 | 0 | 0 | 0 | 0 | 0
1X- | kWh- | Pre-Treatment (CAMBI) |  | Electricity Consumption |  |  | [kWh/yr] | 32850 |  |  | 2121.5041 | 2134.7286 | 2226.7566 | 2293.5537 | 2348.8997 | 2378.9499 | 2417.6613 | 2477.2275 | 2536.534 | 2599.9536 | 2656.2681 | 2707.4181 | 2769.959 | 2833.0909 | 2900.4522 | 2975.9127 | 3048.8448 | 3127.9366 | 3211.6668 | 3299.0347 | 0 | 0 | 0 | 0 | 0 | 0 | 0 | 0 | 0 | 0
1X- | GHG- | Pre-Treatment (CAMBI) | 2% | GHG Cost |  |  | [tCO2e/yr] | 0 |  |  | 0 | 0 | 0 | 0 | 0 | 0 | 0 | 0 | 0 | 0 | 0 | 0 | 0 | 0 | 0 | 0 | 0 | 0 | 0 | 0 | 0 | 0 | 0 | 0 | 0 | 0 | 0 | 0 | 0 | 0
1X- | ExtraOrd- | Pre-Treatment (CAMBI) | 2% | Extraordinary Maintenance Costs |  |  | [2013 $] | 0 |  |  | 0 | 0 | 0 | 0 | 0 | 0 | 0 | 0 | 0 | 0 | 0 | 0 | 0 | 0 | 0 | 0 | 0 | 0 | 0 | 0 | 0 | 0 | 0 | 0 | 0 | 0 | 0 | 0 | 0 | 0
Benefits
1X- | kWhProd- | Pre-Treatment (CAMBI) |  | Electricity Production |  |  | [kWh/yr] | 0 |  |  | 0 | 0 | 0 | 0 | 0 | 0 | 0 | 0 | 0 | 0 | 0 | 0 | 0 | 0 | 0 | 0 | 0 | 0 | 0 | 0 | 0 | 0 | 0 | 0 | 0 | 0 | 0 | 0 | 0 | 0
1X- | TipFee- | Pre-Treatment (CAMBI) | 2% | Tipping Fees |  |  | [2013 $] | 0 |  |  | 0 | 0 | 0 | 0 | 0 | 0 | 0 | 0 | 0 | 0 | 0 | 0 | 0 | 0 | 0 | 0 | 0 | 0 | 0 | 0 | 0 | 0 | 0 | 0 | 0 | 0 | 0 | 0 | 0 | 0
|  |  |  | Net Costs | [6 empty] | 472035.5041 | 481447.0086 | 491125.2822 | 500970.0498 | 510998.9258 | 521201.9764 | 531617.1483 | 542260.7043 | 553115.6804 | 564190.6829 | 575478.812 | 586986.4129 | 598734.5336 | 610716.9571 | 622941.9957 | 635418.287 | 648140.0666 | 661120.9829 | 674364.574 | 687875 | 0 | 0 | 0 | 0 | 0 | 0 | 0 | 0 | 0 | 0
|  |  |  | Sitework Capital Costs |  |  | Units | Default Value | Overwrite Value |  | 2014 | 2015 | 2016 | 2017 | 2018 | 2019 | 2020 | 2021 | 2022 | 2023 | 2024 | 2025 | 2026 | 2027 | 2028 | 2029 | 2030 | 2031 | 2032 | 2033 | 2034 | 2035 | 2036 | 2037 | 2038 | 2039 | 2040 | 2041 | 2042 | 2043
1X- | Capital | Sitework | 3% | Capital Cost |  |  | [2013 $] | 1094000 |  |  | 1126820 | 0 | 0 | 0 | 0 | 0 | 0 | 0 | 0 | 0 | 0 | 0 | 0 | 0 | 0 | 0 | 0 | 0 | 0 | 0 | 0 | 0 | 0 | 0 | 0 | 0 | 0 | 0 | 0 | 0
|  |  |  | Project Schedule Spend Profile | [6 empty] | 100% | 0% | 0% | 0% | 0% | 0% | 0% | 0% | 0% | 0% | 0% | 0% | 0% | 0% | 0% | 0% | 0% | 0% | 0% | 0% | 0% | 0% | 0% | 0% | 0% | 0% | 0% | 0% | 0% | 0%
|  |  |  | General Requirements Capital Costs |  |  | Units | Default Value | Overwrite Value |  | 2014 | 2015 | 2016 | 2017 | 2018 | 2019 | 2020 | 2021 | 2022 | 2023 | 2024 | 2025 | 2026 | 2027 | 2028 | 2029 | 2030 | 2031 | 2032 | 2033 | 2034 | 2035 | 2036 | 2037 | 2038 | 2039 | 2040 | 2041 | 2042 | 2043
1X- | Capital | General Requirements | 3% | Capital Cost |  |  | [2013 $] | 2189000 |  |  | 2254670 | 0 | 0 | 0 | 0 | 0 | 0 | 0 | 0 | 0 | 0 | 0 | 0 | 0 | 0 | 0 | 0 | 0 | 0 | 0 | 0 | 0 | 0 | 0 | 0 | 0 | 0 | 0 | 0 | 0
|  |  |  | Project Schedule Spend Profile | [6 empty] | 100% | 0% | 0% | 0% | 0% | 0% | 0% | 0% | 0% | 0% | 0% | 0% | 0% | 0% | 0% | 0% | 0% | 0% | 0% | 0% | 0% | 0% | 0% | 0% | 0% | 0% | 0% | 0% | 0% | 0%
|  |  |  | Contingencies Capital Costs |  |  | Units | Default Value | Overwrite Value |  | 2014 | 2015 | 2016 | 2017 | 2018 | 2019 | 2020 | 2021 | 2022 | 2023 | 2024 | 2025 | 2026 | 2027 | 2028 | 2029 | 2030 | 2031 | 2032 | 2033 | 2034 | 2035 | 2036 | 2037 | 2038 | 2039 | 2040 | 2041 | 2042 | 2043
1X- | Capital | Contingencies | 3% | Capital Cost |  |  | [2013 $] | 7551000 |  |  | 7777530 | 0 | 0 | 0 | 0 | 0 | 0 | 0 | 0 | 0 | 0 | 0 | 0 | 0 | 0 | 0 | 0 | 0 | 0 | 0 | 0 | 0 | 0 | 0 | 0 | 0 | 0 | 0 | 0 | 0
|  |  |  | Project Schedule Spend Profile | [6 empty] | 100% | 0% | 0% | 0% | 0% | 0% | 0% | 0% | 0% | 0% | 0% | 0% | 0% | 0% | 0% | 0% | 0% | 0% | 0% | 0% | 0% | 0% | 0% | 0% | 0% | 0% | 0% | 0% | 0% | 0%
|  |  |  | Engineering, Legal & Admin Capital Costs |  |  | Units | Default Value | Overwrite Value |  | 2014 | 2015 | 2016 | 2017 | 2018 | 2019 | 2020 | 2021 | 2022 | 2023 | 2024 | 2025 | 2026 | 2027 | 2028 | 2029 | 2030 | 2031 | 2032 | 2033 | 2034 | 2035 | 2036 | 2037 | 2038 | 2039 | 2040 | 2041 | 2042 | 2043
1X- | Capital | Engineering, Legal & Admin | 3% | Capital Cost |  |  | [2013 $] | 4908000 |  |  | 5055240 | 0 | 0 | 0 | 0 | 0 | 0 | 0 | 0 | 0 | 0 | 0 | 0 | 0 | 0 | 0 | 0 | 0 | 0 | 0 | 0 | 0 | 0 | 0 | 0 | 0 | 0 | 0 | 0 | 0
|  |  |  | Project Schedule Spend Profile | [6 empty] | 100% | 0% | 0% | 0% | 0% | 0% | 0% | 0% | 0% | 0% | 0% | 0% | 0% | 0% | 0% | 0% | 0% | 0% | 0% | 0% | 0% | 0% | 0% | 0% | 0% | 0% | 0% | 0% | 0% | 0%
|  |  |  | Land Application O&M |  |  | Units | Default Value | Overwrite Value |  | 2014 | 2015 | 2016 | 2017 | 2018 | 2019 | 2020 | 2021 | 2022 | 2023 | 2024 | 2025 | 2026 | 2027 | 2028 | 2029 | 2030 | 2031 | 2032 | 2033 | 2034 | 2035 | 2036 | 2037 | 2038 | 2039 | 2040 | 2041 | 2042 | 2043
Costs
1X- | Hrs- | Land Application | 2% | Labor |  |  | [hrs/yr] | 0 |  |  | 0 | 0 | 0 | 0 | 0 | 0 | 0 | 0 | 0 | 0 | 0 | 0 | 0 | 0 | 0 | 0 | 0 | 0 | 0 | 0 | 0 | 0 | 0 | 0 | 0 | 0 | 0 | 0 | 0 | 0
1X- | OMM- | Land Application | 2% | Maintenance |  |  | [2013 $] | 0 |  |  | 0 | 0 | 0 | 0 | 0 | 0 | 0 | 0 | 0 | 0 | 0 | 0 | 0 | 0 | 0 | 0 | 0 | 0 | 0 | 0 | 0 | 0 | 0 | 0 | 0 | 0 | 0 | 0 | 0 | 0
1X- | Chem- | Land Application | 2% | Chemicals |  |  | [2013 $] | 0 |  |  | 0 | 0 | 0 | 0 | 0 | 0 | 0 | 0 | 0 | 0 | 0 | 0 | 0 | 0 | 0 | 0 | 0 | 0 | 0 | 0 | 0 | 0 | 0 | 0 | 0 | 0 | 0 | 0 | 0 | 0
1X- | Dispo- | Land Application | 2% | Reuse and Disposal Costs |  |  | [2013 $] | 163000 |  |  | 166260 | 169585.2 | 172976.904 | 176436.4421 | 179965.1709 | 183564.4743 | 187235.7638 | 190980.4791 | 194800.0887 | 198696.0905 | 202670.0123 | 206723.4125 | 210857.8808 | 215075.0384 | 219376.5391 | 223764.0699 | 228239.3513 | 232804.1384 | 237460.2211 | 242209.4255 | 0 | 0 | 0 | 0 | 0 | 0 | 0 | 0 | 0 | 0
1X- | NG- | Land Application |  | Natural Gas |  |  | [MJ/yr] | 0 |  |  | 0 | 0 | 0 | 0 | 0 | 0 | 0 | 0 | 0 | 0 | 0 | 0 | 0 | 0 | 0 | 0 | 0 | 0 | 0 | 0 | 0 | 0 | 0 | 0 | 0 | 0 | 0 | 0 | 0 | 0
1X- | kWh- | Land Application |  | Electricity Consumption |  |  | [kWh/yr] | 0 |  |  | 0 | 0 | 0 | 0 | 0 | 0 | 0 | 0 | 0 | 0 | 0 | 0 | 0 | 0 | 0 | 0 | 0 | 0 | 0 | 0 | 0 | 0 | 0 | 0 | 0 | 0 | 0 | 0 | 0 | 0
1X- | GHG- | Land Application | 2% | GHG Cost |  |  | [tCO2e/yr] | 0 |  |  | 0 | 0 | 0 | 0 | 0 | 0 | 0 | 0 | 0 | 0 | 0 | 0 | 0 | 0 | 0 | 0 | 0 | 0 | 0 | 0 | 0 | 0 | 0 | 0 | 0 | 0 | 0 | 0 | 0 | 0
1X- | ExtraOrd- | Land Application | 2% | Extraordinary Maintenance Costs |  |  | [2013 $] | 0 |  |  | 0 | 0 | 0 | 0 | 0 | 0 | 0 | 0 | 0 | 0 | 0 | 0 | 0 | 0 | 0 | 0 | 0 | 0 | 0 | 0 | 0 | 0 | 0 | 0 | 0 | 0 | 0 | 0 | 0 | 0
Benefits
1X- | kWhProd- | Land Application |  | Electricity Production |  |  | [kWh/yr] | 0 |  |  | 0 | 0 | 0 | 0 | 0 | 0 | 0 | 0 | 0 | 0 | 0 | 0 | 0 | 0 | 0 | 0 | 0 | 0 | 0 | 0 | 0 | 0 | 0 | 0 | 0 | 0 | 0 | 0 | 0 | 0
1X- | TipFee- | Land Application | 2% | Tipping Fees |  |  | [2013 $] | 0 |  |  | 0 | 0 | 0 | 0 | 0 | 0 | 0 | 0 | 0 | 0 | 0 | 0 | 0 | 0 | 0 | 0 | 0 | 0 | 0 | 0 | 0 | 0 | 0 | 0 | 0 | 0 | 0 | 0 | 0 | 0
|  |  |  | Net Costs | [6 empty] | 166260 | 169585.2 | 172976.904 | 176436.4421 | 179965.1709 | 183564.4743 | 187235.7638 | 190980.4791 | 194800.0887 | 198696.0905 | 202670.0123 | 206723.4125 | 210857.8808 | 215075.0384 | 219376.5391 | 223764.0699 | 228239.3513 | 232804.1384 | 237460.2211 | 242209.4255 | 0 | 0 | 0 | 0 | 0 | 0 | 0 | 0 | 0 | 0
|  |  |  | Land Disposal O&M |  |  | Units | Default Value | Overwrite Value |  | 2014 | 2015 | 2016 | 2017 | 2018 | 2019 | 2020 | 2021 | 2022 | 2023 | 2024 | 2025 | 2026 | 2027 | 2028 | 2029 | 2030 | 2031 | 2032 | 2033 | 2034 | 2035 | 2036 | 2037 | 2038 | 2039 | 2040 | 2041 | 2042 | 2043
Costs
1X- | Hrs- | Land Disposal | 2% | Labor |  |  | [hrs/yr] | 0 |  |  | 0 | 0 | 0 | 0 | 0 | 0 | 0 | 0 | 0 | 0 | 0 | 0 | 0 | 0 | 0 | 0 | 0 | 0 | 0 | 0 | 0 | 0 | 0 | 0 | 0 | 0 | 0 | 0 | 0 | 0
1X- | OMM- | Land Disposal | 2% | Maintenance |  |  | [2013 $] | 0 |  |  | 0 | 0 | 0 | 0 | 0 | 0 | 0 | 0 | 0 | 0 | 0 | 0 | 0 | 0 | 0 | 0 | 0 | 0 | 0 | 0 | 0 | 0 | 0 | 0 | 0 | 0 | 0 | 0 | 0 | 0
1X- | Chem- | Land Disposal | 2% | Chemicals |  |  | [2013 $] | 0 |  |  | 0 | 0 | 0 | 0 | 0 | 0 | 0 | 0 | 0 | 0 | 0 | 0 | 0 | 0 | 0 | 0 | 0 | 0 | 0 | 0 | 0 | 0 | 0 | 0 | 0 | 0 | 0 | 0 | 0 | 0
1X- | Dispo- | Land Disposal | 2% | Reuse and Disposal Costs |  |  | [2013 $] | 0 |  |  | 0 | 0 | 0 | 0 | 0 | 0 | 0 | 0 | 0 | 0 | 0 | 0 | 0 | 0 | 0 | 0 | 0 | 0 | 0 | 0 | 0 | 0 | 0 | 0 | 0 | 0 | 0 | 0 | 0 | 0
1X- | NG- | Land Disposal |  | Natural Gas |  |  | [MJ/yr] | 0 |  |  | 0 | 0 | 0 | 0 | 0 | 0 | 0 | 0 | 0 | 0 | 0 | 0 | 0 | 0 | 0 | 0 | 0 | 0 | 0 | 0 | 0 | 0 | 0 | 0 | 0 | 0 | 0 | 0 | 0 | 0
1X- | kWh- | Land Disposal |  | Electricity Consumption |  |  | [kWh/yr] | 0 |  |  | 0 | 0 | 0 | 0 | 0 | 0 | 0 | 0 | 0 | 0 | 0 | 0 | 0 | 0 | 0 | 0 | 0 | 0 | 0 | 0 | 0 | 0 | 0 | 0 | 0 | 0 | 0 | 0 | 0 | 0
1X- | GHG- | Land Disposal | 2% | GHG Cost |  |  | [tCO2e/yr] | 0 |  |  | 0 | 0 | 0 | 0 | 0 | 0 | 0 | 0 | 0 | 0 | 0 | 0 | 0 | 0 | 0 | 0 | 0 | 0 | 0 | 0 | 0 | 0 | 0 | 0 | 0 | 0 | 0 | 0 | 0 | 0
1X- | ExtraOrd- | Land Disposal | 2% | Extraordinary Maintenance Costs |  |  | [2013 $] | 0 |  |  | 0 | 0 | 0 | 0 | 0 | 0 | 0 | 0 | 0 | 0 | 0 | 0 | 0 | 0 | 0 | 0 | 0 | 0 | 0 | 0 | 0 | 0 | 0 | 0 | 0 | 0 | 0 | 0 | 0 | 0
Benefits
1X- | kWhProd- | Land Disposal |  | Electricity Production |  |  | [kWh/yr] | 0 |  |  | 0 | 0 | 0 | 0 | 0 | 0 | 0 | 0 | 0 | 0 | 0 | 0 | 0 | 0 | 0 | 0 | 0 | 0 | 0 | 0 | 0 | 0 | 0 | 0 | 0 | 0 | 0 | 0 | 0 | 0
1X- | TipFee- | Land Disposal | 2% | Tipping Fees |  |  | [2013 $] | 0 |  |  | 0 | 0 | 0 | 0 | 0 | 0 | 0 | 0 | 0 | 0 | 0 | 0 | 0 | 0 | 0 | 0 | 0 | 0 | 0 | 0 | 0 | 0 | 0 | 0 | 0 | 0 | 0 | 0 | 0 | 0
|  |  |  | Net Costs | [6 empty] | 0 | 0 | 0 | 0 | 0 | 0 | 0 | 0 | 0 | 0 | 0 | 0 | 0 | 0 | 0 | 0 | 0 | 0 | 0 | 0 | 0 | 0 | 0 | 0 | 0 | 0 | 0 | 0 | 0 | 0
|  |  |  | General O&M O&M |  |  | Units | Default Value | Overwrite Value |  | 2014 | 2015 | 2016 | 2017 | 2018 | 2019 | 2020 | 2021 | 2022 | 2023 | 2024 | 2025 | 2026 | 2027 | 2028 | 2029 | 2030 | 2031 | 2032 | 2033 | 2034 | 2035 | 2036 | 2037 | 2038 | 2039 | 2040 | 2041 | 2042 | 2043
Costs
1X- | Hrs- | General O&M | 2% | Labor |  |  | [hrs/yr] | 0 |  |  | 0 | 0 | 0 | 0 | 0 | 0 | 0 | 0 | 0 | 0 | 0 | 0 | 0 | 0 | 0 | 0 | 0 | 0 | 0 | 0 | 0 | 0 | 0 | 0 | 0 | 0 | 0 | 0 | 0 | 0
1X- | OMM- | General O&M | 2% | Maintenance |  |  | [2013 $] | 0 |  |  | 0 | 0 | 0 | 0 | 0 | 0 | 0 | 0 | 0 | 0 | 0 | 0 | 0 | 0 | 0 | 0 | 0 | 0 | 0 | 0 | 0 | 0 | 0 | 0 | 0 | 0 | 0 | 0 | 0 | 0
1X- | Chem- | General O&M | 2% | Chemicals |  |  | [2013 $] | 120000 |  |  | 122400 | 124848 | 127344.96 | 129891.8592 | 132489.6964 | 135139.4903 | 137842.2801 | 140599.1257 | 143411.1082 | 146279.3304 | 149204.917 | 152189.0153 | 155232.7957 | 158337.4516 | 161504.2006 | 164734.2846 | 168028.9703 | 171389.5497 | 174817.3407 | 178313.6875 | 0 | 0 | 0 | 0 | 0 | 0 | 0 | 0 | 0 | 0
1X- | Dispo- | General O&M | 2% | Reuse and Disposal Costs |  |  | [2013 $] | 0 |  |  | 0 | 0 | 0 | 0 | 0 | 0 | 0 | 0 | 0 | 0 | 0 | 0 | 0 | 0 | 0 | 0 | 0 | 0 | 0 | 0 | 0 | 0 | 0 | 0 | 0 | 0 | 0 | 0 | 0 | 0
1X- | NG- | General O&M |  | Natural Gas |  |  | [MJ/yr] | 0 |  |  | 0 | 0 | 0 | 0 | 0 | 0 | 0 | 0 | 0 | 0 | 0 | 0 | 0 | 0 | 0 | 0 | 0 | 0 | 0 | 0 | 0 | 0 | 0 | 0 | 0 | 0 | 0 | 0 | 0 | 0
1X- | kWh- | General O&M |  | Electricity Consumption |  |  | [kWh/yr] | 0 |  |  | 0 | 0 | 0 | 0 | 0 | 0 | 0 | 0 | 0 | 0 | 0 | 0 | 0 | 0 | 0 | 0 | 0 | 0 | 0 | 0 | 0 | 0 | 0 | 0 | 0 | 0 | 0 | 0 | 0 | 0
1X- | GHG- | General O&M | 2% | GHG Cost |  |  | [tCO2e/yr] | 0 |  |  | 0 | 0 | 0 | 0 | 0 | 0 | 0 | 0 | 0 | 0 | 0 | 0 | 0 | 0 | 0 | 0 | 0 | 0 | 0 | 0 | 0 | 0 | 0 | 0 | 0 | 0 | 0 | 0 | 0 | 0
1X- | ExtraOrd- | General O&M | 2% | Extraordinary Maintenance Costs |  |  | [2013 $] | 0 |  |  | 0 | 0 | 0 | 0 | 0 | 0 | 0 | 0 | 0 | 0 | 0 | 0 | 0 | 0 | 0 | 0 | 0 | 0 | 0 | 0 | 0 | 0 | 0 | 0 | 0 | 0 | 0 | 0 | 0 | 0
Benefits
1X- | kWhProd- | General O&M |  | Electricity Production |  |  | [kWh/yr] | 0 |  |  | 0 | 0 | 0 | 0 | 0 | 0 | 0 | 0 | 0 | 0 | 0 | 0 | 0 | 0 | 0 | 0 | 0 | 0 | 0 | 0 | 0 | 0 | 0 | 0 | 0 | 0 | 0 | 0 | 0 | 0
1X- | TipFee- | General O&M | 2% | Tipping Fees |  |  | [2013 $] | 0 |  |  | 0 | 0 | 0 | 0 | 0 | 0 | 0 | 0 | 0 | 0 | 0 | 0 | 0 | 0 | 0 | 0 | 0 | 0 | 0 | 0 | 0 | 0 | 0 | 0 | 0 | 0 | 0 | 0 | 0 | 0
|  |  |  | Net Costs | [6 empty] | 122400 | 124848 | 127344.96 | 129891.8592 | 132489.6964 | 135139.4903 | 137842.2801 | 140599.1257 | 143411.1082 | 146279.3304 | 149204.917 | 152189.0153 | 155232.7957 | 158337.4516 | 161504.2006 | 164734.2846 | 168028.9703 | 171389.5497 | 174817.3407 | 178313.6875 | 0 | 0 | 0 | 0 | 0 | 0 | 0 | 0 | 0 | 0
|  |  |  | Electricity |  |  | Units |  |  |  | 2014 | 2015 | 2016 | 2017 | 2018 | 2019 | 2020 | 2021 | 2022 | 2023 | 2024 | 2025 | 2026 | 2027 | 2028 | 2029 | 2030 | 2031 | 2032 | 2033 | 2034 | 2035 | 2036 | 2037 | 2038 | 2039 | 2040 | 2041 | 2042 | 2043
|  |  |  | Usage Cost of Electricity Forecast |  |  | [Nominal $/kWh] |  |  |  | 0.064582 | 0.064984 | 0.067786 | 0.069819 | 0.071504 | 0.072419 | 0.073597 | 0.07541 | 0.077216 | 0.079146 | 0.080861 | 0.082418 | 0.084321 | 0.086243 | 0.088294 | 0.090591 | 0.092811 | 0.095219 | 0.097768 | 0.10043 | 0.10338 | 0.10714 | 0.11153 | 0.1157 | 0.11992 | 0.12437 | 0.12799 | 0.1308 | 0.13368 | 0.13662
|  |  |  | Natural Gas |  |  | Units |  |  |  | 2014 | 2015 | 2016 | 2017 | 2018 | 2019 | 2020 | 2021 | 2022 | 2023 | 2024 | 2025 | 2026 | 2027 | 2028 | 2029 | 2030 | 2031 | 2032 | 2033 | 2034 | 2035 | 2036 | 2037 | 2038 | 2039 | 2040 | 2041 | 2042 | 2043
|  |  |  | Usage Cost of Natural Gas Forecast |  |  | [Nominal $/GJ] |  |  |  | 0.0043492 | 0.0044637 | 0.0049882 | 0.005274 | 0.005627 | 0.0058541 | 0.0060384 | 0.0062668 | 0.0065922 | 0.0069223 | 0.0071632 | 0.0073415 | 0.0076021 | 0.0077885 | 0.0080592 | 0.0083232 | 0.0085754 | 0.0088889 | 0.0091809 | 0.0095488 | 0.010078 | 0.010655 | 0.011383 | 0.012093 | 0.01283 | 0.013272 | 0.013882 | 0.014424 | 0.014986 | 0.015571
|  |  |  | Clean-Up Schedule | [6 empty] | 2014 | 2015 | 2016 | 2017 | 2018 | 2019 | 2020 | 2021 | 2022 | 2023 | 2024 | 2025 | 2026 | 2027 | 2028 | 2029 | 2030 | 2031 | 2032 | 2033 | 2034 | 2035 | 2036 | 2037 | 2038 | 2039 | 2040 | 2041 | 2042 | 2043
[11 empty] | 0 | 0 | 0 | 0 | 1 | 1 | 1 | 1 | 1 | 2 | 2 | 2 | 2 | 2 | 3 | 3 | 3 | 3 | 3 | 4 | 4 | 4 | 4 | 4 | 5 | 5 | 5 | 5 | 5 | 6
|  |  |  | Clean-Up Schedule - 5 yrs | [6 empty] | 0 | 0 | 0 | 0 | 1 | 0 | 0 | 0 | 0 | 1 | 0 | 0 | 0 | 0 | 1 | 0 | 0 | 0 | 0 | 1 | 0 | 0 | 0 | 0 | 1 | 0 | 0 | 0 | 0 | 1
GHG Cost
|  |  |  | GHG Cost | [6 empty] | 0 | 0 | 0 | 0 | 0 | 0 | 0 | 0 | 0 | 0 | 0 | 0 | 0 | 0 | 0 | 0 | 0 | 0 | 0 | 0 | 0 | 0 | 0 | 0 | 0 | 0 | 0 | 0 | 0 | 0

## 1Y
[5 empty] | Client | Water & Environment Research Foundation
[5 empty] | Project | ENER1C12
[5 empty] | Configuration Number: | 1Y
COST SUMMARY
Config | Category | Part | Esc Factor | Capital Cost Summary |  |  |  | NPV 2013 $ | Overwrite Value |  | 2014 | 2015 | 2016 | 2017 | 2018 | 2019 | 2020 | 2021 | 2022 | 2023 | 2024 | 2025 | 2026 | 2027 | 2028 | 2029 | 2030 | 2031 | 2032 | 2033 | 2034 | 2035 | 2036 | 2037 | 2038 | 2039 | 2040 | 2041 | 2042 | 2043
| Capital |  |  | Capital Cost |  |  | [2013 $] | 36564028.3019 |  |  | 38757870 | 0 | 0 | 0 | 0 | 0 | 0 | 0 | 0 | 0 | 0 | 0 | 0 | 0 | 0 | 0 | 0 | 0 | 0 | 0 | 0 | 0 | 0 | 0 | 0 | 0 | 0 | 0 | 0 | 0
|  |  |  | Blank Capital Line 1 |  |  | [2013 $] | 0
|  |  |  | Blank Capital Line 2 |  |  | [2013 $] | 0
|  |  |  | Blank Capital Line 3 |  |  | [2013 $] | 0
|  |  |  | Total Capital Costs |  |  |  | 36564028.3019 |  |  | 38757870 | 0 | 0 | 0 | 0 | 0 | 0 | 0 | 0 | 0 | 0 | 0 | 0 | 0 | 0 | 0 | 0 | 0 | 0 | 0 | 0 | 0 | 0 | 0 | 0 | 0 | 0 | 0 | 0 | 0
|  |  |  | O&M Summary |  |  | Percent of Total O&M | NPV 2013 $ | Overwrite Value |  | 2014 | 2015 | 2016 | 2017 | 2018 | 2019 | 2020 | 2021 | 2022 | 2023 | 2024 | 2025 | 2026 | 2027 | 2028 | 2029 | 2030 | 2031 | 2032 | 2033 | 2034 | 2035 | 2036 | 2037 | 2038 | 2039 | 2040 | 2041 | 2042 | 2043
Costs
| Hrs- |  |  | Labor |  |  | [2013 $] | 16171631.8309 |  |  | 1205321.25 | 1229427.675 | 1254016.2285 | 1279096.5531 | 1304678.4841 | 1330772.0538 | 1357387.4949 | 1384535.2448 | 1412225.9497 | 1440470.4687 | 1469279.8781 | 1498665.4756 | 1528638.7851 | 1559211.5608 | 1590395.792 | 1622203.7079 | 1654647.782 | 1687740.7377 | 1721495.5524 | 1755925.4635 | 0 | 0 | 0 | 0 | 0 | 0 | 0 | 0 | 0 | 0
| OMM- |  |  | Maintenance |  |  | [2013 $] | 4529801.7759 |  |  | 337620 | 344372.4 | 351259.848 | 358285.045 | 365450.7459 | 372759.7608 | 380214.956 | 387819.2551 | 395575.6402 | 403487.153 | 411556.8961 | 419788.034 | 428183.7947 | 436747.4706 | 445482.42 | 454392.0684 | 463479.9098 | 472749.5079 | 482204.4981 | 491848.5881 | 0 | 0 | 0 | 0 | 0 | 0 | 0 | 0 | 0 | 0
| Chem- |  |  | Chemicals |  |  | [2013 $] | 4912987.4246 |  |  | 366180 | 373503.6 | 380973.672 | 388593.1454 | 396365.0083 | 404292.3085 | 412378.1547 | 420625.7178 | 429038.2321 | 437618.9968 | 446371.3767 | 455298.8042 | 464404.7803 | 473692.8759 | 483166.7335 | 492830.0681 | 502686.6695 | 512740.4029 | 522995.2109 | 533455.1152 | 0 | 0 | 0 | 0 | 0 | 0 | 0 | 0 | 0 | 0
| Dispo- |  |  | Reuse and Disposal Costs |  |  | [2013 $] | 4420320.1619 |  |  | 329460 | 336049.2 | 342770.184 | 349625.5877 | 356618.0994 | 363750.4614 | 371025.4707 | 378445.9801 | 386014.8997 | 393735.1977 | 401609.9016 | 409642.0996 | 417834.9416 | 426191.6405 | 434715.4733 | 443409.7827 | 452277.9784 | 461323.538 | 470550.0087 | 479961.0089 | 0 | 0 | 0 | 0 | 0 | 0 | 0 | 0 | 0 | 0
| NG- |  |  | Natural Gas |  |  | [2013 $] | 0 |  |  | 0 | 0 | 0 | 0 | 0 | 0 | 0 | 0 | 0 | 0 | 0 | 0 | 0 | 0 | 0 | 0 | 0 | 0 | 0 | 0 | 0 | 0 | 0 | 0 | 0 | 0 | 0 | 0 | 0 | 0
| kWh- |  |  | Electricity Consumption |  |  | [2013 $] | 539934.9099 |  |  | 39320.4804 | 39565.5859 | 41271.2559 | 42509.2903 | 43535.0867 | 44092.0434 | 44809.53 | 45913.5456 | 47012.7471 | 48188.1813 | 49231.9278 | 50179.9555 | 51339.1023 | 52509.2055 | 53757.6962 | 55156.2999 | 56508.0407 | 57973.9486 | 59525.825 | 61145.1219 | 0 | 0 | 0 | 0 | 0 | 0 | 0 | 0 | 0 | 0
| GHG- |  |  | GHG Cost |  |  | [2013 $] | 0 |  |  | 0 | 0 | 0 | 0 | 0 | 0 | 0 | 0 | 0 | 0 | 0 | 0 | 0 | 0 | 0 | 0 | 0 | 0 | 0 | 0 | 0 | 0 | 0 | 0 | 0 | 0 | 0 | 0 | 0 | 0
| ExtraOrd- |  |  | Extraordinary Maintenance Costs |  |  | [2013 $] | 48081.8328 |  |  | 0 | 0 | 0 | 0 | 20977.5353 | 0 | 0 | 0 | 0 | 23160.894 | 0 | 0 | 0 | 0 | 25571.4984 | 0 | 0 | 0 | 0 | 28233.0005 | 0 | 0 | 0 | 0 | 0 | 0 | 0 | 0 | 0 | 0
|  |  |  | Blank O&M Line 1 |  |  | [2013 $] | 0
|  |  |  | Blank O&M Line 2 |  |  | [2013 $] | 0
|  |  |  | Blank O&M Line 3 |  |  | [2013 $] | 0
Benefits
| kWhProd- |  |  | Electricity Production |  |  | [2013 $] | 2201065.0347 |  |  | 160291.4221 | 161290.6037 | 168243.8322 | 173290.7262 | 177472.4238 | 179742.8787 | 182667.7399 | 187168.301 | 191649.2377 | 196440.9394 | 200695.8115 | 204560.482 | 209285.7876 | 214055.7578 | 219145.2769 | 224846.738 | 230357.1602 | 236332.9893 | 242659.272 | 249260.3968 | 0 | 0 | 0 | 0 | 0 | 0 | 0 | 0 | 0 | 0
| TipFee- |  |  | Tipping Fees |  |  | [2013 $] | 0 |  |  | 0 | 0 | 0 | 0 | 0 | 0 | 0 | 0 | 0 | 0 | 0 | 0 | 0 | 0 | 0 | 0 | 0 | 0 | 0 | 0 | 0 | 0 | 0 | 0 | 0 | 0 | 0 | 0 | 0 | 0
|  |  |  | Blank Benefit Line 1 |  |  | [2013 $] | 0
|  |  |  | Blank Benefit Line 2 |  |  | [2013 $] | 0
|  |  |  | Blank Benefit Line 3 |  |  | [2013 $] | 0
|  |  |  | Net Costs |  |  |  | 28421692.9012 |  |  | 2117610.3083 | 2161627.8571 | 2202047.3562 | 2244818.8953 | 2310152.5359 | 2335923.7492 | 2383147.8663 | 2430171.4423 | 2478218.2311 | 2550219.952 | 2577354.1688 | 2629013.887 | 2681115.6164 | 2734296.9955 | 2813944.3364 | 2843145.1891 | 2899243.2202 | 2956195.1458 | 3014111.8232 | 3101307.9013 | 0 | 0 | 0 | 0 | 0 | 0 | 0 | 0 | 0 | 0
|  |  |  | Total Cash Flow |  |  |  | 64985721.2031 |  |  | 40875480.3083 | 2161627.8571 | 2202047.3562 | 2244818.8953 | 2310152.5359 | 2335923.7492 | 2383147.8663 | 2430171.4423 | 2478218.2311 | 2550219.952 | 2577354.1688 | 2629013.887 | 2681115.6164 | 2734296.9955 | 2813944.3364 | 2843145.1891 | 2899243.2202 | 2956195.1458 | 3014111.8232 | 3101307.9013 | 0 | 0 | 0 | 0 | 0 | 0 | 0 | 0 | 0 | 0
|  |  |  | Cumilative Cash flow | [5 empty] | 0 | 38561773.8757 | 40485614.9732 | 42334496.3956 | 44112603.2177 | 45838883.5807 | 47485617.6494 | 49070547.0907 | 50595266.7181 | 52062120.2813 | 53486149.7825 | 54843867.8072 | 56150407.1654 | 57407418.7895 | 58616800.9875 | 59790961.642 | 60910155.1797 | 61986830.9526 | 63022515.5673 | 64018718.7399 | 64985721.2031 | 0 | 0 | 0 | 0 | 0 | 0 | 0 | 0 | 0 | 0
|  |  |  | COST SUMMARY BY MODULES | [6 empty] | 2014: 40875480.3083
|  |  |  | Capital Costs Summary by Modelus |  |  | Cash Flow Units | NPV 2013 $ |  |  | 2014 | 2015 | 2016 | 2017 | 2018 | 2019 | 2020 | 2021 | 2022 | 2023 | 2024 | 2025 | 2026 | 2027 | 2028 | 2029 | 2030 | 2031 | 2032 | 2033 | 2034 | 2035 | 2036 | 2037 | 2038 | 2039 | 2040 | 2041 | 2042 | 2043
Capital Costs
|  |  |  | Anaerobic Digestion |  |  | [Nominal $] | 4116113.2075 |  |  | 4363080 | 0 | 0 | 0 | 0 | 0 | 0 | 0 | 0 | 0 | 0 | 0 | 0 | 0 | 0 | 0 | 0 | 0 | 0 | 0 | 0 | 0 | 0 | 0 | 0 | 0 | 0 | 0 | 0 | 0
|  |  |  | Ash Conveyance & Storage |  |  | [Nominal $] | 0 |  |  | 0 | 0 | 0 | 0 | 0 | 0 | 0 | 0 | 0 | 0 | 0 | 0 | 0 | 0 | 0 | 0 | 0 | 0 | 0 | 0 | 0 | 0 | 0 | 0 | 0 | 0 | 0 | 0 | 0 | 0
|  |  |  | Belt Filter Press Dewatering |  |  | [Nominal $] | 2529330.1887 |  |  | 2681090 | 0 | 0 | 0 | 0 | 0 | 0 | 0 | 0 | 0 | 0 | 0 | 0 | 0 | 0 | 0 | 0 | 0 | 0 | 0 | 0 | 0 | 0 | 0 | 0 | 0 | 0 | 0 | 0 | 0
|  |  |  | Cake Storage/Load Out |  |  | [Nominal $] | 0 |  |  | 0 | 0 | 0 | 0 | 0 | 0 | 0 | 0 | 0 | 0 | 0 | 0 | 0 | 0 | 0 | 0 | 0 | 0 | 0 | 0 | 0 | 0 | 0 | 0 | 0 | 0 | 0 | 0 | 0 | 0
|  |  |  | Cake Storage |  |  | [Nominal $] | 1300132.0755 |  |  | 1378140 | 0 | 0 | 0 | 0 | 0 | 0 | 0 | 0 | 0 | 0 | 0 | 0 | 0 | 0 | 0 | 0 | 0 | 0 | 0 | 0 | 0 | 0 | 0 | 0 | 0 | 0 | 0 | 0 | 0
|  |  |  | CHP |  |  | [Nominal $] | 720028.3019 |  |  | 763230 | 0 | 0 | 0 | 0 | 0 | 0 | 0 | 0 | 0 | 0 | 0 | 0 | 0 | 0 | 0 | 0 | 0 | 0 | 0 | 0 | 0 | 0 | 0 | 0 | 0 | 0 | 0 | 0 | 0
|  |  |  | Dewatering |  |  | [Nominal $] | 0 |  |  | 0 | 0 | 0 | 0 | 0 | 0 | 0 | 0 | 0 | 0 | 0 | 0 | 0 | 0 | 0 | 0 | 0 | 0 | 0 | 0 | 0 | 0 | 0 | 0 | 0 | 0 | 0 | 0 | 0 | 0
|  |  |  | Drying/Gasification/Energy Recovery |  |  | [Nominal $] | 0 |  |  | 0 | 0 | 0 | 0 | 0 | 0 | 0 | 0 | 0 | 0 | 0 | 0 | 0 | 0 | 0 | 0 | 0 | 0 | 0 | 0 | 0 | 0 | 0 | 0 | 0 | 0 | 0 | 0 | 0 | 0
|  |  |  | Energy Recovery |  |  | [Nominal $] | 0 |  |  | 0 | 0 | 0 | 0 | 0 | 0 | 0 | 0 | 0 | 0 | 0 | 0 | 0 | 0 | 0 | 0 | 0 | 0 | 0 | 0 | 0 | 0 | 0 | 0 | 0 | 0 | 0 | 0 | 0 | 0
|  |  |  | Fluid Bed Incineration |  |  | [Nominal $] | 0 |  |  | 0 | 0 | 0 | 0 | 0 | 0 | 0 | 0 | 0 | 0 | 0 | 0 | 0 | 0 | 0 | 0 | 0 | 0 | 0 | 0 | 0 | 0 | 0 | 0 | 0 | 0 | 0 | 0 | 0 | 0
|  |  |  | FOG Receiving |  |  | [Nominal $] | 0 |  |  | 0 | 0 | 0 | 0 | 0 | 0 | 0 | 0 | 0 | 0 | 0 | 0 | 0 | 0 | 0 | 0 | 0 | 0 | 0 | 0 | 0 | 0 | 0 | 0 | 0 | 0 | 0 | 0 | 0 | 0
|  |  |  | Gas Cleaning |  |  | [Nominal $] | 676301.8868 |  |  | 716880 | 0 | 0 | 0 | 0 | 0 | 0 | 0 | 0 | 0 | 0 | 0 | 0 | 0 | 0 | 0 | 0 | 0 | 0 | 0 | 0 | 0 | 0 | 0 | 0 | 0 | 0 | 0 | 0 | 0
|  |  |  | Gravity Belt Thickener |  |  | [Nominal $] | 1991981.1321 |  |  | 2111500 | 0 | 0 | 0 | 0 | 0 | 0 | 0 | 0 | 0 | 0 | 0 | 0 | 0 | 0 | 0 | 0 | 0 | 0 | 0 | 0 | 0 | 0 | 0 | 0 | 0 | 0 | 0 | 0 | 0
|  |  |  | Gravity Thickener |  |  | [Nominal $] | 999877.3585 |  |  | 1059870 | 0 | 0 | 0 | 0 | 0 | 0 | 0 | 0 | 0 | 0 | 0 | 0 | 0 | 0 | 0 | 0 | 0 | 0 | 0 | 0 | 0 | 0 | 0 | 0 | 0 | 0 | 0 | 0 | 0
|  |  |  | Pre-Dewatering |  |  | [Nominal $] | 3948981.1321 |  |  | 4185920 | 0 | 0 | 0 | 0 | 0 | 0 | 0 | 0 | 0 | 0 | 0 | 0 | 0 | 0 | 0 | 0 | 0 | 0 | 0 | 0 | 0 | 0 | 0 | 0 | 0 | 0 | 0 | 0 | 0
|  |  |  | Pre-Treatment (CAMBI) |  |  | [Nominal $] | 4984811.3208 |  |  | 5283900 | 0 | 0 | 0 | 0 | 0 | 0 | 0 | 0 | 0 | 0 | 0 | 0 | 0 | 0 | 0 | 0 | 0 | 0 | 0 | 0 | 0 | 0 | 0 | 0 | 0 | 0 | 0 | 0 | 0
|  |  |  | Sitework |  |  | [Nominal $] | 1063037.7358 |  |  | 1126820 | 0 | 0 | 0 | 0 | 0 | 0 | 0 | 0 | 0 | 0 | 0 | 0 | 0 | 0 | 0 | 0 | 0 | 0 | 0 | 0 | 0 | 0 | 0 | 0 | 0 | 0 | 0 | 0 | 0
|  |  |  | General Requirements |  |  | [Nominal $] | 2127047.1698 |  |  | 2254670 | 0 | 0 | 0 | 0 | 0 | 0 | 0 | 0 | 0 | 0 | 0 | 0 | 0 | 0 | 0 | 0 | 0 | 0 | 0 | 0 | 0 | 0 | 0 | 0 | 0 | 0 | 0 | 0 | 0
|  |  |  | Contingencies |  |  | [Nominal $] | 7337292.4528 |  |  | 7777530 | 0 | 0 | 0 | 0 | 0 | 0 | 0 | 0 | 0 | 0 | 0 | 0 | 0 | 0 | 0 | 0 | 0 | 0 | 0 | 0 | 0 | 0 | 0 | 0 | 0 | 0 | 0 | 0 | 0
|  |  |  | Engineering, Legal & Admin |  |  | [Nominal $] | 4769094.3396 |  |  | 5055240 | 0 | 0 | 0 | 0 | 0 | 0 | 0 | 0 | 0 | 0 | 0 | 0 | 0 | 0 | 0 | 0 | 0 | 0 | 0 | 0 | 0 | 0 | 0 | 0 | 0 | 0 | 0 | 0 | 0
|  |  |  | Total Capital Costs |  |  | [Nominal $] | 36564028.3019 |  |  | 38757870 | 0 | 0 | 0 | 0 | 0 | 0 | 0 | 0 | 0 | 0 | 0 | 0 | 0 | 0 | 0 | 0 | 0 | 0 | 0 | 0 | 0 | 0 | 0 | 0 | 0 | 0 | 0 | 0 | 0
|  |  |  | O&M Costs Summary By Modules | [6 empty] | 2014 | 2015 | 2016 | 2017 | 2018 | 2019 | 2020 | 2021 | 2022 | 2023 | 2024 | 2025 | 2026 | 2027 | 2028 | 2029 | 2030 | 2031 | 2032 | 2033 | 2034 | 2035 | 2036 | 2037 | 2038 | 2039 | 2040 | 2041 | 2042 | 2043
|  |  |  | Anaerobic Digestion |  |  | [Nominal $] | 2171848.6738 |  |  | 158039.2048 | 161052.3338 | 164522.796 | 167925.8021 | 192309.7558 | 174673.2827 | 178121.9164 | 181741.0445 | 185425.219 | 212358.7687 | 193003.6497 | 196853.7361 | 200833.2406 | 204889.0001 | 234612.3719 | 213309.9204 | 217643.9351 | 222088.3978 | 226637.2025 | 259519.9083 | 0 | 0 | 0 | 0 | 0 | 0 | 0 | 0 | 0 | 0
|  |  |  | Ash Conveyance & Storage |  |  | [Nominal $] | 0 |  |  | 0 | 0 | 0 | 0 | 0 | 0 | 0 | 0 | 0 | 0 | 0 | 0 | 0 | 0 | 0 | 0 | 0 | 0 | 0 | 0 | 0 | 0 | 0 | 0 | 0 | 0 | 0 | 0 | 0 | 0
|  |  |  | Belt Filter Press Dewatering |  |  | [Nominal $] | 4214431.4432 |  |  | 314065.2548 | 320317.6743 | 326772.8206 | 333330.295 | 340006.272 | 346789.6551 | 353716.6778 | 360802.1015 | 368027.7985 | 375400.9043 | 382913.1905 | 390569.5007 | 398389.1912 | 406364.623 | 414502.4977 | 422809.8079 | 431279.2708 | 439922.7727 | 448742.1676 | 457739.8919 | 0 | 0 | 0 | 0 | 0 | 0 | 0 | 0 | 0 | 0
|  |  |  | Cake Storage/Load Out |  |  | [Nominal $] | 14570.3056 |  |  | 1061.075 | 1067.6892 | 1113.7172 | 1147.126 | 1174.8074 | 1189.837 | 1209.1986 | 1238.9908 | 1268.6531 | 1300.3725 | 1328.5383 | 1354.1212 | 1385.4011 | 1416.9767 | 1450.6676 | 1488.4093 | 1524.8864 | 1564.4444 | 1606.3223 | 1650.0195 | 0 | 0 | 0 | 0 | 0 | 0 | 0 | 0 | 0 | 0
|  |  |  | Cake Storage |  |  | [Nominal $] | 981400.0298 |  |  | 73146.75 | 74609.685 | 76101.8787 | 77623.9163 | 79176.3946 | 80759.9225 | 82375.1209 | 84022.6234 | 85703.0758 | 87417.1373 | 89165.4801 | 90948.7897 | 92767.7655 | 94623.1208 | 96515.5832 | 98445.8949 | 100414.8128 | 102423.109 | 104471.5712 | 106561.0026 | 0 | 0 | 0 | 0 | 0 | 0 | 0 | 0 | 0 | 0
|  |  |  | CHP |  |  | [Nominal $] | -1296473.1997 |  |  | -92869.4221 | -92520.1637 | -98097.9834 | -101741.9604 | -104492.6827 | -105303.5428 | -106739.6173 | -109721.6159 | -112653.619 | -115865.4082 | -118508.7697 | -120729.6994 | -123778.3894 | -126838.2116 | -130183.3798 | -134105.6028 | -137801.2024 | -141925.9123 | -146364.0535 | -151039.2739 | 0 | 0 | 0 | 0 | 0 | 0 | 0 | 0 | 0 | 0
|  |  |  | Dewatering |  |  | [Nominal $] | 0 |  |  | 0 | 0 | 0 | 0 | 0 | 0 | 0 | 0 | 0 | 0 | 0 | 0 | 0 | 0 | 0 | 0 | 0 | 0 | 0 | 0 | 0 | 0 | 0 | 0 | 0 | 0 | 0 | 0 | 0 | 0
|  |  |  | Drying/Gasification/Energy Recovery |  |  | [Nominal $] | 0 |  |  | 0 | 0 | 0 | 0 | 0 | 0 | 0 | 0 | 0 | 0 | 0 | 0 | 0 | 0 | 0 | 0 | 0 | 0 | 0 | 0 | 0 | 0 | 0 | 0 | 0 | 0 | 0 | 0 | 0 | 0
|  |  |  | Energy Recovery |  |  | [Nominal $] | 0 |  |  | 0 | 0 | 0 | 0 | 0 | 0 | 0 | 0 | 0 | 0 | 0 | 0 | 0 | 0 | 0 | 0 | 0 | 0 | 0 | 0 | 0 | 0 | 0 | 0 | 0 | 0 | 0 | 0 | 0 | 0
|  |  |  | Fluid Bed Incineration |  |  | [Nominal $] | 0 |  |  | 0 | 0 | 0 | 0 | 0 | 0 | 0 | 0 | 0 | 0 | 0 | 0 | 0 | 0 | 0 | 0 | 0 | 0 | 0 | 0 | 0 | 0 | 0 | 0 | 0 | 0 | 0 | 0 | 0 | 0
|  |  |  | FOG Receiving |  |  | [Nominal $] | 0 |  |  | 0 | 0 | 0 | 0 | 0 | 0 | 0 | 0 | 0 | 0 | 0 | 0 | 0 | 0 | 0 | 0 | 0 | 0 | 0 | 0 | 0 | 0 | 0 | 0 | 0 | 0 | 0 | 0 | 0 | 0
|  |  |  | Gas Cleaning |  |  | [Nominal $] | 1461601.3183 |  |  | 108640.6308 | 110639.1788 | 113146.3261 | 115542.0859 | 117909.4628 | 120166.6466 | 122517.0682 | 125034.3156 | 127593.2498 | 130220.8272 | 132850.993 | 135496.2265 | 138256.2273 | 141067.4919 | 143952.6835 | 146935.867 | 149954.622 | 153061.8032 | 156249.3656 | 159512.3923 | 0 | 0 | 0 | 0 | 0 | 0 | 0 | 0 | 0 | 0
|  |  |  | Gravity Belt Thickener |  |  | [Nominal $] | 3224056.4168 |  |  | 240211.4183 | 244964.3746 | 249950.2697 | 254988.3573 | 260104.7582 | 265277.1356 | 270567.1107 | 275998.138 | 281535.2384 | 287188.2193 | 292939.5596 | 298794.883 | 304785.5141 | 310894.7997 | 317131.4792 | 323504.7458 | 329998.3894 | 336630.159 | 343399.9299 | 350308.5424 | 0 | 0 | 0 | 0 | 0 | 0 | 0 | 0 | 0 | 0
|  |  |  | Gravity Thickener |  |  | [Nominal $] | 843615.0391 |  |  | 62864.4851 | 64114.3067 | 65409.2077 | 66723.0845 | 68059.969 | 69416.8398 | 70802.909 | 72221.8345 | 73668.7674 | 75145.3874 | 76649.3986 | 78181.8815 | 79747.6651 | 81344.5958 | 82974.2236 | 84638.1706 | 86334.364 | 88065.6834 | 89832.4108 | 91634.9747 | 0 | 0 | 0 | 0 | 0 | 0 | 0 | 0 | 0 | 0
|  |  |  | Pre-Dewatering |  |  | [Nominal $] | 4820750.3711 |  |  | 359155.4075 | 366250.5699 | 373724.1373 | 381265.6567 | 388919.5014 | 396646.9172 | 404553.1528 | 412677.9813 | 420960.9367 | 429418.3651 | 438019.7272 | 446774.1736 | 455734.9289 | 464872.9129 | 474202.5901 | 483739.1929 | 493454.3692 | 503378.0055 | 513509.3186 | 523849.169 | 0 | 0 | 0 | 0 | 0 | 0 | 0 | 0 | 0 | 0
|  |  |  | Pre-Treatment (CAMBI) |  |  | [Nominal $] | 6333904.1846 |  |  | 472035.5041 | 481447.0086 | 491125.2822 | 500970.0498 | 510998.9258 | 521201.9764 | 531617.1483 | 542260.7043 | 553115.6804 | 564190.6829 | 575478.812 | 586986.4129 | 598734.5336 | 610716.9571 | 622941.9957 | 635418.287 | 648140.0666 | 661120.9829 | 674364.574 | 687875 | 0 | 0 | 0 | 0 | 0 | 0 | 0 | 0 | 0 | 0
|  |  |  | Landfill Application |  |  | [Nominal $] | 0 |  |  | 0 | 0 | 0 | 0 | 0 | 0 | 0 | 0 | 0 | 0 | 0 | 0 | 0 | 0 | 0 | 0 | 0 | 0 | 0 | 0 | 0 | 0 | 0 | 0 | 0 | 0 | 0 | 0 | 0 | 0
|  |  |  | Landfill Disposal |  |  | [Nominal $] | 4009764.1098 |  |  | 298860 | 304837.2 | 310933.944 | 317152.6229 | 323495.6753 | 329965.5888 | 336564.9006 | 343296.1986 | 350162.1226 | 357165.3651 | 364308.6724 | 371594.8458 | 379026.7427 | 386607.2776 | 394339.4231 | 402226.2116 | 410270.7358 | 418476.1505 | 426845.6736 | 435382.587 | 0 | 0 | 0 | 0 | 0 | 0 | 0 | 0 | 0 | 0
|  |  |  | Genaral O&M |  |  | [Nominal $] | 1642224.2088 |  |  | 122400 | 124848 | 127344.96 | 129891.8592 | 132489.6964 | 135139.4903 | 137842.2801 | 140599.1257 | 143411.1082 | 146279.3304 | 149204.917 | 152189.0153 | 155232.7957 | 158337.4516 | 161504.2006 | 164734.2846 | 168028.9703 | 171389.5497 | 174817.3407 | 178313.6875 | 0 | 0 | 0 | 0 | 0 | 0 | 0 | 0 | 0 | 0
|  |  |  | Total O&M Costs |  |  | [Nominal $] | 28421692.9012 |  |  | 2117610.3083 | 2161627.8571 | 2202047.3562 | 2244818.8953 | 2310152.5359 | 2335923.7492 | 2383147.8663 | 2430171.4423 | 2478218.2311 | 2550219.952 | 2577354.1688 | 2629013.887 | 2681115.6164 | 2734296.9955 | 2813944.3364 | 2843145.1891 | 2899243.2202 | 2956195.1458 | 3014111.8232 | 3101307.9013 | 0 | 0 | 0 | 0 | 0 | 0 | 0 | 0 | 0 | 0
|  |  |  | Total Cash flow |  |  | [Nominal $] | 65013585.9318 |  |  | 40877494.3083 | 2163642.8571 | 2204063.3562 | 2246835.8953 | 2312170.5359 | 2337942.7492 | 2385167.8663 | 2432192.4423 | 2480240.2311 | 2552242.952 | 2579378.1688 | 2631038.887 | 2683141.6164 | 2736323.9955 | 2815972.3364 | 2845174.1891 | 2901273.2202 | 2958226.1458 | 3016143.8232 | 3103340.9013 | 2034 | 2035 | 2036 | 2037 | 2038 | 2039 | 2040 | 2041 | 2042 | 2043
DETAIL COSTS BY MODULES
|  |  |  | Anaerobic Digestion Capital Costs |  |  | Units | Default Value | Overwrite Value |  | 2014 | 2015 | 2016 | 2017 | 2018 | 2019 | 2020 | 2021 | 2022 | 2023 | 2024 | 2025 | 2026 | 2027 | 2028 | 2029 | 2030 | 2031 | 2032 | 2033 | 2034 | 2035 | 2036 | 2037 | 2038 | 2039 | 2040 | 2041 | 2042 | 2043
1Y- | Capital | Anaerobic Digestion | 3% | Capital Cost |  |  | [2013 $] | 4236000 |  |  | 4363080 | 0 | 0 | 0 | 0 | 0 | 0 | 0 | 0 | 0 | 0 | 0 | 0 | 0 | 0 | 0 | 0 | 0 | 0 | 0 | 0 | 0 | 0 | 0 | 0 | 0 | 0 | 0 | 0 | 0
|  |  |  | Project Schedule Spend Profile | [6 empty] | 100% | 0% | 0% | 0% | 0% | 0% | 0% | 0% | 0% | 0% | 0% | 0% | 0% | 0% | 0% | 0% | 0% | 0% | 0% | 0% | 0% | 0% | 0% | 0% | 0% | 0% | 0% | 0% | 0% | 0%
|  |  |  | Anaerobic Digestion O&M |  |  | Units | Default Value | Overwrite Value |  | 2014 | 2015 | 2016 | 2017 | 2018 | 2019 | 2020 | 2021 | 2022 | 2023 | 2024 | 2025 | 2026 | 2027 | 2028 | 2029 | 2030 | 2031 | 2032 | 2033 | 2034 | 2035 | 2036 | 2037 | 2038 | 2039 | 2040 | 2041 | 2042 | 2043
Costs
1Y- | Hrs- | Anaerobic Digestion | 2% | Labor |  |  | [hrs/yr] | 2555 |  |  | 91213.5 | 93037.77 | 94898.5254 | 96796.4959 | 98732.4258 | 100707.0743 | 102721.2158 | 104775.6401 | 106871.1529 | 109008.576 | 111188.7475 | 113412.5225 | 115680.7729 | 117994.3884 | 120354.2762 | 122761.3617 | 125216.5889 | 127720.9207 | 130275.3391 | 132880.8459 | 0 | 0 | 0 | 0 | 0 | 0 | 0 | 0 | 0 | 0
1Y- | OMM- | Anaerobic Digestion | 2% | Maintenance |  |  | [2013 $] | 55000 |  |  | 56100 | 57222 | 58366.44 | 59533.7688 | 60724.4442 | 61938.9331 | 63177.7117 | 64441.266 | 65730.0913 | 67044.6931 | 68385.587 | 69753.2987 | 71148.3647 | 72571.332 | 74022.7586 | 75503.2138 | 77013.2781 | 78553.5436 | 80124.6145 | 81727.1068 | 0 | 0 | 0 | 0 | 0 | 0 | 0 | 0 | 0 | 0
1Y- | Chem- | Anaerobic Digestion | 2% | Chemicals |  |  | [2013 $] | 0 |  |  | 0 | 0 | 0 | 0 | 0 | 0 | 0 | 0 | 0 | 0 | 0 | 0 | 0 | 0 | 0 | 0 | 0 | 0 | 0 | 0 | 0 | 0 | 0 | 0 | 0 | 0 | 0 | 0 | 0 | 0
1Y- | Dispo- | Anaerobic Digestion | 2% | Reuse and Disposal Costs |  |  | [2013 $] | 0 |  |  | 0 | 0 | 0 | 0 | 0 | 0 | 0 | 0 | 0 | 0 | 0 | 0 | 0 | 0 | 0 | 0 | 0 | 0 | 0 | 0 | 0 | 0 | 0 | 0 | 0 | 0 | 0 | 0 | 0 | 0
1Y- | NG- | Anaerobic Digestion |  | Natural Gas |  |  | [MJ/yr] | 0 |  |  | 0 | 0 | 0 | 0 | 0 | 0 | 0 | 0 | 0 | 0 | 0 | 0 | 0 | 0 | 0 | 0 | 0 | 0 | 0 | 0 | 0 | 0 | 0 | 0 | 0 | 0 | 0 | 0 | 0 | 0
1Y- | kWh- | Anaerobic Digestion |  | Electricity Consumption |  |  | [kWh/yr] | 166080 |  |  | 10725.7048 | 10792.5638 | 11257.8306 | 11595.5374 | 11875.3506 | 12027.2753 | 12222.9888 | 12524.1384 | 12823.9748 | 13144.6056 | 13429.3152 | 13687.9149 | 14004.103 | 14323.2797 | 14663.8387 | 15045.345 | 15414.0682 | 15813.9335 | 16237.249 | 16678.9552 | 0 | 0 | 0 | 0 | 0 | 0 | 0 | 0 | 0 | 0
1Y- | GHG- | Anaerobic Digestion | 2% | GHG Cost |  |  | [tCO2e/yr] | 0 |  |  | 0 | 0 | 0 | 0 | 0 | 0 | 0 | 0 | 0 | 0 | 0 | 0 | 0 | 0 | 0 | 0 | 0 | 0 | 0 | 0 | 0 | 0 | 0 | 0 | 0 | 0 | 0 | 0 | 0 | 0
1Y- | ExtraOrd- | Anaerobic Digestion | 2% | Extraordinary Maintenance Costs |  |  | [2013 $] | 19000 |  |  | 0 | 0 | 0 | 0 | 20977.5353 | 0 | 0 | 0 | 0 | 23160.894 | 0 | 0 | 0 | 0 | 25571.4984 | 0 | 0 | 0 | 0 | 28233.0005 | 0 | 0 | 0 | 0 | 0 | 0 | 0 | 0 | 0 | 0
Benefits
1Y- | kWhProd- | Anaerobic Digestion |  | Electricity Production |  |  | [kWh/yr] | 0 |  |  | 0 | 0 | 0 | 0 | 0 | 0 | 0 | 0 | 0 | 0 | 0 | 0 | 0 | 0 | 0 | 0 | 0 | 0 | 0 | 0 | 0 | 0 | 0 | 0 | 0 | 0 | 0 | 0 | 0 | 0
1Y- | TipFee- | Anaerobic Digestion | 2% | Tipping Fees |  |  | [2013 $] | 0 |  |  | 0 | 0 | 0 | 0 | 0 | 0 | 0 | 0 | 0 | 0 | 0 | 0 | 0 | 0 | 0 | 0 | 0 | 0 | 0 | 0 | 0 | 0 | 0 | 0 | 0 | 0 | 0 | 0 | 0 | 0
|  |  |  | Net Costs | [6 empty] | 158039.2048 | 161052.3338 | 164522.796 | 167925.8021 | 192309.7558 | 174673.2827 | 178121.9164 | 181741.0445 | 185425.219 | 212358.7687 | 193003.6497 | 196853.7361 | 200833.2406 | 204889.0001 | 234612.3719 | 213309.9204 | 217643.9351 | 222088.3978 | 226637.2025 | 259519.9083 | 0 | 0 | 0 | 0 | 0 | 0 | 0 | 0 | 0 | 0
|  |  |  | Ash Conveyance & Storage Capital Costs |  |  | Units | Default Value | Overwrite Value |  | 2014 | 2015 | 2016 | 2017 | 2018 | 2019 | 2020 | 2021 | 2022 | 2023 | 2024 | 2025 | 2026 | 2027 | 2028 | 2029 | 2030 | 2031 | 2032 | 2033 | 2034 | 2035 | 2036 | 2037 | 2038 | 2039 | 2040 | 2041 | 2042 | 2043
1Y- | Capital | Ash Conveyance & Storage | 3% | Capital Cost |  |  | [2013 $] | 0 |  |  | 0 | 0 | 0 | 0 | 0 | 0 | 0 | 0 | 0 | 0 | 0 | 0 | 0 | 0 | 0 | 0 | 0 | 0 | 0 | 0 | 0 | 0 | 0 | 0 | 0 | 0 | 0 | 0 | 0 | 0
|  |  |  | Project Schedule Spend Profile | [6 empty] | 100% | 0% | 0% | 0% | 0% | 0% | 0% | 0% | 0% | 0% | 0% | 0% | 0% | 0% | 0% | 0% | 0% | 0% | 0% | 0% | 0% | 0% | 0% | 0% | 0% | 0% | 0% | 0% | 0% | 0%
|  |  |  | Ash Conveyance & Storage O&M |  |  | Units | Default Value | Overwrite Value |  | 2014 | 2015 | 2016 | 2017 | 2018 | 2019 | 2020 | 2021 | 2022 | 2023 | 2024 | 2025 | 2026 | 2027 | 2028 | 2029 | 2030 | 2031 | 2032 | 2033 | 2034 | 2035 | 2036 | 2037 | 2038 | 2039 | 2040 | 2041 | 2042 | 2043
Costs
1Y- | Hrs- | Ash Conveyance & Storage | 2% | Labor |  |  | [hrs/yr] | 0 |  |  | 0 | 0 | 0 | 0 | 0 | 0 | 0 | 0 | 0 | 0 | 0 | 0 | 0 | 0 | 0 | 0 | 0 | 0 | 0 | 0 | 0 | 0 | 0 | 0 | 0 | 0 | 0 | 0 | 0 | 0
1Y- | OMM- | Ash Conveyance & Storage | 2% | Maintenance |  |  | [2013 $] | 0 |  |  | 0 | 0 | 0 | 0 | 0 | 0 | 0 | 0 | 0 | 0 | 0 | 0 | 0 | 0 | 0 | 0 | 0 | 0 | 0 | 0 | 0 | 0 | 0 | 0 | 0 | 0 | 0 | 0 | 0 | 0
1Y- | Chem- | Ash Conveyance & Storage | 2% | Chemicals |  |  | [2013 $] | 0 |  |  | 0 | 0 | 0 | 0 | 0 | 0 | 0 | 0 | 0 | 0 | 0 | 0 | 0 | 0 | 0 | 0 | 0 | 0 | 0 | 0 | 0 | 0 | 0 | 0 | 0 | 0 | 0 | 0 | 0 | 0
1Y- | Dispo- | Ash Conveyance & Storage | 2% | Reuse and Disposal Costs |  |  | [2013 $] | 0 |  |  | 0 | 0 | 0 | 0 | 0 | 0 | 0 | 0 | 0 | 0 | 0 | 0 | 0 | 0 | 0 | 0 | 0 | 0 | 0 | 0 | 0 | 0 | 0 | 0 | 0 | 0 | 0 | 0 | 0 | 0
1Y- | NG- | Ash Conveyance & Storage |  | Natural Gas |  |  | [MJ/yr] | 0 |  |  | 0 | 0 | 0 | 0 | 0 | 0 | 0 | 0 | 0 | 0 | 0 | 0 | 0 | 0 | 0 | 0 | 0 | 0 | 0 | 0 | 0 | 0 | 0 | 0 | 0 | 0 | 0 | 0 | 0 | 0
1Y- | kWh- | Ash Conveyance & Storage |  | Electricity Consumption |  |  | [kWh/yr] | 0 |  |  | 0 | 0 | 0 | 0 | 0 | 0 | 0 | 0 | 0 | 0 | 0 | 0 | 0 | 0 | 0 | 0 | 0 | 0 | 0 | 0 | 0 | 0 | 0 | 0 | 0 | 0 | 0 | 0 | 0 | 0
1Y- | GHG- | Ash Conveyance & Storage | 2% | GHG Cost |  |  | [tCO2e/yr] | 0 |  |  | 0 | 0 | 0 | 0 | 0 | 0 | 0 | 0 | 0 | 0 | 0 | 0 | 0 | 0 | 0 | 0 | 0 | 0 | 0 | 0 | 0 | 0 | 0 | 0 | 0 | 0 | 0 | 0 | 0 | 0
1Y- | ExtraOrd- | Ash Conveyance & Storage | 2% | Extraordinary Maintenance Costs |  |  | [2013 $] | 0 |  |  | 0 | 0 | 0 | 0 | 0 | 0 | 0 | 0 | 0 | 0 | 0 | 0 | 0 | 0 | 0 | 0 | 0 | 0 | 0 | 0 | 0 | 0 | 0 | 0 | 0 | 0 | 0 | 0 | 0 | 0
Benefits
1Y- | kWhProd- | Ash Conveyance & Storage |  | Electricity Production |  |  | [kWh/yr] | 0 |  |  | 0 | 0 | 0 | 0 | 0 | 0 | 0 | 0 | 0 | 0 | 0 | 0 | 0 | 0 | 0 | 0 | 0 | 0 | 0 | 0 | 0 | 0 | 0 | 0 | 0 | 0 | 0 | 0 | 0 | 0
1Y- | TipFee- | Ash Conveyance & Storage | 2% | Tipping Fees |  |  | [2013 $] | 0 |  |  | 0 | 0 | 0 | 0 | 0 | 0 | 0 | 0 | 0 | 0 | 0 | 0 | 0 | 0 | 0 | 0 | 0 | 0 | 0 | 0 | 0 | 0 | 0 | 0 | 0 | 0 | 0 | 0 | 0 | 0
|  |  |  | Net Costs | [6 empty] | 0 | 0 | 0 | 0 | 0 | 0 | 0 | 0 | 0 | 0 | 0 | 0 | 0 | 0 | 0 | 0 | 0 | 0 | 0 | 0 | 0 | 0 | 0 | 0 | 0 | 0 | 0 | 0 | 0 | 0
|  |  |  | Belt Filter Press Dewatering Capital Costs |  |  | Units | Default Value | Overwrite Value |  | 2014 | 2015 | 2016 | 2017 | 2018 | 2019 | 2020 | 2021 | 2022 | 2023 | 2024 | 2025 | 2026 | 2027 | 2028 | 2029 | 2030 | 2031 | 2032 | 2033 | 2034 | 2035 | 2036 | 2037 | 2038 | 2039 | 2040 | 2041 | 2042 | 2043
1Y- | Capital | Belt Filter Press Dewatering | 3% | Capital Cost |  |  | [2013 $] | 2603000 |  |  | 2681090 | 0 | 0 | 0 | 0 | 0 | 0 | 0 | 0 | 0 | 0 | 0 | 0 | 0 | 0 | 0 | 0 | 0 | 0 | 0 | 0 | 0 | 0 | 0 | 0 | 0 | 0 | 0 | 0 | 0
|  |  |  | Project Schedule Spend Profile | [6 empty] | 100% | 0% | 0% | 0% | 0% | 0% | 0% | 0% | 0% | 0% | 0% | 0% | 0% | 0% | 0% | 0% | 0% | 0% | 0% | 0% | 0% | 0% | 0% | 0% | 0% | 0% | 0% | 0% | 0% | 0%
|  |  |  | Belt Filter Press Dewatering O&M |  |  | Units | Default Value | Overwrite Value |  | 2014 | 2015 | 2016 | 2017 | 2018 | 2019 | 2020 | 2021 | 2022 | 2023 | 2024 | 2025 | 2026 | 2027 | 2028 | 2029 | 2030 | 2031 | 2032 | 2033 | 2034 | 2035 | 2036 | 2037 | 2038 | 2039 | 2040 | 2041 | 2042 | 2043
Costs
1Y- | Hrs- | Belt Filter Press Dewatering | 2% | Labor |  |  | [hrs/yr] | 5110 |  |  | 182427 | 186075.54 | 189797.0508 | 193592.9918 | 197464.8517 | 201414.1487 | 205442.4317 | 209551.2803 | 213742.3059 | 218017.152 | 222377.4951 | 226825.045 | 231361.5459 | 235988.7768 | 240708.5523 | 245522.7234 | 250433.1778 | 255441.8414 | 260550.6782 | 265761.6918 | 0 | 0 | 0 | 0 | 0 | 0 | 0 | 0 | 0 | 0
1Y- | OMM- | Belt Filter Press Dewatering | 2% | Maintenance |  |  | [2013 $] | 36000 |  |  | 36720 | 37454.4 | 38203.488 | 38967.5578 | 39746.9089 | 40541.8471 | 41352.684 | 42179.7377 | 43023.3325 | 43883.7991 | 44761.4751 | 45656.7046 | 46569.8387 | 47501.2355 | 48451.2602 | 49420.2854 | 50408.6911 | 51416.8649 | 52445.2022 | 53494.1063 | 0 | 0 | 0 | 0 | 0 | 0 | 0 | 0 | 0 | 0
1Y- | Chem- | Belt Filter Press Dewatering | 2% | Chemicals |  |  | [2013 $] | 91000 |  |  | 92820 | 94676.4 | 96569.928 | 98501.3266 | 100471.3531 | 102480.7802 | 104530.3958 | 106621.0037 | 108753.4237 | 110928.4922 | 113147.0621 | 115410.0033 | 117718.2034 | 120072.5674 | 122474.0188 | 124923.4992 | 127421.9691 | 129970.4085 | 132569.8167 | 135221.213 | 0 | 0 | 0 | 0 | 0 | 0 | 0 | 0 | 0 | 0
1Y- | Dispo- | Belt Filter Press Dewatering | 2% | Reuse and Disposal Costs |  |  | [2013 $] | 0 |  |  | 0 | 0 | 0 | 0 | 0 | 0 | 0 | 0 | 0 | 0 | 0 | 0 | 0 | 0 | 0 | 0 | 0 | 0 | 0 | 0 | 0 | 0 | 0 | 0 | 0 | 0 | 0 | 0 | 0 | 0
1Y- | NG- | Belt Filter Press Dewatering |  | Natural Gas |  |  | [MJ/yr] | 0 |  |  | 0 | 0 | 0 | 0 | 0 | 0 | 0 | 0 | 0 | 0 | 0 | 0 | 0 | 0 | 0 | 0 | 0 | 0 | 0 | 0 | 0 | 0 | 0 | 0 | 0 | 0 | 0 | 0 | 0 | 0
1Y- | kWh- | Belt Filter Press Dewatering |  | Electricity Consumption |  |  | [kWh/yr] | 32490 |  |  | 2098.2548 | 2111.3343 | 2202.3538 | 2268.4189 | 2323.1584 | 2352.8792 | 2391.1663 | 2450.0798 | 2508.7364 | 2571.461 | 2627.1583 | 2677.7478 | 2739.6032 | 2802.0433 | 2868.6664 | 2943.3 | 3015.4328 | 3093.6579 | 3176.4705 | 3262.8809 | 0 | 0 | 0 | 0 | 0 | 0 | 0 | 0 | 0 | 0
1Y- | GHG- | Belt Filter Press Dewatering | 2% | GHG Cost |  |  | [tCO2e/yr] | 0 |  |  | 0 | 0 | 0 | 0 | 0 | 0 | 0 | 0 | 0 | 0 | 0 | 0 | 0 | 0 | 0 | 0 | 0 | 0 | 0 | 0 | 0 | 0 | 0 | 0 | 0 | 0 | 0 | 0 | 0 | 0
1Y- | ExtraOrd- | Belt Filter Press Dewatering | 2% | Extraordinary Maintenance Costs |  |  | [2013 $] | 0 |  |  | 0 | 0 | 0 | 0 | 0 | 0 | 0 | 0 | 0 | 0 | 0 | 0 | 0 | 0 | 0 | 0 | 0 | 0 | 0 | 0 | 0 | 0 | 0 | 0 | 0 | 0 | 0 | 0 | 0 | 0
Benefits
1Y- | kWhProd- | Belt Filter Press Dewatering |  | Electricity Production |  |  | [kWh/yr] | 0 |  |  | 0 | 0 | 0 | 0 | 0 | 0 | 0 | 0 | 0 | 0 | 0 | 0 | 0 | 0 | 0 | 0 | 0 | 0 | 0 | 0 | 0 | 0 | 0 | 0 | 0 | 0 | 0 | 0 | 0 | 0
1Y- | TipFee- | Belt Filter Press Dewatering | 2% | Tipping Fees |  |  | [2013 $] | 0 |  |  | 0 | 0 | 0 | 0 | 0 | 0 | 0 | 0 | 0 | 0 | 0 | 0 | 0 | 0 | 0 | 0 | 0 | 0 | 0 | 0 | 0 | 0 | 0 | 0 | 0 | 0 | 0 | 0 | 0 | 0
|  |  |  | Net Costs | [6 empty] | 314065.2548 | 320317.6743 | 326772.8206 | 333330.295 | 340006.272 | 346789.6551 | 353716.6778 | 360802.1015 | 368027.7985 | 375400.9043 | 382913.1905 | 390569.5007 | 398389.1912 | 406364.623 | 414502.4977 | 422809.8079 | 431279.2708 | 439922.7727 | 448742.1676 | 457739.8919 | 0 | 0 | 0 | 0 | 0 | 0 | 0 | 0 | 0 | 0
|  |  |  | Cake Storage/Load Out Capital Costs |  |  | Units | Default Value | Overwrite Value |  | 2014 | 2015 | 2016 | 2017 | 2018 | 2019 | 2020 | 2021 | 2022 | 2023 | 2024 | 2025 | 2026 | 2027 | 2028 | 2029 | 2030 | 2031 | 2032 | 2033 | 2034 | 2035 | 2036 | 2037 | 2038 | 2039 | 2040 | 2041 | 2042 | 2043
1Y- | Capital | Cake Storage/Load Out | 3% | Capital Cost |  |  | [2013 $] | 0 |  |  | 0 | 0 | 0 | 0 | 0 | 0 | 0 | 0 | 0 | 0 | 0 | 0 | 0 | 0 | 0 | 0 | 0 | 0 | 0 | 0 | 0 | 0 | 0 | 0 | 0 | 0 | 0 | 0 | 0 | 0
|  |  |  | Project Schedule Spend Profile | [6 empty] | 100% | 0% | 0% | 0% | 0% | 0% | 0% | 0% | 0% | 0% | 0% | 0% | 0% | 0% | 0% | 0% | 0% | 0% | 0% | 0% | 0% | 0% | 0% | 0% | 0% | 0% | 0% | 0% | 0% | 0%
|  |  |  | Cake Storage/Load Out O&M |  |  | Units | Default Value | Overwrite Value |  | 2014 | 2015 | 2016 | 2017 | 2018 | 2019 | 2020 | 2021 | 2022 | 2023 | 2024 | 2025 | 2026 | 2027 | 2028 | 2029 | 2030 | 2031 | 2032 | 2033 | 2034 | 2035 | 2036 | 2037 | 2038 | 2039 | 2040 | 2041 | 2042 | 2043
Costs
1Y- | Hrs- | Cake Storage/Load Out | 2% | Labor |  |  | [hrs/yr] | 0 |  |  | 0 | 0 | 0 | 0 | 0 | 0 | 0 | 0 | 0 | 0 | 0 | 0 | 0 | 0 | 0 | 0 | 0 | 0 | 0 | 0 | 0 | 0 | 0 | 0 | 0 | 0 | 0 | 0 | 0 | 0
1Y- | OMM- | Cake Storage/Load Out | 2% | Maintenance |  |  | [2013 $] | 0 |  |  | 0 | 0 | 0 | 0 | 0 | 0 | 0 | 0 | 0 | 0 | 0 | 0 | 0 | 0 | 0 | 0 | 0 | 0 | 0 | 0 | 0 | 0 | 0 | 0 | 0 | 0 | 0 | 0 | 0 | 0
1Y- | Chem- | Cake Storage/Load Out | 2% | Chemicals |  |  | [2013 $] | 0 |  |  | 0 | 0 | 0 | 0 | 0 | 0 | 0 | 0 | 0 | 0 | 0 | 0 | 0 | 0 | 0 | 0 | 0 | 0 | 0 | 0 | 0 | 0 | 0 | 0 | 0 | 0 | 0 | 0 | 0 | 0
1Y- | Dispo- | Cake Storage/Load Out | 2% | Reuse and Disposal Costs |  |  | [2013 $] | 0 |  |  | 0 | 0 | 0 | 0 | 0 | 0 | 0 | 0 | 0 | 0 | 0 | 0 | 0 | 0 | 0 | 0 | 0 | 0 | 0 | 0 | 0 | 0 | 0 | 0 | 0 | 0 | 0 | 0 | 0 | 0
1Y- | NG- | Cake Storage/Load Out |  | Natural Gas |  |  | [MJ/yr] | 0 |  |  | 0 | 0 | 0 | 0 | 0 | 0 | 0 | 0 | 0 | 0 | 0 | 0 | 0 | 0 | 0 | 0 | 0 | 0 | 0 | 0 | 0 | 0 | 0 | 0 | 0 | 0 | 0 | 0 | 0 | 0
1Y- | kWh- | Cake Storage/Load Out |  | Electricity Consumption |  |  | [kWh/yr] | 16430 |  |  | 1061.075 | 1067.6892 | 1113.7172 | 1147.126 | 1174.8074 | 1189.837 | 1209.1986 | 1238.9908 | 1268.6531 | 1300.3725 | 1328.5383 | 1354.1212 | 1385.4011 | 1416.9767 | 1450.6676 | 1488.4093 | 1524.8864 | 1564.4444 | 1606.3223 | 1650.0195 | 0 | 0 | 0 | 0 | 0 | 0 | 0 | 0 | 0 | 0
1Y- | GHG- | Cake Storage/Load Out | 2% | GHG Cost |  |  | [tCO2e/yr] | 0 |  |  | 0 | 0 | 0 | 0 | 0 | 0 | 0 | 0 | 0 | 0 | 0 | 0 | 0 | 0 | 0 | 0 | 0 | 0 | 0 | 0 | 0 | 0 | 0 | 0 | 0 | 0 | 0 | 0 | 0 | 0
1Y- | ExtraOrd- | Cake Storage/Load Out | 2% | Extraordinary Maintenance Costs |  |  | [2013 $] | 0 |  |  | 0 | 0 | 0 | 0 | 0 | 0 | 0 | 0 | 0 | 0 | 0 | 0 | 0 | 0 | 0 | 0 | 0 | 0 | 0 | 0 | 0 | 0 | 0 | 0 | 0 | 0 | 0 | 0 | 0 | 0
Benefits
1Y- | kWhProd- | Cake Storage/Load Out |  | Electricity Production |  |  | [kWh/yr] | 0 |  |  | 0 | 0 | 0 | 0 | 0 | 0 | 0 | 0 | 0 | 0 | 0 | 0 | 0 | 0 | 0 | 0 | 0 | 0 | 0 | 0 | 0 | 0 | 0 | 0 | 0 | 0 | 0 | 0 | 0 | 0
1Y- | TipFee- | Cake Storage/Load Out | 2% | Tipping Fees |  |  | [2013 $] | 0 |  |  | 0 | 0 | 0 | 0 | 0 | 0 | 0 | 0 | 0 | 0 | 0 | 0 | 0 | 0 | 0 | 0 | 0 | 0 | 0 | 0 | 0 | 0 | 0 | 0 | 0 | 0 | 0 | 0 | 0 | 0
|  |  |  | Net Costs | [6 empty] | 1061.075 | 1067.6892 | 1113.7172 | 1147.126 | 1174.8074 | 1189.837 | 1209.1986 | 1238.9908 | 1268.6531 | 1300.3725 | 1328.5383 | 1354.1212 | 1385.4011 | 1416.9767 | 1450.6676 | 1488.4093 | 1524.8864 | 1564.4444 | 1606.3223 | 1650.0195 | 0 | 0 | 0 | 0 | 0 | 0 | 0 | 0 | 0 | 0
|  |  |  | Cake Storage Capital Costs |  |  | Units | Default Value | Overwrite Value |  | 2014 | 2015 | 2016 | 2017 | 2018 | 2019 | 2020 | 2021 | 2022 | 2023 | 2024 | 2025 | 2026 | 2027 | 2028 | 2029 | 2030 | 2031 | 2032 | 2033 | 2034 | 2035 | 2036 | 2037 | 2038 | 2039 | 2040 | 2041 | 2042 | 2043
1Y- | Capital | Cake Storage | 3% | Capital Cost |  |  | [2013 $] | 1338000 |  |  | 1378140 | 0 | 0 | 0 | 0 | 0 | 0 | 0 | 0 | 0 | 0 | 0 | 0 | 0 | 0 | 0 | 0 | 0 | 0 | 0 | 0 | 0 | 0 | 0 | 0 | 0 | 0 | 0 | 0 | 0
|  |  |  | Project Schedule Spend Profile | [6 empty] | 100% | 0% | 0% | 0% | 0% | 0% | 0% | 0% | 0% | 0% | 0% | 0% | 0% | 0% | 0% | 0% | 0% | 0% | 0% | 0% | 0% | 0% | 0% | 0% | 0% | 0% | 0% | 0% | 0% | 0%
|  |  |  | Cake Storage O&M |  |  | Units | Default Value | Overwrite Value |  | 2014 | 2015 | 2016 | 2017 | 2018 | 2019 | 2020 | 2021 | 2022 | 2023 | 2024 | 2025 | 2026 | 2027 | 2028 | 2029 | 2030 | 2031 | 2032 | 2033 | 2034 | 2035 | 2036 | 2037 | 2038 | 2039 | 2040 | 2041 | 2042 | 2043
Costs
1Y- | Hrs- | Cake Storage | 2% | Labor |  |  | [hrs/yr] | 1277.5 |  |  | 45606.75 | 46518.885 | 47449.2627 | 48398.248 | 49366.2129 | 50353.5372 | 51360.6079 | 52387.8201 | 53435.5765 | 54504.288 | 55594.3738 | 56706.2612 | 57840.3865 | 58997.1942 | 60177.1381 | 61380.6808 | 62608.2945 | 63860.4603 | 65137.6696 | 66440.4229 | 0 | 0 | 0 | 0 | 0 | 0 | 0 | 0 | 0 | 0
1Y- | OMM- | Cake Storage | 2% | Maintenance |  |  | [2013 $] | 27000 |  |  | 27540 | 28090.8 | 28652.616 | 29225.6683 | 29810.1817 | 30406.3853 | 31014.513 | 31634.8033 | 32267.4994 | 32912.8493 | 33571.1063 | 34242.5285 | 34927.379 | 35625.9266 | 36338.4451 | 37065.214 | 37806.5183 | 38562.6487 | 39333.9017 | 40120.5797 | 0 | 0 | 0 | 0 | 0 | 0 | 0 | 0 | 0 | 0
1Y- | Chem- | Cake Storage | 2% | Chemicals |  |  | [2013 $] | 0 |  |  | 0 | 0 | 0 | 0 | 0 | 0 | 0 | 0 | 0 | 0 | 0 | 0 | 0 | 0 | 0 | 0 | 0 | 0 | 0 | 0 | 0 | 0 | 0 | 0 | 0 | 0 | 0 | 0 | 0 | 0
1Y- | Dispo- | Cake Storage | 2% | Reuse and Disposal Costs |  |  | [2013 $] | 0 |  |  | 0 | 0 | 0 | 0 | 0 | 0 | 0 | 0 | 0 | 0 | 0 | 0 | 0 | 0 | 0 | 0 | 0 | 0 | 0 | 0 | 0 | 0 | 0 | 0 | 0 | 0 | 0 | 0 | 0 | 0
1Y- | NG- | Cake Storage |  | Natural Gas |  |  | [MJ/yr] | 0 |  |  | 0 | 0 | 0 | 0 | 0 | 0 | 0 | 0 | 0 | 0 | 0 | 0 | 0 | 0 | 0 | 0 | 0 | 0 | 0 | 0 | 0 | 0 | 0 | 0 | 0 | 0 | 0 | 0 | 0 | 0
1Y- | kWh- | Cake Storage |  | Electricity Consumption |  |  | [kWh/yr] | 0 |  |  | 0 | 0 | 0 | 0 | 0 | 0 | 0 | 0 | 0 | 0 | 0 | 0 | 0 | 0 | 0 | 0 | 0 | 0 | 0 | 0 | 0 | 0 | 0 | 0 | 0 | 0 | 0 | 0 | 0 | 0
1Y- | GHG- | Cake Storage | 2% | GHG Cost |  |  | [tCO2e/yr] | 0 |  |  | 0 | 0 | 0 | 0 | 0 | 0 | 0 | 0 | 0 | 0 | 0 | 0 | 0 | 0 | 0 | 0 | 0 | 0 | 0 | 0 | 0 | 0 | 0 | 0 | 0 | 0 | 0 | 0 | 0 | 0
1Y- | ExtraOrd- | Cake Storage | 2% | Extraordinary Maintenance Costs |  |  | [2013 $] | 0 |  |  | 0 | 0 | 0 | 0 | 0 | 0 | 0 | 0 | 0 | 0 | 0 | 0 | 0 | 0 | 0 | 0 | 0 | 0 | 0 | 0 | 0 | 0 | 0 | 0 | 0 | 0 | 0 | 0 | 0 | 0
Benefits
1Y- | kWhProd- | Cake Storage |  | Electricity Production |  |  | [kWh/yr] | 0 |  |  | 0 | 0 | 0 | 0 | 0 | 0 | 0 | 0 | 0 | 0 | 0 | 0 | 0 | 0 | 0 | 0 | 0 | 0 | 0 | 0 | 0 | 0 | 0 | 0 | 0 | 0 | 0 | 0 | 0 | 0
1Y- | TipFee- | Cake Storage | 2% | Tipping Fees |  |  | [2013 $] | 0 |  |  | 0 | 0 | 0 | 0 | 0 | 0 | 0 | 0 | 0 | 0 | 0 | 0 | 0 | 0 | 0 | 0 | 0 | 0 | 0 | 0 | 0 | 0 | 0 | 0 | 0 | 0 | 0 | 0 | 0 | 0
|  |  |  | Net Costs | [6 empty] | 73146.75 | 74609.685 | 76101.8787 | 77623.9163 | 79176.3946 | 80759.9225 | 82375.1209 | 84022.6234 | 85703.0758 | 87417.1373 | 89165.4801 | 90948.7897 | 92767.7655 | 94623.1208 | 96515.5832 | 98445.8949 | 100414.8128 | 102423.109 | 104471.5712 | 106561.0026 | 0 | 0 | 0 | 0 | 0 | 0 | 0 | 0 | 0 | 0
|  |  |  | CHP Capital Costs |  |  | Units | Default Value | Overwrite Value |  | 2014 | 2015 | 2016 | 2017 | 2018 | 2019 | 2020 | 2021 | 2022 | 2023 | 2024 | 2025 | 2026 | 2027 | 2028 | 2029 | 2030 | 2031 | 2032 | 2033 | 2034 | 2035 | 2036 | 2037 | 2038 | 2039 | 2040 | 2041 | 2042 | 2043
1Y- | Capital | CHP | 3% | Capital Cost |  |  | [2013 $] | 741000 |  |  | 763230 | 0 | 0 | 0 | 0 | 0 | 0 | 0 | 0 | 0 | 0 | 0 | 0 | 0 | 0 | 0 | 0 | 0 | 0 | 0 | 0 | 0 | 0 | 0 | 0 | 0 | 0 | 0 | 0 | 0
|  |  |  | Project Schedule Spend Profile | [6 empty] | 100% | 0% | 0% | 0% | 0% | 0% | 0% | 0% | 0% | 0% | 0% | 0% | 0% | 0% | 0% | 0% | 0% | 0% | 0% | 0% | 0% | 0% | 0% | 0% | 0% | 0% | 0% | 0% | 0% | 0%
|  |  |  | CHP O&M |  |  | Units | Default Value | Overwrite Value |  | 2014 | 2015 | 2016 | 2017 | 2018 | 2019 | 2020 | 2021 | 2022 | 2023 | 2024 | 2025 | 2026 | 2027 | 2028 | 2029 | 2030 | 2031 | 2032 | 2033 | 2034 | 2035 | 2036 | 2037 | 2038 | 2039 | 2040 | 2041 | 2042 | 2043
Costs
1Y- | Hrs- | CHP | 2% | Labor |  |  | [hrs/yr] | 1460 |  |  | 52122 | 53164.44 | 54227.7288 | 55312.2834 | 56418.529 | 57546.8996 | 58697.8376 | 59871.7944 | 61069.2303 | 62290.6149 | 63536.4272 | 64807.1557 | 66103.2988 | 67425.3648 | 68773.8721 | 70149.3495 | 71552.3365 | 72983.3833 | 74443.0509 | 75931.9119 | 0 | 0 | 0 | 0 | 0 | 0 | 0 | 0 | 0 | 0
1Y- | OMM- | CHP | 2% | Maintenance |  |  | [2013 $] | 15000 |  |  | 15300 | 15606 | 15918.12 | 16236.4824 | 16561.212 | 16892.4363 | 17230.285 | 17574.8907 | 17926.3885 | 18284.9163 | 18650.6146 | 19023.6269 | 19404.0995 | 19792.1814 | 20188.0251 | 20591.7856 | 21003.6213 | 21423.6937 | 21852.1676 | 22289.2109 | 0 | 0 | 0 | 0 | 0 | 0 | 0 | 0 | 0 | 0
1Y- | Chem- | CHP | 2% | Chemicals |  |  | [2013 $] | 0 |  |  | 0 | 0 | 0 | 0 | 0 | 0 | 0 | 0 | 0 | 0 | 0 | 0 | 0 | 0 | 0 | 0 | 0 | 0 | 0 | 0 | 0 | 0 | 0 | 0 | 0 | 0 | 0 | 0 | 0 | 0
1Y- | Dispo- | CHP | 2% | Reuse and Disposal Costs |  |  | [2013 $] | 0 |  |  | 0 | 0 | 0 | 0 | 0 | 0 | 0 | 0 | 0 | 0 | 0 | 0 | 0 | 0 | 0 | 0 | 0 | 0 | 0 | 0 | 0 | 0 | 0 | 0 | 0 | 0 | 0 | 0 | 0 | 0
1Y- | NG- | CHP |  | Natural Gas |  |  | [MJ/yr] | 0 |  |  | 0 | 0 | 0 | 0 | 0 | 0 | 0 | 0 | 0 | 0 | 0 | 0 | 0 | 0 | 0 | 0 | 0 | 0 | 0 | 0 | 0 | 0 | 0 | 0 | 0 | 0 | 0 | 0 | 0 | 0
1Y- | kWh- | CHP |  | Electricity Consumption |  |  | [kWh/yr] | 0 |  |  | 0 | 0 | 0 | 0 | 0 | 0 | 0 | 0 | 0 | 0 | 0 | 0 | 0 | 0 | 0 | 0 | 0 | 0 | 0 | 0 | 0 | 0 | 0 | 0 | 0 | 0 | 0 | 0 | 0 | 0
1Y- | GHG- | CHP | 2% | GHG Cost |  |  | [tCO2e/yr] | 1507.425 |  |  | 0 | 0 | 0 | 0 | 0 | 0 | 0 | 0 | 0 | 0 | 0 | 0 | 0 | 0 | 0 | 0 | 0 | 0 | 0 | 0 | 0 | 0 | 0 | 0 | 0 | 0 | 0 | 0 | 0 | 0
1Y- | ExtraOrd- | CHP | 2% | Extraordinary Maintenance Costs |  |  | [2013 $] | 0 |  |  | 0 | 0 | 0 | 0 | 0 | 0 | 0 | 0 | 0 | 0 | 0 | 0 | 0 | 0 | 0 | 0 | 0 | 0 | 0 | 0 | 0 | 0 | 0 | 0 | 0 | 0 | 0 | 0 | 0 | 0
Benefits
1Y- | kWhProd- | CHP |  | Electricity Production |  |  | [kWh/yr] | 2482000 |  |  | 160291.4221 | 161290.6037 | 168243.8322 | 173290.7262 | 177472.4238 | 179742.8787 | 182667.7399 | 187168.301 | 191649.2377 | 196440.9394 | 200695.8115 | 204560.482 | 209285.7876 | 214055.7578 | 219145.2769 | 224846.738 | 230357.1602 | 236332.9893 | 242659.272 | 249260.3968 | 0 | 0 | 0 | 0 | 0 | 0 | 0 | 0 | 0 | 0
1Y- | TipFee- | CHP | 2% | Tipping Fees |  |  | [2013 $] | 0 |  |  | 0 | 0 | 0 | 0 | 0 | 0 | 0 | 0 | 0 | 0 | 0 | 0 | 0 | 0 | 0 | 0 | 0 | 0 | 0 | 0 | 0 | 0 | 0 | 0 | 0 | 0 | 0 | 0 | 0 | 0
|  |  |  | Net Costs | [6 empty] | -92869.4221 | -92520.1637 | -98097.9834 | -101741.9604 | -104492.6827 | -105303.5428 | -106739.6173 | -109721.6159 | -112653.619 | -115865.4082 | -118508.7697 | -120729.6994 | -123778.3894 | -126838.2116 | -130183.3798 | -134105.6028 | -137801.2024 | -141925.9123 | -146364.0535 | -151039.2739 | 0 | 0 | 0 | 0 | 0 | 0 | 0 | 0 | 0 | 0
|  |  |  | Dewatering Capital Costs |  |  | Units | Default Value | Overwrite Value |  | 2014 | 2015 | 2016 | 2017 | 2018 | 2019 | 2020 | 2021 | 2022 | 2023 | 2024 | 2025 | 2026 | 2027 | 2028 | 2029 | 2030 | 2031 | 2032 | 2033 | 2034 | 2035 | 2036 | 2037 | 2038 | 2039 | 2040 | 2041 | 2042 | 2043
1Y- | Capital | Dewatering | 3% | Capital Cost |  |  | [2013 $] | 0 |  |  | 0 | 0 | 0 | 0 | 0 | 0 | 0 | 0 | 0 | 0 | 0 | 0 | 0 | 0 | 0 | 0 | 0 | 0 | 0 | 0 | 0 | 0 | 0 | 0 | 0 | 0 | 0 | 0 | 0 | 0
|  |  |  | Project Schedule Spend Profile | [6 empty] | 100% | 0% | 0% | 0% | 0% | 0% | 0% | 0% | 0% | 0% | 0% | 0% | 0% | 0% | 0% | 0% | 0% | 0% | 0% | 0% | 0% | 0% | 0% | 0% | 0% | 0% | 0% | 0% | 0% | 0%
|  |  |  | Dewatering O&M |  |  | Units | Default Value | Overwrite Value |  | 2014 | 2015 | 2016 | 2017 | 2018 | 2019 | 2020 | 2021 | 2022 | 2023 | 2024 | 2025 | 2026 | 2027 | 2028 | 2029 | 2030 | 2031 | 2032 | 2033 | 2034 | 2035 | 2036 | 2037 | 2038 | 2039 | 2040 | 2041 | 2042 | 2043
Costs
1Y- | Hrs- | Dewatering | 2% | Labor |  |  | [hrs/yr] | 0 |  |  | 0 | 0 | 0 | 0 | 0 | 0 | 0 | 0 | 0 | 0 | 0 | 0 | 0 | 0 | 0 | 0 | 0 | 0 | 0 | 0 | 0 | 0 | 0 | 0 | 0 | 0 | 0 | 0 | 0 | 0
1Y- | OMM- | Dewatering | 2% | Maintenance |  |  | [2013 $] | 0 |  |  | 0 | 0 | 0 | 0 | 0 | 0 | 0 | 0 | 0 | 0 | 0 | 0 | 0 | 0 | 0 | 0 | 0 | 0 | 0 | 0 | 0 | 0 | 0 | 0 | 0 | 0 | 0 | 0 | 0 | 0
1Y- | Chem- | Dewatering | 2% | Chemicals |  |  | [2013 $] | 0 |  |  | 0 | 0 | 0 | 0 | 0 | 0 | 0 | 0 | 0 | 0 | 0 | 0 | 0 | 0 | 0 | 0 | 0 | 0 | 0 | 0 | 0 | 0 | 0 | 0 | 0 | 0 | 0 | 0 | 0 | 0
1Y- | Dispo- | Dewatering | 2% | Reuse and Disposal Costs |  |  | [2013 $] | 0 |  |  | 0 | 0 | 0 | 0 | 0 | 0 | 0 | 0 | 0 | 0 | 0 | 0 | 0 | 0 | 0 | 0 | 0 | 0 | 0 | 0 | 0 | 0 | 0 | 0 | 0 | 0 | 0 | 0 | 0 | 0
1Y- | NG- | Dewatering |  | Natural Gas |  |  | [MJ/yr] | 0 |  |  | 0 | 0 | 0 | 0 | 0 | 0 | 0 | 0 | 0 | 0 | 0 | 0 | 0 | 0 | 0 | 0 | 0 | 0 | 0 | 0 | 0 | 0 | 0 | 0 | 0 | 0 | 0 | 0 | 0 | 0
1Y- | kWh- | Dewatering |  | Electricity Consumption |  |  | [kWh/yr] | 0 |  |  | 0 | 0 | 0 | 0 | 0 | 0 | 0 | 0 | 0 | 0 | 0 | 0 | 0 | 0 | 0 | 0 | 0 | 0 | 0 | 0 | 0 | 0 | 0 | 0 | 0 | 0 | 0 | 0 | 0 | 0
1Y- | GHG- | Dewatering | 2% | GHG Cost |  |  | [tCO2e/yr] | 0 |  |  | 0 | 0 | 0 | 0 | 0 | 0 | 0 | 0 | 0 | 0 | 0 | 0 | 0 | 0 | 0 | 0 | 0 | 0 | 0 | 0 | 0 | 0 | 0 | 0 | 0 | 0 | 0 | 0 | 0 | 0
1Y- | ExtraOrd- | Dewatering | 2% | Extraordinary Maintenance Costs |  |  | [2013 $] | 0 |  |  | 0 | 0 | 0 | 0 | 0 | 0 | 0 | 0 | 0 | 0 | 0 | 0 | 0 | 0 | 0 | 0 | 0 | 0 | 0 | 0 | 0 | 0 | 0 | 0 | 0 | 0 | 0 | 0 | 0 | 0
Benefits
1Y- | kWhProd- | Dewatering |  | Electricity Production |  |  | [kWh/yr] | 0 |  |  | 0 | 0 | 0 | 0 | 0 | 0 | 0 | 0 | 0 | 0 | 0 | 0 | 0 | 0 | 0 | 0 | 0 | 0 | 0 | 0 | 0 | 0 | 0 | 0 | 0 | 0 | 0 | 0 | 0 | 0
1Y- | TipFee- | Dewatering | 2% | Tipping Fees |  |  | [2013 $] | 0 |  |  | 0 | 0 | 0 | 0 | 0 | 0 | 0 | 0 | 0 | 0 | 0 | 0 | 0 | 0 | 0 | 0 | 0 | 0 | 0 | 0 | 0 | 0 | 0 | 0 | 0 | 0 | 0 | 0 | 0 | 0
|  |  |  | Net Costs | [6 empty] | 0 | 0 | 0 | 0 | 0 | 0 | 0 | 0 | 0 | 0 | 0 | 0 | 0 | 0 | 0 | 0 | 0 | 0 | 0 | 0 | 0 | 0 | 0 | 0 | 0 | 0 | 0 | 0 | 0 | 0
|  |  |  | Drying/Gasification/Energy Recovery Capital Costs |  |  | Units | Default Value | Overwrite Value |  | 2014 | 2015 | 2016 | 2017 | 2018 | 2019 | 2020 | 2021 | 2022 | 2023 | 2024 | 2025 | 2026 | 2027 | 2028 | 2029 | 2030 | 2031 | 2032 | 2033 | 2034 | 2035 | 2036 | 2037 | 2038 | 2039 | 2040 | 2041 | 2042 | 2043
1Y- | Capital | Drying/Gasification/Energy Recovery | 3% | Capital Cost |  |  | [2013 $] | 0 |  |  | 0 | 0 | 0 | 0 | 0 | 0 | 0 | 0 | 0 | 0 | 0 | 0 | 0 | 0 | 0 | 0 | 0 | 0 | 0 | 0 | 0 | 0 | 0 | 0 | 0 | 0 | 0 | 0 | 0 | 0
|  |  |  | Project Schedule Spend Profile | [6 empty] | 100% | 0% | 0% | 0% | 0% | 0% | 0% | 0% | 0% | 0% | 0% | 0% | 0% | 0% | 0% | 0% | 0% | 0% | 0% | 0% | 0% | 0% | 0% | 0% | 0% | 0% | 0% | 0% | 0% | 0%
|  |  |  | Drying/Gasification/Energy Recovery O&M |  |  | Units | Default Value | Overwrite Value |  | 2014 | 2015 | 2016 | 2017 | 2018 | 2019 | 2020 | 2021 | 2022 | 2023 | 2024 | 2025 | 2026 | 2027 | 2028 | 2029 | 2030 | 2031 | 2032 | 2033 | 2034 | 2035 | 2036 | 2037 | 2038 | 2039 | 2040 | 2041 | 2042 | 2043
Costs
1Y- | Hrs- | Drying/Gasification/Energy Recovery | 2% | Labor |  |  | [hrs/yr] | 0 |  |  | 0 | 0 | 0 | 0 | 0 | 0 | 0 | 0 | 0 | 0 | 0 | 0 | 0 | 0 | 0 | 0 | 0 | 0 | 0 | 0 | 0 | 0 | 0 | 0 | 0 | 0 | 0 | 0 | 0 | 0
1Y- | OMM- | Drying/Gasification/Energy Recovery | 2% | Maintenance |  |  | [2013 $] | 0 |  |  | 0 | 0 | 0 | 0 | 0 | 0 | 0 | 0 | 0 | 0 | 0 | 0 | 0 | 0 | 0 | 0 | 0 | 0 | 0 | 0 | 0 | 0 | 0 | 0 | 0 | 0 | 0 | 0 | 0 | 0
1Y- | Chem- | Drying/Gasification/Energy Recovery | 2% | Chemicals |  |  | [2013 $] | 0 |  |  | 0 | 0 | 0 | 0 | 0 | 0 | 0 | 0 | 0 | 0 | 0 | 0 | 0 | 0 | 0 | 0 | 0 | 0 | 0 | 0 | 0 | 0 | 0 | 0 | 0 | 0 | 0 | 0 | 0 | 0
1Y- | Dispo- | Drying/Gasification/Energy Recovery | 2% | Reuse and Disposal Costs |  |  | [2013 $] | 0 |  |  | 0 | 0 | 0 | 0 | 0 | 0 | 0 | 0 | 0 | 0 | 0 | 0 | 0 | 0 | 0 | 0 | 0 | 0 | 0 | 0 | 0 | 0 | 0 | 0 | 0 | 0 | 0 | 0 | 0 | 0
1Y- | NG- | Drying/Gasification/Energy Recovery |  | Natural Gas |  |  | [MJ/yr] | 0 |  |  | 0 | 0 | 0 | 0 | 0 | 0 | 0 | 0 | 0 | 0 | 0 | 0 | 0 | 0 | 0 | 0 | 0 | 0 | 0 | 0 | 0 | 0 | 0 | 0 | 0 | 0 | 0 | 0 | 0 | 0
1Y- | kWh- | Drying/Gasification/Energy Recovery |  | Electricity Consumption |  |  | [kWh/yr] | 0 |  |  | 0 | 0 | 0 | 0 | 0 | 0 | 0 | 0 | 0 | 0 | 0 | 0 | 0 | 0 | 0 | 0 | 0 | 0 | 0 | 0 | 0 | 0 | 0 | 0 | 0 | 0 | 0 | 0 | 0 | 0
1Y- | GHG- | Drying/Gasification/Energy Recovery | 2% | GHG Cost |  |  | [tCO2e/yr] | 0 |  |  | 0 | 0 | 0 | 0 | 0 | 0 | 0 | 0 | 0 | 0 | 0 | 0 | 0 | 0 | 0 | 0 | 0 | 0 | 0 | 0 | 0 | 0 | 0 | 0 | 0 | 0 | 0 | 0 | 0 | 0
1Y- | ExtraOrd- | Drying/Gasification/Energy Recovery | 2% | Extraordinary Maintenance Costs |  |  | [2013 $] | 0 |  |  | 0 | 0 | 0 | 0 | 0 | 0 | 0 | 0 | 0 | 0 | 0 | 0 | 0 | 0 | 0 | 0 | 0 | 0 | 0 | 0 | 0 | 0 | 0 | 0 | 0 | 0 | 0 | 0 | 0 | 0
Benefits
1Y- | kWhProd- | Drying/Gasification/Energy Recovery |  | Electricity Production |  |  | [kWh/yr] | 0 |  |  | 0 | 0 | 0 | 0 | 0 | 0 | 0 | 0 | 0 | 0 | 0 | 0 | 0 | 0 | 0 | 0 | 0 | 0 | 0 | 0 | 0 | 0 | 0 | 0 | 0 | 0 | 0 | 0 | 0 | 0
1Y- | TipFee- | Drying/Gasification/Energy Recovery | 2% | Tipping Fees |  |  | [2013 $] | 0 |  |  | 0 | 0 | 0 | 0 | 0 | 0 | 0 | 0 | 0 | 0 | 0 | 0 | 0 | 0 | 0 | 0 | 0 | 0 | 0 | 0 | 0 | 0 | 0 | 0 | 0 | 0 | 0 | 0 | 0 | 0
|  |  |  | Net Costs | [6 empty] | 0 | 0 | 0 | 0 | 0 | 0 | 0 | 0 | 0 | 0 | 0 | 0 | 0 | 0 | 0 | 0 | 0 | 0 | 0 | 0 | 0 | 0 | 0 | 0 | 0 | 0 | 0 | 0 | 0 | 0
|  |  |  | Energy Recovery Capital Costs |  |  | Units | Default Value | Overwrite Value |  | 2014 | 2015 | 2016 | 2017 | 2018 | 2019 | 2020 | 2021 | 2022 | 2023 | 2024 | 2025 | 2026 | 2027 | 2028 | 2029 | 2030 | 2031 | 2032 | 2033 | 2034 | 2035 | 2036 | 2037 | 2038 | 2039 | 2040 | 2041 | 2042 | 2043
1Y- | Capital | Energy Recovery | 3% | Capital Cost |  |  | [2013 $] | 0 |  |  | 0 | 0 | 0 | 0 | 0 | 0 | 0 | 0 | 0 | 0 | 0 | 0 | 0 | 0 | 0 | 0 | 0 | 0 | 0 | 0 | 0 | 0 | 0 | 0 | 0 | 0 | 0 | 0 | 0 | 0
|  |  |  | Project Schedule Spend Profile | [6 empty] | 100% | 0% | 0% | 0% | 0% | 0% | 0% | 0% | 0% | 0% | 0% | 0% | 0% | 0% | 0% | 0% | 0% | 0% | 0% | 0% | 0% | 0% | 0% | 0% | 0% | 0% | 0% | 0% | 0% | 0%
|  |  |  | Energy Recovery O&M |  |  | Units | Default Value | Overwrite Value |  | 2014 | 2015 | 2016 | 2017 | 2018 | 2019 | 2020 | 2021 | 2022 | 2023 | 2024 | 2025 | 2026 | 2027 | 2028 | 2029 | 2030 | 2031 | 2032 | 2033 | 2034 | 2035 | 2036 | 2037 | 2038 | 2039 | 2040 | 2041 | 2042 | 2043
Costs
1Y- | Hrs- | Energy Recovery | 2% | Labor |  |  | [hrs/yr] | 0 |  |  | 0 | 0 | 0 | 0 | 0 | 0 | 0 | 0 | 0 | 0 | 0 | 0 | 0 | 0 | 0 | 0 | 0 | 0 | 0 | 0 | 0 | 0 | 0 | 0 | 0 | 0 | 0 | 0 | 0 | 0
1Y- | OMM- | Energy Recovery | 2% | Maintenance |  |  | [2013 $] | 0 |  |  | 0 | 0 | 0 | 0 | 0 | 0 | 0 | 0 | 0 | 0 | 0 | 0 | 0 | 0 | 0 | 0 | 0 | 0 | 0 | 0 | 0 | 0 | 0 | 0 | 0 | 0 | 0 | 0 | 0 | 0
1Y- | Chem- | Energy Recovery | 2% | Chemicals |  |  | [2013 $] | 0 |  |  | 0 | 0 | 0 | 0 | 0 | 0 | 0 | 0 | 0 | 0 | 0 | 0 | 0 | 0 | 0 | 0 | 0 | 0 | 0 | 0 | 0 | 0 | 0 | 0 | 0 | 0 | 0 | 0 | 0 | 0
1Y- | Dispo- | Energy Recovery | 2% | Reuse and Disposal Costs |  |  | [2013 $] | 0 |  |  | 0 | 0 | 0 | 0 | 0 | 0 | 0 | 0 | 0 | 0 | 0 | 0 | 0 | 0 | 0 | 0 | 0 | 0 | 0 | 0 | 0 | 0 | 0 | 0 | 0 | 0 | 0 | 0 | 0 | 0
1Y- | NG- | Energy Recovery |  | Natural Gas |  |  | [MJ/yr] | 0 |  |  | 0 | 0 | 0 | 0 | 0 | 0 | 0 | 0 | 0 | 0 | 0 | 0 | 0 | 0 | 0 | 0 | 0 | 0 | 0 | 0 | 0 | 0 | 0 | 0 | 0 | 0 | 0 | 0 | 0 | 0
1Y- | kWh- | Energy Recovery |  | Electricity Consumption |  |  | [kWh/yr] | 0 |  |  | 0 | 0 | 0 | 0 | 0 | 0 | 0 | 0 | 0 | 0 | 0 | 0 | 0 | 0 | 0 | 0 | 0 | 0 | 0 | 0 | 0 | 0 | 0 | 0 | 0 | 0 | 0 | 0 | 0 | 0
1Y- | GHG- | Energy Recovery | 2% | GHG Cost |  |  | [tCO2e/yr] | 0 |  |  | 0 | 0 | 0 | 0 | 0 | 0 | 0 | 0 | 0 | 0 | 0 | 0 | 0 | 0 | 0 | 0 | 0 | 0 | 0 | 0 | 0 | 0 | 0 | 0 | 0 | 0 | 0 | 0 | 0 | 0
1Y- | ExtraOrd- | Energy Recovery | 2% | Extraordinary Maintenance Costs |  |  | [2013 $] | 0 |  |  | 0 | 0 | 0 | 0 | 0 | 0 | 0 | 0 | 0 | 0 | 0 | 0 | 0 | 0 | 0 | 0 | 0 | 0 | 0 | 0 | 0 | 0 | 0 | 0 | 0 | 0 | 0 | 0 | 0 | 0
Benefits
1Y- | kWhProd- | Energy Recovery |  | Electricity Production |  |  | [kWh/yr] | 0 |  |  | 0 | 0 | 0 | 0 | 0 | 0 | 0 | 0 | 0 | 0 | 0 | 0 | 0 | 0 | 0 | 0 | 0 | 0 | 0 | 0 | 0 | 0 | 0 | 0 | 0 | 0 | 0 | 0 | 0 | 0
1Y- | TipFee- | Energy Recovery | 2% | Tipping Fees |  |  | [2013 $] | 0 |  |  | 0 | 0 | 0 | 0 | 0 | 0 | 0 | 0 | 0 | 0 | 0 | 0 | 0 | 0 | 0 | 0 | 0 | 0 | 0 | 0 | 0 | 0 | 0 | 0 | 0 | 0 | 0 | 0 | 0 | 0
|  |  |  | Net Costs | [6 empty] | 0 | 0 | 0 | 0 | 0 | 0 | 0 | 0 | 0 | 0 | 0 | 0 | 0 | 0 | 0 | 0 | 0 | 0 | 0 | 0 | 0 | 0 | 0 | 0 | 0 | 0 | 0 | 0 | 0 | 0
|  |  |  | Fluid Bed Incineration Capital Costs |  |  | Units | Default Value | Overwrite Value |  | 2014 | 2015 | 2016 | 2017 | 2018 | 2019 | 2020 | 2021 | 2022 | 2023 | 2024 | 2025 | 2026 | 2027 | 2028 | 2029 | 2030 | 2031 | 2032 | 2033 | 2034 | 2035 | 2036 | 2037 | 2038 | 2039 | 2040 | 2041 | 2042 | 2043
1Y- | Capital | Fluid Bed Incineration | 3% | Capital Cost |  |  | [2013 $] | 0 |  |  | 0 | 0 | 0 | 0 | 0 | 0 | 0 | 0 | 0 | 0 | 0 | 0 | 0 | 0 | 0 | 0 | 0 | 0 | 0 | 0 | 0 | 0 | 0 | 0 | 0 | 0 | 0 | 0 | 0 | 0
|  |  |  | Project Schedule Spend Profile | [6 empty] | 100% | 0% | 0% | 0% | 0% | 0% | 0% | 0% | 0% | 0% | 0% | 0% | 0% | 0% | 0% | 0% | 0% | 0% | 0% | 0% | 0% | 0% | 0% | 0% | 0% | 0% | 0% | 0% | 0% | 0%
|  |  |  | Fluid Bed Incineration O&M |  |  | Units | Default Value | Overwrite Value |  | 2014 | 2015 | 2016 | 2017 | 2018 | 2019 | 2020 | 2021 | 2022 | 2023 | 2024 | 2025 | 2026 | 2027 | 2028 | 2029 | 2030 | 2031 | 2032 | 2033 | 2034 | 2035 | 2036 | 2037 | 2038 | 2039 | 2040 | 2041 | 2042 | 2043
Costs
1Y- | Hrs- | Fluid Bed Incineration | 2% | Labor |  |  | [hrs/yr] | 0 |  |  | 0 | 0 | 0 | 0 | 0 | 0 | 0 | 0 | 0 | 0 | 0 | 0 | 0 | 0 | 0 | 0 | 0 | 0 | 0 | 0 | 0 | 0 | 0 | 0 | 0 | 0 | 0 | 0 | 0 | 0
1Y- | OMM- | Fluid Bed Incineration | 2% | Maintenance |  |  | [2013 $] | 0 |  |  | 0 | 0 | 0 | 0 | 0 | 0 | 0 | 0 | 0 | 0 | 0 | 0 | 0 | 0 | 0 | 0 | 0 | 0 | 0 | 0 | 0 | 0 | 0 | 0 | 0 | 0 | 0 | 0 | 0 | 0
1Y- | Chem- | Fluid Bed Incineration | 2% | Chemicals |  |  | [2013 $] | 0 |  |  | 0 | 0 | 0 | 0 | 0 | 0 | 0 | 0 | 0 | 0 | 0 | 0 | 0 | 0 | 0 | 0 | 0 | 0 | 0 | 0 | 0 | 0 | 0 | 0 | 0 | 0 | 0 | 0 | 0 | 0
1Y- | Dispo- | Fluid Bed Incineration | 2% | Reuse and Disposal Costs |  |  | [2013 $] | 0 |  |  | 0 | 0 | 0 | 0 | 0 | 0 | 0 | 0 | 0 | 0 | 0 | 0 | 0 | 0 | 0 | 0 | 0 | 0 | 0 | 0 | 0 | 0 | 0 | 0 | 0 | 0 | 0 | 0 | 0 | 0
1Y- | NG- | Fluid Bed Incineration |  | Natural Gas |  |  | [MJ/yr] | 0 |  |  | 0 | 0 | 0 | 0 | 0 | 0 | 0 | 0 | 0 | 0 | 0 | 0 | 0 | 0 | 0 | 0 | 0 | 0 | 0 | 0 | 0 | 0 | 0 | 0 | 0 | 0 | 0 | 0 | 0 | 0
1Y- | kWh- | Fluid Bed Incineration |  | Electricity Consumption |  |  | [kWh/yr] | 0 |  |  | 0 | 0 | 0 | 0 | 0 | 0 | 0 | 0 | 0 | 0 | 0 | 0 | 0 | 0 | 0 | 0 | 0 | 0 | 0 | 0 | 0 | 0 | 0 | 0 | 0 | 0 | 0 | 0 | 0 | 0
1Y- | GHG- | Fluid Bed Incineration | 2% | GHG Cost |  |  | [tCO2e/yr] | 0 |  |  | 0 | 0 | 0 | 0 | 0 | 0 | 0 | 0 | 0 | 0 | 0 | 0 | 0 | 0 | 0 | 0 | 0 | 0 | 0 | 0 | 0 | 0 | 0 | 0 | 0 | 0 | 0 | 0 | 0 | 0
1Y- | ExtraOrd- | Fluid Bed Incineration | 2% | Extraordinary Maintenance Costs |  |  | [2013 $] | 0 |  |  | 0 | 0 | 0 | 0 | 0 | 0 | 0 | 0 | 0 | 0 | 0 | 0 | 0 | 0 | 0 | 0 | 0 | 0 | 0 | 0 | 0 | 0 | 0 | 0 | 0 | 0 | 0 | 0 | 0 | 0
Benefits
1Y- | kWhProd- | Fluid Bed Incineration |  | Electricity Production |  |  | [kWh/yr] | 0 |  |  | 0 | 0 | 0 | 0 | 0 | 0 | 0 | 0 | 0 | 0 | 0 | 0 | 0 | 0 | 0 | 0 | 0 | 0 | 0 | 0 | 0 | 0 | 0 | 0 | 0 | 0 | 0 | 0 | 0 | 0
1Y- | TipFee- | Fluid Bed Incineration | 2% | Tipping Fees |  |  | [2013 $] | 0 |  |  | 0 | 0 | 0 | 0 | 0 | 0 | 0 | 0 | 0 | 0 | 0 | 0 | 0 | 0 | 0 | 0 | 0 | 0 | 0 | 0 | 0 | 0 | 0 | 0 | 0 | 0 | 0 | 0 | 0 | 0
|  |  |  | Net Costs | [6 empty] | 0 | 0 | 0 | 0 | 0 | 0 | 0 | 0 | 0 | 0 | 0 | 0 | 0 | 0 | 0 | 0 | 0 | 0 | 0 | 0 | 0 | 0 | 0 | 0 | 0 | 0 | 0 | 0 | 0 | 0
|  |  |  | FOG Receiving Capital Costs |  |  | Units | Default Value | Overwrite Value |  | 2014 | 2015 | 2016 | 2017 | 2018 | 2019 | 2020 | 2021 | 2022 | 2023 | 2024 | 2025 | 2026 | 2027 | 2028 | 2029 | 2030 | 2031 | 2032 | 2033 | 2034 | 2035 | 2036 | 2037 | 2038 | 2039 | 2040 | 2041 | 2042 | 2043
1Y- | Capital | FOG Receiving | 3% | Capital Cost |  |  | [2013 $] | 0 |  |  | 0 | 0 | 0 | 0 | 0 | 0 | 0 | 0 | 0 | 0 | 0 | 0 | 0 | 0 | 0 | 0 | 0 | 0 | 0 | 0 | 0 | 0 | 0 | 0 | 0 | 0 | 0 | 0 | 0 | 0
|  |  |  | Project Schedule Spend Profile | [6 empty] | 100% | 0% | 0% | 0% | 0% | 0% | 0% | 0% | 0% | 0% | 0% | 0% | 0% | 0% | 0% | 0% | 0% | 0% | 0% | 0% | 0% | 0% | 0% | 0% | 0% | 0% | 0% | 0% | 0% | 0%
|  |  |  | FOG Receiving O&M |  |  | Units | Default Value | Overwrite Value |  | 2014 | 2015 | 2016 | 2017 | 2018 | 2019 | 2020 | 2021 | 2022 | 2023 | 2024 | 2025 | 2026 | 2027 | 2028 | 2029 | 2030 | 2031 | 2032 | 2033 | 2034 | 2035 | 2036 | 2037 | 2038 | 2039 | 2040 | 2041 | 2042 | 2043
Costs
1Y- | Hrs- | FOG Receiving | 2% | Labor |  |  | [hrs/yr] | 0 |  |  | 0 | 0 | 0 | 0 | 0 | 0 | 0 | 0 | 0 | 0 | 0 | 0 | 0 | 0 | 0 | 0 | 0 | 0 | 0 | 0 | 0 | 0 | 0 | 0 | 0 | 0 | 0 | 0 | 0 | 0
1Y- | OMM- | FOG Receiving | 2% | Maintenance |  |  | [2013 $] | 0 |  |  | 0 | 0 | 0 | 0 | 0 | 0 | 0 | 0 | 0 | 0 | 0 | 0 | 0 | 0 | 0 | 0 | 0 | 0 | 0 | 0 | 0 | 0 | 0 | 0 | 0 | 0 | 0 | 0 | 0 | 0
1Y- | Chem- | FOG Receiving | 2% | Chemicals |  |  | [2013 $] | 0 |  |  | 0 | 0 | 0 | 0 | 0 | 0 | 0 | 0 | 0 | 0 | 0 | 0 | 0 | 0 | 0 | 0 | 0 | 0 | 0 | 0 | 0 | 0 | 0 | 0 | 0 | 0 | 0 | 0 | 0 | 0
1Y- | Dispo- | FOG Receiving | 2% | Reuse and Disposal Costs |  |  | [2013 $] | 0 |  |  | 0 | 0 | 0 | 0 | 0 | 0 | 0 | 0 | 0 | 0 | 0 | 0 | 0 | 0 | 0 | 0 | 0 | 0 | 0 | 0 | 0 | 0 | 0 | 0 | 0 | 0 | 0 | 0 | 0 | 0
1Y- | NG- | FOG Receiving |  | Natural Gas |  |  | [MJ/yr] | 0 |  |  | 0 | 0 | 0 | 0 | 0 | 0 | 0 | 0 | 0 | 0 | 0 | 0 | 0 | 0 | 0 | 0 | 0 | 0 | 0 | 0 | 0 | 0 | 0 | 0 | 0 | 0 | 0 | 0 | 0 | 0
1Y- | kWh- | FOG Receiving |  | Electricity Consumption |  |  | [kWh/yr] | 0 |  |  | 0 | 0 | 0 | 0 | 0 | 0 | 0 | 0 | 0 | 0 | 0 | 0 | 0 | 0 | 0 | 0 | 0 | 0 | 0 | 0 | 0 | 0 | 0 | 0 | 0 | 0 | 0 | 0 | 0 | 0
1Y- | GHG- | FOG Receiving | 2% | GHG Cost |  |  | [tCO2e/yr] | 0 |  |  | 0 | 0 | 0 | 0 | 0 | 0 | 0 | 0 | 0 | 0 | 0 | 0 | 0 | 0 | 0 | 0 | 0 | 0 | 0 | 0 | 0 | 0 | 0 | 0 | 0 | 0 | 0 | 0 | 0 | 0
1Y- | ExtraOrd- | FOG Receiving | 2% | Extraordinary Maintenance Costs |  |  | [2013 $] | 0 |  |  | 0 | 0 | 0 | 0 | 0 | 0 | 0 | 0 | 0 | 0 | 0 | 0 | 0 | 0 | 0 | 0 | 0 | 0 | 0 | 0 | 0 | 0 | 0 | 0 | 0 | 0 | 0 | 0 | 0 | 0
Benefits
1Y- | kWhProd- | FOG Receiving |  | Electricity Production |  |  | [kWh/yr] | 0 |  |  | 0 | 0 | 0 | 0 | 0 | 0 | 0 | 0 | 0 | 0 | 0 | 0 | 0 | 0 | 0 | 0 | 0 | 0 | 0 | 0 | 0 | 0 | 0 | 0 | 0 | 0 | 0 | 0 | 0 | 0
1Y- | TipFee- | FOG Receiving | 2% | Tipping Fees |  |  | [2013 $] | 0 |  |  | 0 | 0 | 0 | 0 | 0 | 0 | 0 | 0 | 0 | 0 | 0 | 0 | 0 | 0 | 0 | 0 | 0 | 0 | 0 | 0 | 0 | 0 | 0 | 0 | 0 | 0 | 0 | 0 | 0 | 0
|  |  |  | Net Costs | [6 empty] | 0 | 0 | 0 | 0 | 0 | 0 | 0 | 0 | 0 | 0 | 0 | 0 | 0 | 0 | 0 | 0 | 0 | 0 | 0 | 0 | 0 | 0 | 0 | 0 | 0 | 0 | 0 | 0 | 0 | 0
|  |  |  | Gas Cleaning Capital Costs |  |  | Units | Default Value | Overwrite Value |  | 2014 | 2015 | 2016 | 2017 | 2018 | 2019 | 2020 | 2021 | 2022 | 2023 | 2024 | 2025 | 2026 | 2027 | 2028 | 2029 | 2030 | 2031 | 2032 | 2033 | 2034 | 2035 | 2036 | 2037 | 2038 | 2039 | 2040 | 2041 | 2042 | 2043
1Y- | Capital | Gas Cleaning | 3% | Capital Cost |  |  | [2013 $] | 696000 |  |  | 716880 | 0 | 0 | 0 | 0 | 0 | 0 | 0 | 0 | 0 | 0 | 0 | 0 | 0 | 0 | 0 | 0 | 0 | 0 | 0 | 0 | 0 | 0 | 0 | 0 | 0 | 0 | 0 | 0 | 0
|  |  |  | Project Schedule Spend Profile | [6 empty] | 100% | 0% | 0% | 0% | 0% | 0% | 0% | 0% | 0% | 0% | 0% | 0% | 0% | 0% | 0% | 0% | 0% | 0% | 0% | 0% | 0% | 0% | 0% | 0% | 0% | 0% | 0% | 0% | 0% | 0%
|  |  |  | Gas Cleaning O&M |  |  | Units | Default Value | Overwrite Value |  | 2014 | 2015 | 2016 | 2017 | 2018 | 2019 | 2020 | 2021 | 2022 | 2023 | 2024 | 2025 | 2026 | 2027 | 2028 | 2029 | 2030 | 2031 | 2032 | 2033 | 2034 | 2035 | 2036 | 2037 | 2038 | 2039 | 2040 | 2041 | 2042 | 2043
Costs
1Y- | Hrs- | Gas Cleaning | 2% | Labor |  |  | [hrs/yr] | 1460 |  |  | 52122 | 53164.44 | 54227.7288 | 55312.2834 | 56418.529 | 57546.8996 | 58697.8376 | 59871.7944 | 61069.2303 | 62290.6149 | 63536.4272 | 64807.1557 | 66103.2988 | 67425.3648 | 68773.8721 | 70149.3495 | 71552.3365 | 72983.3833 | 74443.0509 | 75931.9119 | 0 | 0 | 0 | 0 | 0 | 0 | 0 | 0 | 0 | 0
1Y- | OMM- | Gas Cleaning | 2% | Maintenance |  |  | [2013 $] | 13000 |  |  | 13260 | 13525.2 | 13795.704 | 14071.6181 | 14353.0504 | 14640.1115 | 14932.9137 | 15231.572 | 15536.2034 | 15846.9275 | 16163.866 | 16487.1433 | 16816.8862 | 17153.2239 | 17496.2884 | 17846.2142 | 18203.1384 | 18567.2012 | 18938.5452 | 19317.3161 | 0 | 0 | 0 | 0 | 0 | 0 | 0 | 0 | 0 | 0
1Y- | Chem- | Gas Cleaning | 2% | Chemicals |  |  | [2013 $] | 0 |  |  | 0 | 0 | 0 | 0 | 0 | 0 | 0 | 0 | 0 | 0 | 0 | 0 | 0 | 0 | 0 | 0 | 0 | 0 | 0 | 0 | 0 | 0 | 0 | 0 | 0 | 0 | 0 | 0 | 0 | 0
1Y- | Dispo- | Gas Cleaning | 2% | Reuse and Disposal Costs |  |  | [2013 $] | 30000 |  |  | 30600 | 31212 | 31836.24 | 32472.9648 | 33122.4241 | 33784.8726 | 34460.57 | 35149.7814 | 35852.7771 | 36569.8326 | 37301.2293 | 38047.2538 | 38808.1989 | 39584.3629 | 40376.0501 | 41183.5712 | 42007.2426 | 42847.3874 | 43704.3352 | 44578.4219 | 0 | 0 | 0 | 0 | 0 | 0 | 0 | 0 | 0 | 0
1Y- | NG- | Gas Cleaning |  | Natural Gas |  |  | [MJ/yr] | 0 |  |  | 0 | 0 | 0 | 0 | 0 | 0 | 0 | 0 | 0 | 0 | 0 | 0 | 0 | 0 | 0 | 0 | 0 | 0 | 0 | 0 | 0 | 0 | 0 | 0 | 0 | 0 | 0 | 0 | 0 | 0
1Y- | kWh- | Gas Cleaning |  | Electricity Consumption |  |  | [kWh/yr] | 196010 |  |  | 12658.6308 | 12737.5388 | 13286.6533 | 13685.2197 | 14015.4592 | 14194.763 | 14425.7469 | 14781.1679 | 15135.0391 | 15513.4523 | 15849.4706 | 16154.6737 | 16527.8434 | 16904.5403 | 17306.4729 | 17756.7321 | 18191.9045 | 18663.8313 | 19163.4343 | 19684.7423 | 0 | 0 | 0 | 0 | 0 | 0 | 0 | 0 | 0 | 0
1Y- | GHG- | Gas Cleaning | 2% | GHG Cost |  |  | [tCO2e/yr] | 0 |  |  | 0 | 0 | 0 | 0 | 0 | 0 | 0 | 0 | 0 | 0 | 0 | 0 | 0 | 0 | 0 | 0 | 0 | 0 | 0 | 0 | 0 | 0 | 0 | 0 | 0 | 0 | 0 | 0 | 0 | 0
1Y- | ExtraOrd- | Gas Cleaning | 2% | Extraordinary Maintenance Costs |  |  | [2013 $] | 0 |  |  | 0 | 0 | 0 | 0 | 0 | 0 | 0 | 0 | 0 | 0 | 0 | 0 | 0 | 0 | 0 | 0 | 0 | 0 | 0 | 0 | 0 | 0 | 0 | 0 | 0 | 0 | 0 | 0 | 0 | 0
Benefits
1Y- | kWhProd- | Gas Cleaning |  | Electricity Production |  |  | [kWh/yr] | 0 |  |  | 0 | 0 | 0 | 0 | 0 | 0 | 0 | 0 | 0 | 0 | 0 | 0 | 0 | 0 | 0 | 0 | 0 | 0 | 0 | 0 | 0 | 0 | 0 | 0 | 0 | 0 | 0 | 0 | 0 | 0
1Y- | TipFee- | Gas Cleaning | 2% | Tipping Fees |  |  | [2013 $] | 0 |  |  | 0 | 0 | 0 | 0 | 0 | 0 | 0 | 0 | 0 | 0 | 0 | 0 | 0 | 0 | 0 | 0 | 0 | 0 | 0 | 0 | 0 | 0 | 0 | 0 | 0 | 0 | 0 | 0 | 0 | 0
|  |  |  | Net Costs | [6 empty] | 108640.6308 | 110639.1788 | 113146.3261 | 115542.0859 | 117909.4628 | 120166.6466 | 122517.0682 | 125034.3156 | 127593.2498 | 130220.8272 | 132850.993 | 135496.2265 | 138256.2273 | 141067.4919 | 143952.6835 | 146935.867 | 149954.622 | 153061.8032 | 156249.3656 | 159512.3923 | 0 | 0 | 0 | 0 | 0 | 0 | 0 | 0 | 0 | 0
|  |  |  | Gravity Belt Thickener Capital Costs |  |  | Units | Default Value | Overwrite Value |  | 2014 | 2015 | 2016 | 2017 | 2018 | 2019 | 2020 | 2021 | 2022 | 2023 | 2024 | 2025 | 2026 | 2027 | 2028 | 2029 | 2030 | 2031 | 2032 | 2033 | 2034 | 2035 | 2036 | 2037 | 2038 | 2039 | 2040 | 2041 | 2042 | 2043
1Y- | Capital | Gravity Belt Thickener | 3% | Capital Cost |  |  | [2013 $] | 2050000 |  |  | 2111500 | 0 | 0 | 0 | 0 | 0 | 0 | 0 | 0 | 0 | 0 | 0 | 0 | 0 | 0 | 0 | 0 | 0 | 0 | 0 | 0 | 0 | 0 | 0 | 0 | 0 | 0 | 0 | 0 | 0
|  |  |  | Project Schedule Spend Profile | [6 empty] | 100% | 0% | 0% | 0% | 0% | 0% | 0% | 0% | 0% | 0% | 0% | 0% | 0% | 0% | 0% | 0% | 0% | 0% | 0% | 0% | 0% | 0% | 0% | 0% | 0% | 0% | 0% | 0% | 0% | 0%
|  |  |  | Gravity Belt Thickener O&M |  |  | Units | Default Value | Overwrite Value |  | 2014 | 2015 | 2016 | 2017 | 2018 | 2019 | 2020 | 2021 | 2022 | 2023 | 2024 | 2025 | 2026 | 2027 | 2028 | 2029 | 2030 | 2031 | 2032 | 2033 | 2034 | 2035 | 2036 | 2037 | 2038 | 2039 | 2040 | 2041 | 2042 | 2043
Costs
1Y- | Hrs- | Gravity Belt Thickener | 2% | Labor |  |  | [hrs/yr] | 5110 |  |  | 182427 | 186075.54 | 189797.0508 | 193592.9918 | 197464.8517 | 201414.1487 | 205442.4317 | 209551.2803 | 213742.3059 | 218017.152 | 222377.4951 | 226825.045 | 231361.5459 | 235988.7768 | 240708.5523 | 245522.7234 | 250433.1778 | 255441.8414 | 260550.6782 | 265761.6918 | 0 | 0 | 0 | 0 | 0 | 0 | 0 | 0 | 0 | 0
1Y- | OMM- | Gravity Belt Thickener | 2% | Maintenance |  |  | [2013 $] | 25000 |  |  | 25500 | 26010 | 26530.2 | 27060.804 | 27602.0201 | 28154.0605 | 28717.1417 | 29291.4845 | 29877.3142 | 30474.8605 | 31084.3577 | 31706.0449 | 32340.1658 | 32986.9691 | 33646.7085 | 34319.6426 | 35006.0355 | 35706.1562 | 36420.2793 | 37148.6849 | 0 | 0 | 0 | 0 | 0 | 0 | 0 | 0 | 0 | 0
1Y- | Chem- | Gravity Belt Thickener | 2% | Chemicals |  |  | [2013 $] | 28000 |  |  | 28560 | 29131.2 | 29713.824 | 30308.1005 | 30914.2625 | 31532.5477 | 32163.1987 | 32806.4627 | 33462.5919 | 34131.8438 | 34814.4806 | 35510.7702 | 36220.9857 | 36945.4054 | 37684.3135 | 38437.9997 | 39206.7597 | 39990.8949 | 40790.7128 | 41606.5271 | 0 | 0 | 0 | 0 | 0 | 0 | 0 | 0 | 0 | 0
1Y- | Dispo- | Gravity Belt Thickener | 2% | Reuse and Disposal Costs |  |  | [2013 $] | 0 |  |  | 0 | 0 | 0 | 0 | 0 | 0 | 0 | 0 | 0 | 0 | 0 | 0 | 0 | 0 | 0 | 0 | 0 | 0 | 0 | 0 | 0 | 0 | 0 | 0 | 0 | 0 | 0 | 0 | 0 | 0
1Y- | NG- | Gravity Belt Thickener |  | Natural Gas |  |  | [MJ/yr] | 0 |  |  | 0 | 0 | 0 | 0 | 0 | 0 | 0 | 0 | 0 | 0 | 0 | 0 | 0 | 0 | 0 | 0 | 0 | 0 | 0 | 0 | 0 | 0 | 0 | 0 | 0 | 0 | 0 | 0 | 0 | 0
1Y- | kWh- | Gravity Belt Thickener |  | Electricity Consumption |  |  | [kWh/yr] | 57670 |  |  | 3724.4183 | 3747.6346 | 3909.1949 | 4026.461 | 4123.624 | 4176.3787 | 4244.3387 | 4348.9105 | 4453.0264 | 4564.363 | 4663.2262 | 4753.023 | 4862.8168 | 4973.6485 | 5091.905 | 5224.3801 | 5352.4164 | 5491.2665 | 5638.2596 | 5791.6386 | 0 | 0 | 0 | 0 | 0 | 0 | 0 | 0 | 0 | 0
1Y- | GHG- | Gravity Belt Thickener | 2% | GHG Cost |  |  | [tCO2e/yr] | 0 |  |  | 0 | 0 | 0 | 0 | 0 | 0 | 0 | 0 | 0 | 0 | 0 | 0 | 0 | 0 | 0 | 0 | 0 | 0 | 0 | 0 | 0 | 0 | 0 | 0 | 0 | 0 | 0 | 0 | 0 | 0
1Y- | ExtraOrd- | Gravity Belt Thickener | 2% | Extraordinary Maintenance Costs |  |  | [2013 $] | 0 |  |  | 0 | 0 | 0 | 0 | 0 | 0 | 0 | 0 | 0 | 0 | 0 | 0 | 0 | 0 | 0 | 0 | 0 | 0 | 0 | 0 | 0 | 0 | 0 | 0 | 0 | 0 | 0 | 0 | 0 | 0
Benefits
1Y- | kWhProd- | Gravity Belt Thickener |  | Electricity Production |  |  | [kWh/yr] | 0 |  |  | 0 | 0 | 0 | 0 | 0 | 0 | 0 | 0 | 0 | 0 | 0 | 0 | 0 | 0 | 0 | 0 | 0 | 0 | 0 | 0 | 0 | 0 | 0 | 0 | 0 | 0 | 0 | 0 | 0 | 0
1Y- | TipFee- | Gravity Belt Thickener | 2% | Tipping Fees |  |  | [2013 $] | 0 |  |  | 0 | 0 | 0 | 0 | 0 | 0 | 0 | 0 | 0 | 0 | 0 | 0 | 0 | 0 | 0 | 0 | 0 | 0 | 0 | 0 | 0 | 0 | 0 | 0 | 0 | 0 | 0 | 0 | 0 | 0
|  |  |  | Net Costs | [6 empty] | 240211.4183 | 244964.3746 | 249950.2697 | 254988.3573 | 260104.7582 | 265277.1356 | 270567.1107 | 275998.138 | 281535.2384 | 287188.2193 | 292939.5596 | 298794.883 | 304785.5141 | 310894.7997 | 317131.4792 | 323504.7458 | 329998.3894 | 336630.159 | 343399.9299 | 350308.5424 | 0 | 0 | 0 | 0 | 0 | 0 | 0 | 0 | 0 | 0
|  |  |  | Gravity Thickener Capital Costs |  |  | Units | Default Value | Overwrite Value |  | 2014 | 2015 | 2016 | 2017 | 2018 | 2019 | 2020 | 2021 | 2022 | 2023 | 2024 | 2025 | 2026 | 2027 | 2028 | 2029 | 2030 | 2031 | 2032 | 2033 | 2034 | 2035 | 2036 | 2037 | 2038 | 2039 | 2040 | 2041 | 2042 | 2043
1Y- | Capital | Gravity Thickener | 3% | Capital Cost |  |  | [2013 $] | 1029000 |  |  | 1059870 | 0 | 0 | 0 | 0 | 0 | 0 | 0 | 0 | 0 | 0 | 0 | 0 | 0 | 0 | 0 | 0 | 0 | 0 | 0 | 0 | 0 | 0 | 0 | 0 | 0 | 0 | 0 | 0 | 0
|  |  |  | Project Schedule Spend Profile | [6 empty] | 100% | 0% | 0% | 0% | 0% | 0% | 0% | 0% | 0% | 0% | 0% | 0% | 0% | 0% | 0% | 0% | 0% | 0% | 0% | 0% | 0% | 0% | 0% | 0% | 0% | 0% | 0% | 0% | 0% | 0%
|  |  |  | Gravity Thickener O&M |  |  | Units | Default Value | Overwrite Value |  | 2014 | 2015 | 2016 | 2017 | 2018 | 2019 | 2020 | 2021 | 2022 | 2023 | 2024 | 2025 | 2026 | 2027 | 2028 | 2029 | 2030 | 2031 | 2032 | 2033 | 2034 | 2035 | 2036 | 2037 | 2038 | 2039 | 2040 | 2041 | 2042 | 2043
Costs
1Y- | Hrs- | Gravity Thickener | 2% | Labor |  |  | [hrs/yr] | 1460 |  |  | 52122 | 53164.44 | 54227.7288 | 55312.2834 | 56418.529 | 57546.8996 | 58697.8376 | 59871.7944 | 61069.2303 | 62290.6149 | 63536.4272 | 64807.1557 | 66103.2988 | 67425.3648 | 68773.8721 | 70149.3495 | 71552.3365 | 72983.3833 | 74443.0509 | 75931.9119 | 0 | 0 | 0 | 0 | 0 | 0 | 0 | 0 | 0 | 0
1Y- | OMM- | Gravity Thickener | 2% | Maintenance |  |  | [2013 $] | 10000 |  |  | 10200 | 10404 | 10612.08 | 10824.3216 | 11040.808 | 11261.6242 | 11486.8567 | 11716.5938 | 11950.9257 | 12189.9442 | 12433.7431 | 12682.4179 | 12936.0663 | 13194.7876 | 13458.6834 | 13727.8571 | 14002.4142 | 14282.4625 | 14568.1117 | 14859.474 | 0 | 0 | 0 | 0 | 0 | 0 | 0 | 0 | 0 | 0
1Y- | Chem- | Gravity Thickener | 2% | Chemicals |  |  | [2013 $] | 0 |  |  | 0 | 0 | 0 | 0 | 0 | 0 | 0 | 0 | 0 | 0 | 0 | 0 | 0 | 0 | 0 | 0 | 0 | 0 | 0 | 0 | 0 | 0 | 0 | 0 | 0 | 0 | 0 | 0 | 0 | 0
1Y- | Dispo- | Gravity Thickener | 2% | Reuse and Disposal Costs |  |  | [2013 $] | 0 |  |  | 0 | 0 | 0 | 0 | 0 | 0 | 0 | 0 | 0 | 0 | 0 | 0 | 0 | 0 | 0 | 0 | 0 | 0 | 0 | 0 | 0 | 0 | 0 | 0 | 0 | 0 | 0 | 0 | 0 | 0
1Y- | NG- | Gravity Thickener |  | Natural Gas |  |  | [MJ/yr] | 0 |  |  | 0 | 0 | 0 | 0 | 0 | 0 | 0 | 0 | 0 | 0 | 0 | 0 | 0 | 0 | 0 | 0 | 0 | 0 | 0 | 0 | 0 | 0 | 0 | 0 | 0 | 0 | 0 | 0 | 0 | 0
1Y- | kWh- | Gravity Thickener |  | Electricity Consumption |  |  | [kWh/yr] | 8400 |  |  | 542.4851 | 545.8667 | 569.3989 | 586.4795 | 600.6319 | 608.3159 | 618.2148 | 633.4463 | 648.6114 | 664.8283 | 679.2284 | 692.3078 | 708.3 | 724.4433 | 741.6681 | 760.964 | 779.6133 | 799.8377 | 821.2481 | 843.5888 | 0 | 0 | 0 | 0 | 0 | 0 | 0 | 0 | 0 | 0
1Y- | GHG- | Gravity Thickener | 2% | GHG Cost |  |  | [tCO2e/yr] | 0 |  |  | 0 | 0 | 0 | 0 | 0 | 0 | 0 | 0 | 0 | 0 | 0 | 0 | 0 | 0 | 0 | 0 | 0 | 0 | 0 | 0 | 0 | 0 | 0 | 0 | 0 | 0 | 0 | 0 | 0 | 0
1Y- | ExtraOrd- | Gravity Thickener | 2% | Extraordinary Maintenance Costs |  |  | [2013 $] | 0 |  |  | 0 | 0 | 0 | 0 | 0 | 0 | 0 | 0 | 0 | 0 | 0 | 0 | 0 | 0 | 0 | 0 | 0 | 0 | 0 | 0 | 0 | 0 | 0 | 0 | 0 | 0 | 0 | 0 | 0 | 0
Benefits
1Y- | kWhProd- | Gravity Thickener |  | Electricity Production |  |  | [kWh/yr] | 0 |  |  | 0 | 0 | 0 | 0 | 0 | 0 | 0 | 0 | 0 | 0 | 0 | 0 | 0 | 0 | 0 | 0 | 0 | 0 | 0 | 0 | 0 | 0 | 0 | 0 | 0 | 0 | 0 | 0 | 0 | 0
1Y- | TipFee- | Gravity Thickener | 2% | Tipping Fees |  |  | [2013 $] | 0 |  |  | 0 | 0 | 0 | 0 | 0 | 0 | 0 | 0 | 0 | 0 | 0 | 0 | 0 | 0 | 0 | 0 | 0 | 0 | 0 | 0 | 0 | 0 | 0 | 0 | 0 | 0 | 0 | 0 | 0 | 0
|  |  |  | Net Costs | [6 empty] | 62864.4851 | 64114.3067 | 65409.2077 | 66723.0845 | 68059.969 | 69416.8398 | 70802.909 | 72221.8345 | 73668.7674 | 75145.3874 | 76649.3986 | 78181.8815 | 79747.6651 | 81344.5958 | 82974.2236 | 84638.1706 | 86334.364 | 88065.6834 | 89832.4108 | 91634.9747 | 0 | 0 | 0 | 0 | 0 | 0 | 0 | 0 | 0 | 0
|  |  |  | Pre-Dewatering Capital Costs |  |  | Units | Default Value | Overwrite Value |  | 2014 | 2015 | 2016 | 2017 | 2018 | 2019 | 2020 | 2021 | 2022 | 2023 | 2024 | 2025 | 2026 | 2027 | 2028 | 2029 | 2030 | 2031 | 2032 | 2033 | 2034 | 2035 | 2036 | 2037 | 2038 | 2039 | 2040 | 2041 | 2042 | 2043
1Y- | Capital | Pre-Dewatering | 3% | Capital Cost |  |  | [2013 $] | 4064000 |  |  | 4185920 | 0 | 0 | 0 | 0 | 0 | 0 | 0 | 0 | 0 | 0 | 0 | 0 | 0 | 0 | 0 | 0 | 0 | 0 | 0 | 0 | 0 | 0 | 0 | 0 | 0 | 0 | 0 | 0 | 0
|  |  |  | Project Schedule Spend Profile | [6 empty] | 100% | 0% | 0% | 0% | 0% | 0% | 0% | 0% | 0% | 0% | 0% | 0% | 0% | 0% | 0% | 0% | 0% | 0% | 0% | 0% | 0% | 0% | 0% | 0% | 0% | 0% | 0% | 0% | 0% | 0%
|  |  |  | Pre-Dewatering O&M |  |  | Units | Default Value | Overwrite Value |  | 2014 | 2015 | 2016 | 2017 | 2018 | 2019 | 2020 | 2021 | 2022 | 2023 | 2024 | 2025 | 2026 | 2027 | 2028 | 2029 | 2030 | 2031 | 2032 | 2033 | 2034 | 2035 | 2036 | 2037 | 2038 | 2039 | 2040 | 2041 | 2042 | 2043
Costs
1Y- | Hrs- | Pre-Dewatering | 2% | Labor |  |  | [hrs/yr] | 5110 |  |  | 182427 | 186075.54 | 189797.0508 | 193592.9918 | 197464.8517 | 201414.1487 | 205442.4317 | 209551.2803 | 213742.3059 | 218017.152 | 222377.4951 | 226825.045 | 231361.5459 | 235988.7768 | 240708.5523 | 245522.7234 | 250433.1778 | 255441.8414 | 260550.6782 | 265761.6918 | 0 | 0 | 0 | 0 | 0 | 0 | 0 | 0 | 0 | 0
1Y- | OMM- | Pre-Dewatering | 2% | Maintenance |  |  | [2013 $] | 59000 |  |  | 60180 | 61383.6 | 62611.272 | 63863.4974 | 65140.7674 | 66443.5827 | 67772.4544 | 69127.9035 | 70510.4615 | 71920.6708 | 73359.0842 | 74826.2659 | 76322.7912 | 77849.247 | 79406.232 | 80994.3566 | 82614.2437 | 84266.5286 | 85951.8592 | 87670.8964 | 0 | 0 | 0 | 0 | 0 | 0 | 0 | 0 | 0 | 0
1Y- | Chem- | Pre-Dewatering | 2% | Chemicals |  |  | [2013 $] | 108000 |  |  | 110160 | 112363.2 | 114610.464 | 116902.6733 | 119240.7267 | 121625.5413 | 124058.0521 | 126539.2131 | 129069.9974 | 131651.3974 | 134284.4253 | 136970.1138 | 139709.5161 | 142503.7064 | 145353.7805 | 148260.8561 | 151226.0733 | 154250.5947 | 157335.6066 | 160482.3188 | 0 | 0 | 0 | 0 | 0 | 0 | 0 | 0 | 0 | 0
1Y- | Dispo- | Pre-Dewatering | 2% | Reuse and Disposal Costs |  |  | [2013 $] | 0 |  |  | 0 | 0 | 0 | 0 | 0 | 0 | 0 | 0 | 0 | 0 | 0 | 0 | 0 | 0 | 0 | 0 | 0 | 0 | 0 | 0 | 0 | 0 | 0 | 0 | 0 | 0 | 0 | 0 | 0 | 0
1Y- | NG- | Pre-Dewatering |  | Natural Gas |  |  | [MJ/yr] | 0 |  |  | 0 | 0 | 0 | 0 | 0 | 0 | 0 | 0 | 0 | 0 | 0 | 0 | 0 | 0 | 0 | 0 | 0 | 0 | 0 | 0 | 0 | 0 | 0 | 0 | 0 | 0 | 0 | 0 | 0 | 0
1Y- | kWh- | Pre-Dewatering |  | Electricity Consumption |  |  | [kWh/yr] | 98920 |  |  | 6388.4075 | 6428.2299 | 6705.3505 | 6906.4942 | 7073.1556 | 7163.6445 | 7280.2147 | 7459.5843 | 7638.1719 | 7829.1449 | 7998.7227 | 8152.7489 | 8341.0758 | 8531.1827 | 8734.0253 | 8961.2568 | 9180.8744 | 9419.0408 | 9671.1745 | 9934.2621 | 0 | 0 | 0 | 0 | 0 | 0 | 0 | 0 | 0 | 0
1Y- | GHG- | Pre-Dewatering | 2% | GHG Cost |  |  | [tCO2e/yr] | 0 |  |  | 0 | 0 | 0 | 0 | 0 | 0 | 0 | 0 | 0 | 0 | 0 | 0 | 0 | 0 | 0 | 0 | 0 | 0 | 0 | 0 | 0 | 0 | 0 | 0 | 0 | 0 | 0 | 0 | 0 | 0
1Y- | ExtraOrd- | Pre-Dewatering | 2% | Extraordinary Maintenance Costs |  |  | [2013 $] | 0 |  |  | 0 | 0 | 0 | 0 | 0 | 0 | 0 | 0 | 0 | 0 | 0 | 0 | 0 | 0 | 0 | 0 | 0 | 0 | 0 | 0 | 0 | 0 | 0 | 0 | 0 | 0 | 0 | 0 | 0 | 0
Benefits
1Y- | kWhProd- | Pre-Dewatering |  | Electricity Production |  |  | [kWh/yr] | 0 |  |  | 0 | 0 | 0 | 0 | 0 | 0 | 0 | 0 | 0 | 0 | 0 | 0 | 0 | 0 | 0 | 0 | 0 | 0 | 0 | 0 | 0 | 0 | 0 | 0 | 0 | 0 | 0 | 0 | 0 | 0
1Y- | TipFee- | Pre-Dewatering | 2% | Tipping Fees |  |  | [2013 $] | 0 |  |  | 0 | 0 | 0 | 0 | 0 | 0 | 0 | 0 | 0 | 0 | 0 | 0 | 0 | 0 | 0 | 0 | 0 | 0 | 0 | 0 | 0 | 0 | 0 | 0 | 0 | 0 | 0 | 0 | 0 | 0
|  |  |  | Net Costs | [6 empty] | 359155.4075 | 366250.5699 | 373724.1373 | 381265.6567 | 388919.5014 | 396646.9172 | 404553.1528 | 412677.9813 | 420960.9367 | 429418.3651 | 438019.7272 | 446774.1736 | 455734.9289 | 464872.9129 | 474202.5901 | 483739.1929 | 493454.3692 | 503378.0055 | 513509.3186 | 523849.169 | 0 | 0 | 0 | 0 | 0 | 0 | 0 | 0 | 0 | 0
|  |  |  | Pre-Treatment (CAMBI) Capital Costs |  |  | Units | Default Value | Overwrite Value |  | 2014 | 2015 | 2016 | 2017 | 2018 | 2019 | 2020 | 2021 | 2022 | 2023 | 2024 | 2025 | 2026 | 2027 | 2028 | 2029 | 2030 | 2031 | 2032 | 2033 | 2034 | 2035 | 2036 | 2037 | 2038 | 2039 | 2040 | 2041 | 2042 | 2043
1Y- | Capital | Pre-Treatment (CAMBI) | 3% | Capital Cost |  |  | [2013 $] | 5130000 |  |  | 5283900 | 0 | 0 | 0 | 0 | 0 | 0 | 0 | 0 | 0 | 0 | 0 | 0 | 0 | 0 | 0 | 0 | 0 | 0 | 0 | 0 | 0 | 0 | 0 | 0 | 0 | 0 | 0 | 0 | 0
|  |  |  | Project Schedule Spend Profile | [6 empty] | 100% | 0% | 0% | 0% | 0% | 0% | 0% | 0% | 0% | 0% | 0% | 0% | 0% | 0% | 0% | 0% | 0% | 0% | 0% | 0% | 0% | 0% | 0% | 0% | 0% | 0% | 0% | 0% | 0% | 0%
|  |  |  | Pre-Treatment (CAMBI) O&M |  |  | Units | Default Value | Overwrite Value |  | 2014 | 2015 | 2016 | 2017 | 2018 | 2019 | 2020 | 2021 | 2022 | 2023 | 2024 | 2025 | 2026 | 2027 | 2028 | 2029 | 2030 | 2031 | 2032 | 2033 | 2034 | 2035 | 2036 | 2037 | 2038 | 2039 | 2040 | 2041 | 2042 | 2043
Costs
1Y- | Hrs- | Pre-Treatment (CAMBI) | 2% | Labor |  |  | [hrs/yr] | 10220 |  |  | 364854 | 372151.08 | 379594.1016 | 387185.9836 | 394929.7033 | 402828.2974 | 410884.8633 | 419102.5606 | 427484.6118 | 436034.304 | 444754.9901 | 453650.0899 | 462723.0917 | 471977.5535 | 481417.1046 | 491045.4467 | 500866.3556 | 510883.6828 | 521101.3564 | 531523.3835 | 0 | 0 | 0 | 0 | 0 | 0 | 0 | 0 | 0 | 0
1Y- | OMM- | Pre-Treatment (CAMBI) | 2% | Maintenance |  |  | [2013 $] | 91000 |  |  | 92820 | 94676.4 | 96569.928 | 98501.3266 | 100471.3531 | 102480.7802 | 104530.3958 | 106621.0037 | 108753.4237 | 110928.4922 | 113147.0621 | 115410.0033 | 117718.2034 | 120072.5674 | 122474.0188 | 124923.4992 | 127421.9691 | 129970.4085 | 132569.8167 | 135221.213 | 0 | 0 | 0 | 0 | 0 | 0 | 0 | 0 | 0 | 0
1Y- | Chem- | Pre-Treatment (CAMBI) | 2% | Chemicals |  |  | [2013 $] | 12000 |  |  | 12240 | 12484.8 | 12734.496 | 12989.1859 | 13248.9696 | 13513.949 | 13784.228 | 14059.9126 | 14341.1108 | 14627.933 | 14920.4917 | 15218.9015 | 15523.2796 | 15833.7452 | 16150.4201 | 16473.4285 | 16802.897 | 17138.955 | 17481.7341 | 17831.3688 | 0 | 0 | 0 | 0 | 0 | 0 | 0 | 0 | 0 | 0
1Y- | Dispo- | Pre-Treatment (CAMBI) | 2% | Reuse and Disposal Costs |  |  | [2013 $] | 0 |  |  | 0 | 0 | 0 | 0 | 0 | 0 | 0 | 0 | 0 | 0 | 0 | 0 | 0 | 0 | 0 | 0 | 0 | 0 | 0 | 0 | 0 | 0 | 0 | 0 | 0 | 0 | 0 | 0 | 0 | 0
1Y- | NG- | Pre-Treatment (CAMBI) |  | Natural Gas |  |  | [MJ/yr] | 0 |  |  | 0 | 0 | 0 | 0 | 0 | 0 | 0 | 0 | 0 | 0 | 0 | 0 | 0 | 0 | 0 | 0 | 0 | 0 | 0 | 0 | 0 | 0 | 0 | 0 | 0 | 0 | 0 | 0 | 0 | 0
1Y- | kWh- | Pre-Treatment (CAMBI) |  | Electricity Consumption |  |  | [kWh/yr] | 32850 |  |  | 2121.5041 | 2134.7286 | 2226.7566 | 2293.5537 | 2348.8997 | 2378.9499 | 2417.6613 | 2477.2275 | 2536.534 | 2599.9536 | 2656.2681 | 2707.4181 | 2769.959 | 2833.0909 | 2900.4522 | 2975.9127 | 3048.8448 | 3127.9366 | 3211.6668 | 3299.0347 | 0 | 0 | 0 | 0 | 0 | 0 | 0 | 0 | 0 | 0
1Y- | GHG- | Pre-Treatment (CAMBI) | 2% | GHG Cost |  |  | [tCO2e/yr] | 0 |  |  | 0 | 0 | 0 | 0 | 0 | 0 | 0 | 0 | 0 | 0 | 0 | 0 | 0 | 0 | 0 | 0 | 0 | 0 | 0 | 0 | 0 | 0 | 0 | 0 | 0 | 0 | 0 | 0 | 0 | 0
1Y- | ExtraOrd- | Pre-Treatment (CAMBI) | 2% | Extraordinary Maintenance Costs |  |  | [2013 $] | 0 |  |  | 0 | 0 | 0 | 0 | 0 | 0 | 0 | 0 | 0 | 0 | 0 | 0 | 0 | 0 | 0 | 0 | 0 | 0 | 0 | 0 | 0 | 0 | 0 | 0 | 0 | 0 | 0 | 0 | 0 | 0
Benefits
1Y- | kWhProd- | Pre-Treatment (CAMBI) |  | Electricity Production |  |  | [kWh/yr] | 0 |  |  | 0 | 0 | 0 | 0 | 0 | 0 | 0 | 0 | 0 | 0 | 0 | 0 | 0 | 0 | 0 | 0 | 0 | 0 | 0 | 0 | 0 | 0 | 0 | 0 | 0 | 0 | 0 | 0 | 0 | 0
1Y- | TipFee- | Pre-Treatment (CAMBI) | 2% | Tipping Fees |  |  | [2013 $] | 0 |  |  | 0 | 0 | 0 | 0 | 0 | 0 | 0 | 0 | 0 | 0 | 0 | 0 | 0 | 0 | 0 | 0 | 0 | 0 | 0 | 0 | 0 | 0 | 0 | 0 | 0 | 0 | 0 | 0 | 0 | 0
|  |  |  | Net Costs | [6 empty] | 472035.5041 | 481447.0086 | 491125.2822 | 500970.0498 | 510998.9258 | 521201.9764 | 531617.1483 | 542260.7043 | 553115.6804 | 564190.6829 | 575478.812 | 586986.4129 | 598734.5336 | 610716.9571 | 622941.9957 | 635418.287 | 648140.0666 | 661120.9829 | 674364.574 | 687875 | 0 | 0 | 0 | 0 | 0 | 0 | 0 | 0 | 0 | 0
|  |  |  | Sitework Capital Costs |  |  | Units | Default Value | Overwrite Value |  | 2014 | 2015 | 2016 | 2017 | 2018 | 2019 | 2020 | 2021 | 2022 | 2023 | 2024 | 2025 | 2026 | 2027 | 2028 | 2029 | 2030 | 2031 | 2032 | 2033 | 2034 | 2035 | 2036 | 2037 | 2038 | 2039 | 2040 | 2041 | 2042 | 2043
1Y- | Capital | Sitework | 3% | Capital Cost |  |  | [2013 $] | 1094000 |  |  | 1126820 | 0 | 0 | 0 | 0 | 0 | 0 | 0 | 0 | 0 | 0 | 0 | 0 | 0 | 0 | 0 | 0 | 0 | 0 | 0 | 0 | 0 | 0 | 0 | 0 | 0 | 0 | 0 | 0 | 0
|  |  |  | Project Schedule Spend Profile | [6 empty] | 100% | 0% | 0% | 0% | 0% | 0% | 0% | 0% | 0% | 0% | 0% | 0% | 0% | 0% | 0% | 0% | 0% | 0% | 0% | 0% | 0% | 0% | 0% | 0% | 0% | 0% | 0% | 0% | 0% | 0%
|  |  |  | General Requirements Capital Costs |  |  | Units | Default Value | Overwrite Value |  | 2014 | 2015 | 2016 | 2017 | 2018 | 2019 | 2020 | 2021 | 2022 | 2023 | 2024 | 2025 | 2026 | 2027 | 2028 | 2029 | 2030 | 2031 | 2032 | 2033 | 2034 | 2035 | 2036 | 2037 | 2038 | 2039 | 2040 | 2041 | 2042 | 2043
1Y- | Capital | General Requirements | 3% | Capital Cost |  |  | [2013 $] | 2189000 |  |  | 2254670 | 0 | 0 | 0 | 0 | 0 | 0 | 0 | 0 | 0 | 0 | 0 | 0 | 0 | 0 | 0 | 0 | 0 | 0 | 0 | 0 | 0 | 0 | 0 | 0 | 0 | 0 | 0 | 0 | 0
|  |  |  | Project Schedule Spend Profile | [6 empty] | 100% | 0% | 0% | 0% | 0% | 0% | 0% | 0% | 0% | 0% | 0% | 0% | 0% | 0% | 0% | 0% | 0% | 0% | 0% | 0% | 0% | 0% | 0% | 0% | 0% | 0% | 0% | 0% | 0% | 0%
|  |  |  | Contingencies Capital Costs |  |  | Units | Default Value | Overwrite Value |  | 2014 | 2015 | 2016 | 2017 | 2018 | 2019 | 2020 | 2021 | 2022 | 2023 | 2024 | 2025 | 2026 | 2027 | 2028 | 2029 | 2030 | 2031 | 2032 | 2033 | 2034 | 2035 | 2036 | 2037 | 2038 | 2039 | 2040 | 2041 | 2042 | 2043
1Y- | Capital | Contingencies | 3% | Capital Cost |  |  | [2013 $] | 7551000 |  |  | 7777530 | 0 | 0 | 0 | 0 | 0 | 0 | 0 | 0 | 0 | 0 | 0 | 0 | 0 | 0 | 0 | 0 | 0 | 0 | 0 | 0 | 0 | 0 | 0 | 0 | 0 | 0 | 0 | 0 | 0
|  |  |  | Project Schedule Spend Profile | [6 empty] | 100% | 0% | 0% | 0% | 0% | 0% | 0% | 0% | 0% | 0% | 0% | 0% | 0% | 0% | 0% | 0% | 0% | 0% | 0% | 0% | 0% | 0% | 0% | 0% | 0% | 0% | 0% | 0% | 0% | 0%
|  |  |  | Engineering, Legal & Admin Capital Costs |  |  | Units | Default Value | Overwrite Value |  | 2014 | 2015 | 2016 | 2017 | 2018 | 2019 | 2020 | 2021 | 2022 | 2023 | 2024 | 2025 | 2026 | 2027 | 2028 | 2029 | 2030 | 2031 | 2032 | 2033 | 2034 | 2035 | 2036 | 2037 | 2038 | 2039 | 2040 | 2041 | 2042 | 2043
1Y- | Capital | Engineering, Legal & Admin | 3% | Capital Cost |  |  | [2013 $] | 4908000 |  |  | 5055240 | 0 | 0 | 0 | 0 | 0 | 0 | 0 | 0 | 0 | 0 | 0 | 0 | 0 | 0 | 0 | 0 | 0 | 0 | 0 | 0 | 0 | 0 | 0 | 0 | 0 | 0 | 0 | 0 | 0
|  |  |  | Project Schedule Spend Profile | [6 empty] | 100% | 0% | 0% | 0% | 0% | 0% | 0% | 0% | 0% | 0% | 0% | 0% | 0% | 0% | 0% | 0% | 0% | 0% | 0% | 0% | 0% | 0% | 0% | 0% | 0% | 0% | 0% | 0% | 0% | 0%
|  |  |  | Land Application O&M |  |  | Units | Default Value | Overwrite Value |  | 2014 | 2015 | 2016 | 2017 | 2018 | 2019 | 2020 | 2021 | 2022 | 2023 | 2024 | 2025 | 2026 | 2027 | 2028 | 2029 | 2030 | 2031 | 2032 | 2033 | 2034 | 2035 | 2036 | 2037 | 2038 | 2039 | 2040 | 2041 | 2042 | 2043
Costs
1Y- | Hrs- | Land Application | 2% | Labor |  |  | [hrs/yr] | 0 |  |  | 0 | 0 | 0 | 0 | 0 | 0 | 0 | 0 | 0 | 0 | 0 | 0 | 0 | 0 | 0 | 0 | 0 | 0 | 0 | 0 | 0 | 0 | 0 | 0 | 0 | 0 | 0 | 0 | 0 | 0
1Y- | OMM- | Land Application | 2% | Maintenance |  |  | [2013 $] | 0 |  |  | 0 | 0 | 0 | 0 | 0 | 0 | 0 | 0 | 0 | 0 | 0 | 0 | 0 | 0 | 0 | 0 | 0 | 0 | 0 | 0 | 0 | 0 | 0 | 0 | 0 | 0 | 0 | 0 | 0 | 0
1Y- | Chem- | Land Application | 2% | Chemicals |  |  | [2013 $] | 0 |  |  | 0 | 0 | 0 | 0 | 0 | 0 | 0 | 0 | 0 | 0 | 0 | 0 | 0 | 0 | 0 | 0 | 0 | 0 | 0 | 0 | 0 | 0 | 0 | 0 | 0 | 0 | 0 | 0 | 0 | 0
1Y- | Dispo- | Land Application | 2% | Reuse and Disposal Costs |  |  | [2013 $] | 0 |  |  | 0 | 0 | 0 | 0 | 0 | 0 | 0 | 0 | 0 | 0 | 0 | 0 | 0 | 0 | 0 | 0 | 0 | 0 | 0 | 0 | 0 | 0 | 0 | 0 | 0 | 0 | 0 | 0 | 0 | 0
1Y- | NG- | Land Application |  | Natural Gas |  |  | [MJ/yr] | 0 |  |  | 0 | 0 | 0 | 0 | 0 | 0 | 0 | 0 | 0 | 0 | 0 | 0 | 0 | 0 | 0 | 0 | 0 | 0 | 0 | 0 | 0 | 0 | 0 | 0 | 0 | 0 | 0 | 0 | 0 | 0
1Y- | kWh- | Land Application |  | Electricity Consumption |  |  | [kWh/yr] | 0 |  |  | 0 | 0 | 0 | 0 | 0 | 0 | 0 | 0 | 0 | 0 | 0 | 0 | 0 | 0 | 0 | 0 | 0 | 0 | 0 | 0 | 0 | 0 | 0 | 0 | 0 | 0 | 0 | 0 | 0 | 0
1Y- | GHG- | Land Application | 2% | GHG Cost |  |  | [tCO2e/yr] | 0 |  |  | 0 | 0 | 0 | 0 | 0 | 0 | 0 | 0 | 0 | 0 | 0 | 0 | 0 | 0 | 0 | 0 | 0 | 0 | 0 | 0 | 0 | 0 | 0 | 0 | 0 | 0 | 0 | 0 | 0 | 0
1Y- | ExtraOrd- | Land Application | 2% | Extraordinary Maintenance Costs |  |  | [2013 $] | 0 |  |  | 0 | 0 | 0 | 0 | 0 | 0 | 0 | 0 | 0 | 0 | 0 | 0 | 0 | 0 | 0 | 0 | 0 | 0 | 0 | 0 | 0 | 0 | 0 | 0 | 0 | 0 | 0 | 0 | 0 | 0
Benefits
1Y- | kWhProd- | Land Application |  | Electricity Production |  |  | [kWh/yr] | 0 |  |  | 0 | 0 | 0 | 0 | 0 | 0 | 0 | 0 | 0 | 0 | 0 | 0 | 0 | 0 | 0 | 0 | 0 | 0 | 0 | 0 | 0 | 0 | 0 | 0 | 0 | 0 | 0 | 0 | 0 | 0
1Y- | TipFee- | Land Application | 2% | Tipping Fees |  |  | [2013 $] | 0 |  |  | 0 | 0 | 0 | 0 | 0 | 0 | 0 | 0 | 0 | 0 | 0 | 0 | 0 | 0 | 0 | 0 | 0 | 0 | 0 | 0 | 0 | 0 | 0 | 0 | 0 | 0 | 0 | 0 | 0 | 0
|  |  |  | Net Costs | [6 empty] | 0 | 0 | 0 | 0 | 0 | 0 | 0 | 0 | 0 | 0 | 0 | 0 | 0 | 0 | 0 | 0 | 0 | 0 | 0 | 0 | 0 | 0 | 0 | 0 | 0 | 0 | 0 | 0 | 0 | 0
|  |  |  | Land Disposal O&M |  |  | Units | Default Value | Overwrite Value |  | 2014 | 2015 | 2016 | 2017 | 2018 | 2019 | 2020 | 2021 | 2022 | 2023 | 2024 | 2025 | 2026 | 2027 | 2028 | 2029 | 2030 | 2031 | 2032 | 2033 | 2034 | 2035 | 2036 | 2037 | 2038 | 2039 | 2040 | 2041 | 2042 | 2043
Costs
1Y- | Hrs- | Land Disposal | 2% | Labor |  |  | [hrs/yr] | 0 |  |  | 0 | 0 | 0 | 0 | 0 | 0 | 0 | 0 | 0 | 0 | 0 | 0 | 0 | 0 | 0 | 0 | 0 | 0 | 0 | 0 | 0 | 0 | 0 | 0 | 0 | 0 | 0 | 0 | 0 | 0
1Y- | OMM- | Land Disposal | 2% | Maintenance |  |  | [2013 $] | 0 |  |  | 0 | 0 | 0 | 0 | 0 | 0 | 0 | 0 | 0 | 0 | 0 | 0 | 0 | 0 | 0 | 0 | 0 | 0 | 0 | 0 | 0 | 0 | 0 | 0 | 0 | 0 | 0 | 0 | 0 | 0
1Y- | Chem- | Land Disposal | 2% | Chemicals |  |  | [2013 $] | 0 |  |  | 0 | 0 | 0 | 0 | 0 | 0 | 0 | 0 | 0 | 0 | 0 | 0 | 0 | 0 | 0 | 0 | 0 | 0 | 0 | 0 | 0 | 0 | 0 | 0 | 0 | 0 | 0 | 0 | 0 | 0
1Y- | Dispo- | Land Disposal | 2% | Reuse and Disposal Costs |  |  | [2013 $] | 293000 |  |  | 298860 | 304837.2 | 310933.944 | 317152.6229 | 323495.6753 | 329965.5888 | 336564.9006 | 343296.1986 | 350162.1226 | 357165.3651 | 364308.6724 | 371594.8458 | 379026.7427 | 386607.2776 | 394339.4231 | 402226.2116 | 410270.7358 | 418476.1505 | 426845.6736 | 435382.587 | 0 | 0 | 0 | 0 | 0 | 0 | 0 | 0 | 0 | 0
1Y- | NG- | Land Disposal |  | Natural Gas |  |  | [MJ/yr] | 0 |  |  | 0 | 0 | 0 | 0 | 0 | 0 | 0 | 0 | 0 | 0 | 0 | 0 | 0 | 0 | 0 | 0 | 0 | 0 | 0 | 0 | 0 | 0 | 0 | 0 | 0 | 0 | 0 | 0 | 0 | 0
1Y- | kWh- | Land Disposal |  | Electricity Consumption |  |  | [kWh/yr] | 0 |  |  | 0 | 0 | 0 | 0 | 0 | 0 | 0 | 0 | 0 | 0 | 0 | 0 | 0 | 0 | 0 | 0 | 0 | 0 | 0 | 0 | 0 | 0 | 0 | 0 | 0 | 0 | 0 | 0 | 0 | 0
1Y- | GHG- | Land Disposal | 2% | GHG Cost |  |  | [tCO2e/yr] | 0 |  |  | 0 | 0 | 0 | 0 | 0 | 0 | 0 | 0 | 0 | 0 | 0 | 0 | 0 | 0 | 0 | 0 | 0 | 0 | 0 | 0 | 0 | 0 | 0 | 0 | 0 | 0 | 0 | 0 | 0 | 0
1Y- | ExtraOrd- | Land Disposal | 2% | Extraordinary Maintenance Costs |  |  | [2013 $] | 0 |  |  | 0 | 0 | 0 | 0 | 0 | 0 | 0 | 0 | 0 | 0 | 0 | 0 | 0 | 0 | 0 | 0 | 0 | 0 | 0 | 0 | 0 | 0 | 0 | 0 | 0 | 0 | 0 | 0 | 0 | 0
Benefits
1Y- | kWhProd- | Land Disposal |  | Electricity Production |  |  | [kWh/yr] | 0 |  |  | 0 | 0 | 0 | 0 | 0 | 0 | 0 | 0 | 0 | 0 | 0 | 0 | 0 | 0 | 0 | 0 | 0 | 0 | 0 | 0 | 0 | 0 | 0 | 0 | 0 | 0 | 0 | 0 | 0 | 0
1Y- | TipFee- | Land Disposal | 2% | Tipping Fees |  |  | [2013 $] | 0 |  |  | 0 | 0 | 0 | 0 | 0 | 0 | 0 | 0 | 0 | 0 | 0 | 0 | 0 | 0 | 0 | 0 | 0 | 0 | 0 | 0 | 0 | 0 | 0 | 0 | 0 | 0 | 0 | 0 | 0 | 0
|  |  |  | Net Costs | [6 empty] | 298860 | 304837.2 | 310933.944 | 317152.6229 | 323495.6753 | 329965.5888 | 336564.9006 | 343296.1986 | 350162.1226 | 357165.3651 | 364308.6724 | 371594.8458 | 379026.7427 | 386607.2776 | 394339.4231 | 402226.2116 | 410270.7358 | 418476.1505 | 426845.6736 | 435382.587 | 0 | 0 | 0 | 0 | 0 | 0 | 0 | 0 | 0 | 0
|  |  |  | General O&M O&M |  |  | Units | Default Value | Overwrite Value |  | 2014 | 2015 | 2016 | 2017 | 2018 | 2019 | 2020 | 2021 | 2022 | 2023 | 2024 | 2025 | 2026 | 2027 | 2028 | 2029 | 2030 | 2031 | 2032 | 2033 | 2034 | 2035 | 2036 | 2037 | 2038 | 2039 | 2040 | 2041 | 2042 | 2043
Costs
1Y- | Hrs- | General O&M | 2% | Labor |  |  | [hrs/yr] | 0 |  |  | 0 | 0 | 0 | 0 | 0 | 0 | 0 | 0 | 0 | 0 | 0 | 0 | 0 | 0 | 0 | 0 | 0 | 0 | 0 | 0 | 0 | 0 | 0 | 0 | 0 | 0 | 0 | 0 | 0 | 0
1Y- | OMM- | General O&M | 2% | Maintenance |  |  | [2013 $] | 0 |  |  | 0 | 0 | 0 | 0 | 0 | 0 | 0 | 0 | 0 | 0 | 0 | 0 | 0 | 0 | 0 | 0 | 0 | 0 | 0 | 0 | 0 | 0 | 0 | 0 | 0 | 0 | 0 | 0 | 0 | 0
1Y- | Chem- | General O&M | 2% | Chemicals |  |  | [2013 $] | 120000 |  |  | 122400 | 124848 | 127344.96 | 129891.8592 | 132489.6964 | 135139.4903 | 137842.2801 | 140599.1257 | 143411.1082 | 146279.3304 | 149204.917 | 152189.0153 | 155232.7957 | 158337.4516 | 161504.2006 | 164734.2846 | 168028.9703 | 171389.5497 | 174817.3407 | 178313.6875 | 0 | 0 | 0 | 0 | 0 | 0 | 0 | 0 | 0 | 0
1Y- | Dispo- | General O&M | 2% | Reuse and Disposal Costs |  |  | [2013 $] | 0 |  |  | 0 | 0 | 0 | 0 | 0 | 0 | 0 | 0 | 0 | 0 | 0 | 0 | 0 | 0 | 0 | 0 | 0 | 0 | 0 | 0 | 0 | 0 | 0 | 0 | 0 | 0 | 0 | 0 | 0 | 0
1Y- | NG- | General O&M |  | Natural Gas |  |  | [MJ/yr] | 0 |  |  | 0 | 0 | 0 | 0 | 0 | 0 | 0 | 0 | 0 | 0 | 0 | 0 | 0 | 0 | 0 | 0 | 0 | 0 | 0 | 0 | 0 | 0 | 0 | 0 | 0 | 0 | 0 | 0 | 0 | 0
1Y- | kWh- | General O&M |  | Electricity Consumption |  |  | [kWh/yr] | 0 |  |  | 0 | 0 | 0 | 0 | 0 | 0 | 0 | 0 | 0 | 0 | 0 | 0 | 0 | 0 | 0 | 0 | 0 | 0 | 0 | 0 | 0 | 0 | 0 | 0 | 0 | 0 | 0 | 0 | 0 | 0
1Y- | GHG- | General O&M | 2% | GHG Cost |  |  | [tCO2e/yr] | 0 |  |  | 0 | 0 | 0 | 0 | 0 | 0 | 0 | 0 | 0 | 0 | 0 | 0 | 0 | 0 | 0 | 0 | 0 | 0 | 0 | 0 | 0 | 0 | 0 | 0 | 0 | 0 | 0 | 0 | 0 | 0
1Y- | ExtraOrd- | General O&M | 2% | Extraordinary Maintenance Costs |  |  | [2013 $] | 0 |  |  | 0 | 0 | 0 | 0 | 0 | 0 | 0 | 0 | 0 | 0 | 0 | 0 | 0 | 0 | 0 | 0 | 0 | 0 | 0 | 0 | 0 | 0 | 0 | 0 | 0 | 0 | 0 | 0 | 0 | 0
Benefits
1Y- | kWhProd- | General O&M |  | Electricity Production |  |  | [kWh/yr] | 0 |  |  | 0 | 0 | 0 | 0 | 0 | 0 | 0 | 0 | 0 | 0 | 0 | 0 | 0 | 0 | 0 | 0 | 0 | 0 | 0 | 0 | 0 | 0 | 0 | 0 | 0 | 0 | 0 | 0 | 0 | 0
1Y- | TipFee- | General O&M | 2% | Tipping Fees |  |  | [2013 $] | 0 |  |  | 0 | 0 | 0 | 0 | 0 | 0 | 0 | 0 | 0 | 0 | 0 | 0 | 0 | 0 | 0 | 0 | 0 | 0 | 0 | 0 | 0 | 0 | 0 | 0 | 0 | 0 | 0 | 0 | 0 | 0
|  |  |  | Net Costs | [6 empty] | 122400 | 124848 | 127344.96 | 129891.8592 | 132489.6964 | 135139.4903 | 137842.2801 | 140599.1257 | 143411.1082 | 146279.3304 | 149204.917 | 152189.0153 | 155232.7957 | 158337.4516 | 161504.2006 | 164734.2846 | 168028.9703 | 171389.5497 | 174817.3407 | 178313.6875 | 0 | 0 | 0 | 0 | 0 | 0 | 0 | 0 | 0 | 0
|  |  |  | Electricity |  |  | Units |  |  |  | 2014 | 2015 | 2016 | 2017 | 2018 | 2019 | 2020 | 2021 | 2022 | 2023 | 2024 | 2025 | 2026 | 2027 | 2028 | 2029 | 2030 | 2031 | 2032 | 2033 | 2034 | 2035 | 2036 | 2037 | 2038 | 2039 | 2040 | 2041 | 2042 | 2043
|  |  |  | Usage Cost of Electricity Forecast |  |  | [Nominal $/kWh] |  |  |  | 0.064582 | 0.064984 | 0.067786 | 0.069819 | 0.071504 | 0.072419 | 0.073597 | 0.07541 | 0.077216 | 0.079146 | 0.080861 | 0.082418 | 0.084321 | 0.086243 | 0.088294 | 0.090591 | 0.092811 | 0.095219 | 0.097768 | 0.10043 | 0.10338 | 0.10714 | 0.11153 | 0.1157 | 0.11992 | 0.12437 | 0.12799 | 0.1308 | 0.13368 | 0.13662
|  |  |  | Natural Gas |  |  | Units |  |  |  | 2014 | 2015 | 2016 | 2017 | 2018 | 2019 | 2020 | 2021 | 2022 | 2023 | 2024 | 2025 | 2026 | 2027 | 2028 | 2029 | 2030 | 2031 | 2032 | 2033 | 2034 | 2035 | 2036 | 2037 | 2038 | 2039 | 2040 | 2041 | 2042 | 2043
|  |  |  | Usage Cost of Natural Gas Forecast |  |  | [Nominal $/GJ] |  |  |  | 0.0043492 | 0.0044637 | 0.0049882 | 0.005274 | 0.005627 | 0.0058541 | 0.0060384 | 0.0062668 | 0.0065922 | 0.0069223 | 0.0071632 | 0.0073415 | 0.0076021 | 0.0077885 | 0.0080592 | 0.0083232 | 0.0085754 | 0.0088889 | 0.0091809 | 0.0095488 | 0.010078 | 0.010655 | 0.011383 | 0.012093 | 0.01283 | 0.013272 | 0.013882 | 0.014424 | 0.014986 | 0.015571
|  |  |  | Clean-Up Schedule | [6 empty] | 2014 | 2015 | 2016 | 2017 | 2018 | 2019 | 2020 | 2021 | 2022 | 2023 | 2024 | 2025 | 2026 | 2027 | 2028 | 2029 | 2030 | 2031 | 2032 | 2033 | 2034 | 2035 | 2036 | 2037 | 2038 | 2039 | 2040 | 2041 | 2042 | 2043
[11 empty] | 0 | 0 | 0 | 0 | 1 | 1 | 1 | 1 | 1 | 2 | 2 | 2 | 2 | 2 | 3 | 3 | 3 | 3 | 3 | 4 | 4 | 4 | 4 | 4 | 5 | 5 | 5 | 5 | 5 | 6
|  |  |  | Clean-Up Schedule - 5 yrs | [6 empty] | 0 | 0 | 0 | 0 | 1 | 0 | 0 | 0 | 0 | 1 | 0 | 0 | 0 | 0 | 1 | 0 | 0 | 0 | 0 | 1 | 0 | 0 | 0 | 0 | 1 | 0 | 0 | 0 | 0 | 1
GHG Cost
|  |  |  | GHG Cost | [6 empty] | 0 | 0 | 0 | 0 | 0 | 0 | 0 | 0 | 0 | 0 | 0 | 0 | 0 | 0 | 0 | 0 | 0 | 0 | 0 | 0 | 0 | 0 | 0 | 0 | 0 | 0 | 0 | 0 | 0 | 0

## 2X
[5 empty] | Client | Water & Environment Research Foundation
[5 empty] | Project | ENER1C12
[5 empty] | Configuration Number: | 2X
COST SUMMARY
Config | Category | Part | Esc Factor | Capital Cost Summary |  |  |  | NPV 2013 $ | Overwrite Value |  | 2014 | 2015 | 2016 | 2017 | 2018 | 2019 | 2020 | 2021 | 2022 | 2023 | 2024 | 2025 | 2026 | 2027 | 2028 | 2029 | 2030 | 2031 | 2032 | 2033 | 2034 | 2035 | 2036 | 2037 | 2038 | 2039 | 2040 | 2041 | 2042 | 2043
| Capital |  |  | Capital Cost |  |  | [2013 $] | 32679179.2453 |  |  | 34639930 | 0 | 0 | 0 | 0 | 0 | 0 | 0 | 0 | 0 | 0 | 0 | 0 | 0 | 0 | 0 | 0 | 0 | 0 | 0 | 0 | 0 | 0 | 0 | 0 | 0 | 0 | 0 | 0 | 0
|  |  |  | Blank Capital Line 1 |  |  | [2013 $] | 0
|  |  |  | Blank Capital Line 2 |  |  | [2013 $] | 0
|  |  |  | Blank Capital Line 3 |  |  | [2013 $] | 0
|  |  |  | Total Capital Costs |  |  |  | 32679179.2453 |  |  | 34639930 | 0 | 0 | 0 | 0 | 0 | 0 | 0 | 0 | 0 | 0 | 0 | 0 | 0 | 0 | 0 | 0 | 0 | 0 | 0 | 0 | 0 | 0 | 0 | 0 | 0 | 0 | 0 | 0 | 0
|  |  |  | O&M Summary |  |  | Percent of Total O&M | NPV 2013 $ | Overwrite Value |  | 2014 | 2015 | 2016 | 2017 | 2018 | 2019 | 2020 | 2021 | 2022 | 2023 | 2024 | 2025 | 2026 | 2027 | 2028 | 2029 | 2030 | 2031 | 2032 | 2033 | 2034 | 2035 | 2036 | 2037 | 2038 | 2039 | 2040 | 2041 | 2042 | 2043
Costs
| Hrs- |  |  | Labor |  |  | [2013 $] | 10402292.9074 |  |  | 775314.75 | 790821.045 | 806637.4659 | 822770.2152 | 839225.6195 | 856010.1319 | 873130.3346 | 890592.9412 | 908404.8001 | 926572.8961 | 945104.354 | 964006.4411 | 983286.5699 | 1002952.3013 | 1023011.3473 | 1043471.5743 | 1064341.0057 | 1085627.8259 | 1107340.3824 | 1129487.19 | 0 | 0 | 0 | 0 | 0 | 0 | 0 | 0 | 0 | 0
| OMM- |  |  | Maintenance |  |  | [2013 $] | 3640263.6628 |  |  | 271320 | 276746.4 | 282281.328 | 287926.9546 | 293685.4937 | 299559.2035 | 305550.3876 | 311661.3953 | 317894.6233 | 324252.5157 | 330737.566 | 337352.3174 | 344099.3637 | 350981.351 | 358000.978 | 365160.9976 | 372464.2175 | 379913.5019 | 387511.7719 | 395262.0073 | 0 | 0 | 0 | 0 | 0 | 0 | 0 | 0 | 0 | 0
| Chem- |  |  | Chemicals |  |  | [2013 $] | 3599208.0576 |  |  | 268260 | 273625.2 | 279097.704 | 284679.6581 | 290373.2512 | 296180.7163 | 302104.3306 | 308146.4172 | 314309.3455 | 320595.5325 | 327007.4431 | 333547.592 | 340218.5438 | 347022.9147 | 353963.373 | 361042.6404 | 368263.4932 | 375628.7631 | 383141.3384 | 390804.1651 | 0 | 0 | 0 | 0 | 0 | 0 | 0 | 0 | 0 | 0
| Dispo- |  |  | Reuse and Disposal Costs |  |  | [2013 $] | 6527841.2299 |  |  | 486540 | 496270.8 | 506196.216 | 516320.1403 | 526646.5431 | 537179.474 | 547923.0635 | 558881.5247 | 570059.1552 | 581460.3383 | 593089.5451 | 604951.336 | 617050.3627 | 629391.37 | 641979.1974 | 654818.7813 | 667915.157 | 681273.4601 | 694898.9293 | 708796.9079 | 0 | 0 | 0 | 0 | 0 | 0 | 0 | 0 | 0 | 0
| NG- |  |  | Natural Gas |  |  | [2013 $] | 0 |  |  | 0 | 0 | 0 | 0 | 0 | 0 | 0 | 0 | 0 | 0 | 0 | 0 | 0 | 0 | 0 | 0 | 0 | 0 | 0 | 0 | 0 | 0 | 0 | 0 | 0 | 0 | 0 | 0 | 0 | 0
| kWh- |  |  | Electricity Consumption |  |  | [2013 $] | 894038.5635 |  |  | 65107.8957 | 65513.7478 | 68338.0417 | 70388.0119 | 72086.5528 | 73008.7765 | 74196.8098 | 76024.8681 | 77844.9553 | 79791.2704 | 81519.5336 | 83089.303 | 85008.649 | 86946.1371 | 89013.421 | 91329.2663 | 93567.5145 | 95994.8039 | 98564.442 | 101245.7168 | 0 | 0 | 0 | 0 | 0 | 0 | 0 | 0 | 0 | 0
| GHG- |  |  | GHG Cost |  |  | [2013 $] | 0 |  |  | 0 | 0 | 0 | 0 | 0 | 0 | 0 | 0 | 0 | 0 | 0 | 0 | 0 | 0 | 0 | 0 | 0 | 0 | 0 | 0 | 0 | 0 | 0 | 0 | 0 | 0 | 0 | 0 | 0 | 0
| ExtraOrd- |  |  | Extraordinary Maintenance Costs |  |  | [2013 $] | 0 |  |  | 0 | 0 | 0 | 0 | 0 | 0 | 0 | 0 | 0 | 0 | 0 | 0 | 0 | 0 | 0 | 0 | 0 | 0 | 0 | 0 | 0 | 0 | 0 | 0 | 0 | 0 | 0 | 0 | 0 | 0
|  |  |  | Blank O&M Line 1 |  |  | [2013 $] | 0
|  |  |  | Blank O&M Line 2 |  |  | [2013 $] | 0
|  |  |  | Blank O&M Line 3 |  |  | [2013 $] | 0
Benefits
| kWhProd- |  |  | Electricity Production |  |  | [2013 $] | 2220486.1968 |  |  | 161705.7582 | 162713.7561 | 169728.3366 | 174819.762 | 179038.357 | 181328.8453 | 184279.5141 | 188819.786 | 193340.2604 | 198174.2418 | 202466.6569 | 206365.4274 | 211132.4269 | 215944.4851 | 221078.9117 | 226830.6798 | 232389.7234 | 238418.2804 | 244800.3833 | 251459.7532 | 0 | 0 | 0 | 0 | 0 | 0 | 0 | 0 | 0 | 0
| TipFee- |  |  | Tipping Fees |  |  | [2013 $] | 205278.0261 |  |  | 15300 | 15606 | 15918.12 | 16236.4824 | 16561.212 | 16892.4363 | 17230.285 | 17574.8907 | 17926.3885 | 18284.9163 | 18650.6146 | 19023.6269 | 19404.0995 | 19792.1814 | 20188.0251 | 20591.7856 | 21003.6213 | 21423.6937 | 21852.1676 | 22289.2109 | 0 | 0 | 0 | 0 | 0 | 0 | 0 | 0 | 0 | 0
|  |  |  | Blank Benefit Line 1 |  |  | [2013 $] | 0
|  |  |  | Blank Benefit Line 2 |  |  | [2013 $] | 0
|  |  |  | Blank Benefit Line 3 |  |  | [2013 $] | 0
|  |  |  | Net Costs |  |  |  | 22637880.1983 |  |  | 1689536.8875 | 1724657.4367 | 1756904.299 | 1791028.7357 | 1826417.8913 | 1863717.0206 | 1901395.1269 | 1938912.4699 | 1977246.2304 | 2016213.3948 | 2056341.1703 | 2097557.935 | 2139126.9627 | 2181557.4075 | 2224701.3799 | 2268400.7945 | 2313158.0433 | 2358596.3807 | 2404804.3131 | 2451847.023 | 0 | 0 | 0 | 0 | 0 | 0 | 0 | 0 | 0 | 0
|  |  |  | Total Cash Flow |  |  |  | 55317059.4436 |  |  | 36329466.8875 | 1724657.4367 | 1756904.299 | 1791028.7357 | 1826417.8913 | 1863717.0206 | 1901395.1269 | 1938912.4699 | 1977246.2304 | 2016213.3948 | 2056341.1703 | 2097557.935 | 2139126.9627 | 2181557.4075 | 2224701.3799 | 2268400.7945 | 2313158.0433 | 2358596.3807 | 2404804.3131 | 2451847.023 | 0 | 0 | 0 | 0 | 0 | 0 | 0 | 0 | 0 | 0
|  |  |  | Cumilative Cash flow | [5 empty] | 0 | 34273081.9694 | 35808020.9483 | 37283151.6761 | 38701814.1883 | 40066619.8847 | 41380466.8427 | 42645003.1977 | 43861500.8683 | 45031829.8741 | 46157672.9029 | 47240927.7794 | 48283349.8114 | 49286256.0051 | 50251160.9503 | 51179451.1067 | 52072398.6494 | 52931423.2413 | 53757742.839 | 54552561.9522 | 55317059.4436 | 0 | 0 | 0 | 0 | 0 | 0 | 0 | 0 | 0 | 0
|  |  |  | COST SUMMARY BY MODULES | [6 empty] | 2014: 36329466.8875
|  |  |  | Capital Costs Summary by Modelus |  |  | Cash Flow Units | NPV 2013 $ |  |  | 2014 | 2015 | 2016 | 2017 | 2018 | 2019 | 2020 | 2021 | 2022 | 2023 | 2024 | 2025 | 2026 | 2027 | 2028 | 2029 | 2030 | 2031 | 2032 | 2033 | 2034 | 2035 | 2036 | 2037 | 2038 | 2039 | 2040 | 2041 | 2042 | 2043
Capital Costs
|  |  |  | Anaerobic Digestion |  |  | [Nominal $] | 8102018.8679 |  |  | 8588140 | 0 | 0 | 0 | 0 | 0 | 0 | 0 | 0 | 0 | 0 | 0 | 0 | 0 | 0 | 0 | 0 | 0 | 0 | 0 | 0 | 0 | 0 | 0 | 0 | 0 | 0 | 0 | 0 | 0
|  |  |  | Ash Conveyance & Storage |  |  | [Nominal $] | 0 |  |  | 0 | 0 | 0 | 0 | 0 | 0 | 0 | 0 | 0 | 0 | 0 | 0 | 0 | 0 | 0 | 0 | 0 | 0 | 0 | 0 | 0 | 0 | 0 | 0 | 0 | 0 | 0 | 0 | 0 | 0
|  |  |  | Belt Filter Press Dewatering |  |  | [Nominal $] | 2703264.1509 |  |  | 2865460 | 0 | 0 | 0 | 0 | 0 | 0 | 0 | 0 | 0 | 0 | 0 | 0 | 0 | 0 | 0 | 0 | 0 | 0 | 0 | 0 | 0 | 0 | 0 | 0 | 0 | 0 | 0 | 0 | 0
|  |  |  | Cake Storage/Load Out |  |  | [Nominal $] | 0 |  |  | 0 | 0 | 0 | 0 | 0 | 0 | 0 | 0 | 0 | 0 | 0 | 0 | 0 | 0 | 0 | 0 | 0 | 0 | 0 | 0 | 0 | 0 | 0 | 0 | 0 | 0 | 0 | 0 | 0 | 0
|  |  |  | Cake Storage |  |  | [Nominal $] | 3230896.2264 |  |  | 3424750 | 0 | 0 | 0 | 0 | 0 | 0 | 0 | 0 | 0 | 0 | 0 | 0 | 0 | 0 | 0 | 0 | 0 | 0 | 0 | 0 | 0 | 0 | 0 | 0 | 0 | 0 | 0 | 0 | 0
|  |  |  | CHP |  |  | [Nominal $] | 720028.3019 |  |  | 763230 | 0 | 0 | 0 | 0 | 0 | 0 | 0 | 0 | 0 | 0 | 0 | 0 | 0 | 0 | 0 | 0 | 0 | 0 | 0 | 0 | 0 | 0 | 0 | 0 | 0 | 0 | 0 | 0 | 0
|  |  |  | Dewatering |  |  | [Nominal $] | 0 |  |  | 0 | 0 | 0 | 0 | 0 | 0 | 0 | 0 | 0 | 0 | 0 | 0 | 0 | 0 | 0 | 0 | 0 | 0 | 0 | 0 | 0 | 0 | 0 | 0 | 0 | 0 | 0 | 0 | 0 | 0
|  |  |  | Drying/Gasification/Energy Recovery |  |  | [Nominal $] | 0 |  |  | 0 | 0 | 0 | 0 | 0 | 0 | 0 | 0 | 0 | 0 | 0 | 0 | 0 | 0 | 0 | 0 | 0 | 0 | 0 | 0 | 0 | 0 | 0 | 0 | 0 | 0 | 0 | 0 | 0 | 0
|  |  |  | Energy Recovery |  |  | [Nominal $] | 0 |  |  | 0 | 0 | 0 | 0 | 0 | 0 | 0 | 0 | 0 | 0 | 0 | 0 | 0 | 0 | 0 | 0 | 0 | 0 | 0 | 0 | 0 | 0 | 0 | 0 | 0 | 0 | 0 | 0 | 0 | 0
|  |  |  | Fluid Bed Incineration |  |  | [Nominal $] | 0 |  |  | 0 | 0 | 0 | 0 | 0 | 0 | 0 | 0 | 0 | 0 | 0 | 0 | 0 | 0 | 0 | 0 | 0 | 0 | 0 | 0 | 0 | 0 | 0 | 0 | 0 | 0 | 0 | 0 | 0 | 0
|  |  |  | FOG Receiving |  |  | [Nominal $] | 583018.8679 |  |  | 618000 | 0 | 0 | 0 | 0 | 0 | 0 | 0 | 0 | 0 | 0 | 0 | 0 | 0 | 0 | 0 | 0 | 0 | 0 | 0 | 0 | 0 | 0 | 0 | 0 | 0 | 0 | 0 | 0 | 0
|  |  |  | Gas Cleaning |  |  | [Nominal $] | 676301.8868 |  |  | 716880 | 0 | 0 | 0 | 0 | 0 | 0 | 0 | 0 | 0 | 0 | 0 | 0 | 0 | 0 | 0 | 0 | 0 | 0 | 0 | 0 | 0 | 0 | 0 | 0 | 0 | 0 | 0 | 0 | 0
|  |  |  | Gravity Belt Thickener |  |  | [Nominal $] | 1991981.1321 |  |  | 2111500 | 0 | 0 | 0 | 0 | 0 | 0 | 0 | 0 | 0 | 0 | 0 | 0 | 0 | 0 | 0 | 0 | 0 | 0 | 0 | 0 | 0 | 0 | 0 | 0 | 0 | 0 | 0 | 0 | 0
|  |  |  | Gravity Thickener |  |  | [Nominal $] | 999877.3585 |  |  | 1059870 | 0 | 0 | 0 | 0 | 0 | 0 | 0 | 0 | 0 | 0 | 0 | 0 | 0 | 0 | 0 | 0 | 0 | 0 | 0 | 0 | 0 | 0 | 0 | 0 | 0 | 0 | 0 | 0 | 0
|  |  |  | Pre-Dewatering |  |  | [Nominal $] | 0 |  |  | 0 | 0 | 0 | 0 | 0 | 0 | 0 | 0 | 0 | 0 | 0 | 0 | 0 | 0 | 0 | 0 | 0 | 0 | 0 | 0 | 0 | 0 | 0 | 0 | 0 | 0 | 0 | 0 | 0 | 0
|  |  |  | Pre-Treatment (CAMBI) |  |  | [Nominal $] | 0 |  |  | 0 | 0 | 0 | 0 | 0 | 0 | 0 | 0 | 0 | 0 | 0 | 0 | 0 | 0 | 0 | 0 | 0 | 0 | 0 | 0 | 0 | 0 | 0 | 0 | 0 | 0 | 0 | 0 | 0 | 0
|  |  |  | Sitework |  |  | [Nominal $] | 950320.7547 |  |  | 1007340 | 0 | 0 | 0 | 0 | 0 | 0 | 0 | 0 | 0 | 0 | 0 | 0 | 0 | 0 | 0 | 0 | 0 | 0 | 0 | 0 | 0 | 0 | 0 | 0 | 0 | 0 | 0 | 0 | 0
|  |  |  | General Requirements |  |  | [Nominal $] | 1900641.5094 |  |  | 2014680 | 0 | 0 | 0 | 0 | 0 | 0 | 0 | 0 | 0 | 0 | 0 | 0 | 0 | 0 | 0 | 0 | 0 | 0 | 0 | 0 | 0 | 0 | 0 | 0 | 0 | 0 | 0 | 0 | 0
|  |  |  | Contingencies |  |  | [Nominal $] | 6557990.566 |  |  | 6951470 | 0 | 0 | 0 | 0 | 0 | 0 | 0 | 0 | 0 | 0 | 0 | 0 | 0 | 0 | 0 | 0 | 0 | 0 | 0 | 0 | 0 | 0 | 0 | 0 | 0 | 0 | 0 | 0 | 0
|  |  |  | Engineering, Legal & Admin |  |  | [Nominal $] | 4262839.6226 |  |  | 4518610 | 0 | 0 | 0 | 0 | 0 | 0 | 0 | 0 | 0 | 0 | 0 | 0 | 0 | 0 | 0 | 0 | 0 | 0 | 0 | 0 | 0 | 0 | 0 | 0 | 0 | 0 | 0 | 0 | 0
|  |  |  | Total Capital Costs |  |  | [Nominal $] | 32679179.2453 |  |  | 34639930 | 0 | 0 | 0 | 0 | 0 | 0 | 0 | 0 | 0 | 0 | 0 | 0 | 0 | 0 | 0 | 0 | 0 | 0 | 0 | 0 | 0 | 0 | 0 | 0 | 0 | 0 | 0 | 0 | 0
|  |  |  | O&M Costs Summary By Modules | [6 empty] | 2014 | 2015 | 2016 | 2017 | 2018 | 2019 | 2020 | 2021 | 2022 | 2023 | 2024 | 2025 | 2026 | 2027 | 2028 | 2029 | 2030 | 2031 | 2032 | 2033 | 2034 | 2035 | 2036 | 2037 | 2038 | 2039 | 2040 | 2041 | 2042 | 2043
|  |  |  | Anaerobic Digestion |  |  | [Nominal $] | 3033703.2693 |  |  | 225240.1449 | 229233.8451 | 234681.8649 | 239765.0905 | 244726.2049 | 249324.4889 | 254155.7944 | 259435.1399 | 264794.6786 | 270312.6298 | 275794.4028 | 281275.7226 | 287048.1061 | 292924.3931 | 298970.1232 | 305254.929 | 311594.7712 | 318143.6812 | 324877.059 | 331779.4572 | 0 | 0 | 0 | 0 | 0 | 0 | 0 | 0 | 0 | 0
|  |  |  | Ash Conveyance & Storage |  |  | [Nominal $] | 0 |  |  | 0 | 0 | 0 | 0 | 0 | 0 | 0 | 0 | 0 | 0 | 0 | 0 | 0 | 0 | 0 | 0 | 0 | 0 | 0 | 0 | 0 | 0 | 0 | 0 | 0 | 0 | 0 | 0 | 0 | 0
|  |  |  | Belt Filter Press Dewatering |  |  | [Nominal $] | 4364968.6624 |  |  | 325285.2548 | 331762.0743 | 338446.1086 | 345237.0488 | 352151.1609 | 359177.4417 | 366352.2201 | 373690.3547 | 381173.8168 | 388809.8429 | 396590.3079 | 404520.1604 | 412618.8641 | 420878.8894 | 429307.0494 | 437910.4506 | 446681.9264 | 455633.4814 | 464767.0905 | 474085.3133 | 0 | 0 | 0 | 0 | 0 | 0 | 0 | 0 | 0 | 0
|  |  |  | Cake Storage/Load Out |  |  | [Nominal $] | 611899.5828 |  |  | 45606.75 | 46518.885 | 47449.2627 | 48398.248 | 49366.2129 | 50353.5372 | 51360.6079 | 52387.8201 | 53435.5765 | 54504.288 | 55594.3738 | 56706.2612 | 57840.3865 | 58997.1942 | 60177.1381 | 61380.6808 | 62608.2945 | 63860.4603 | 65137.6696 | 66440.4229 | 0 | 0 | 0 | 0 | 0 | 0 | 0 | 0 | 0 | 0
|  |  |  | Cake Storage |  |  | [Nominal $] | 836558.6458 |  |  | 62301.5041 | 63518.3286 | 64838.0286 | 66157.0512 | 67489.6671 | 68822.5326 | 70190.1157 | 71605.131 | 73046.9956 | 74520.6244 | 76015.3523 | 77533.684 | 79092.7502 | 80682.3379 | 82306.6842 | 83970.2693 | 85663.0885 | 87394.4652 | 89163.526 | 90969.931 | 0 | 0 | 0 | 0 | 0 | 0 | 0 | 0 | 0 | 0
|  |  |  | CHP |  |  | [Nominal $] | -1315894.3618 |  |  | -94283.7582 | -93943.3161 | -99582.4878 | -103270.9962 | -106058.6159 | -106889.5094 | -108351.3915 | -111373.1009 | -114344.6416 | -117598.7106 | -120279.6151 | -122534.6448 | -125625.0287 | -128726.9389 | -132117.0146 | -136089.5447 | -139833.7655 | -144011.2034 | -148505.1647 | -153238.6303 | 0 | 0 | 0 | 0 | 0 | 0 | 0 | 0 | 0 | 0
|  |  |  | Dewatering |  |  | [Nominal $] | 0 |  |  | 0 | 0 | 0 | 0 | 0 | 0 | 0 | 0 | 0 | 0 | 0 | 0 | 0 | 0 | 0 | 0 | 0 | 0 | 0 | 0 | 0 | 0 | 0 | 0 | 0 | 0 | 0 | 0 | 0 | 0
|  |  |  | Drying/Gasification/Energy Recovery |  |  | [Nominal $] | 0 |  |  | 0 | 0 | 0 | 0 | 0 | 0 | 0 | 0 | 0 | 0 | 0 | 0 | 0 | 0 | 0 | 0 | 0 | 0 | 0 | 0 | 0 | 0 | 0 | 0 | 0 | 0 | 0 | 0 | 0 | 0
|  |  |  | Energy Recovery |  |  | [Nominal $] | 0 |  |  | 0 | 0 | 0 | 0 | 0 | 0 | 0 | 0 | 0 | 0 | 0 | 0 | 0 | 0 | 0 | 0 | 0 | 0 | 0 | 0 | 0 | 0 | 0 | 0 | 0 | 0 | 0 | 0 | 0 | 0
|  |  |  | Fluid Bed Incineration |  |  | [Nominal $] | 0 |  |  | 0 | 0 | 0 | 0 | 0 | 0 | 0 | 0 | 0 | 0 | 0 | 0 | 0 | 0 | 0 | 0 | 0 | 0 | 0 | 0 | 0 | 0 | 0 | 0 | 0 | 0 | 0 | 0 | 0 | 0
|  |  |  | FOG Receiving |  |  | [Nominal $] | 1626269.4148 |  |  | 121050.4577 | 123377.3599 | 126003.8704 | 128595.6809 | 131198.1248 | 133767.542 | 136414.3195 | 139178.7367 | 141993.7667 | 144874.5285 | 147785.9243 | 150735.2779 | 153777.0257 | 156877.483 | 160049.5087 | 163306.7314 | 166616.0883 | 170006.7805 | 173475.1353 | 177019.1825 | 0 | 0 | 0 | 0 | 0 | 0 | 0 | 0 | 0 | 0
|  |  |  | Gas Cleaning |  |  | [Nominal $] | 1461601.3183 |  |  | 108640.6308 | 110639.1788 | 113146.3261 | 115542.0859 | 117909.4628 | 120166.6466 | 122517.0682 | 125034.3156 | 127593.2498 | 130220.8272 | 132850.993 | 135496.2265 | 138256.2273 | 141067.4919 | 143952.6835 | 146935.867 | 149954.622 | 153061.8032 | 156249.3656 | 159512.3923 | 0 | 0 | 0 | 0 | 0 | 0 | 0 | 0 | 0 | 0
|  |  |  | Gravity Belt Thickener |  |  | [Nominal $] | 3251426.8203 |  |  | 242251.4183 | 247045.1746 | 252072.6857 | 257153.2216 | 262312.9198 | 267529.4604 | 272864.482 | 278341.4568 | 283925.4236 | 289626.2081 | 295426.3082 | 301331.3666 | 307372.7274 | 313533.7572 | 319823.2159 | 326250.3172 | 332798.8722 | 339486.6515 | 346313.5523 | 353280.4372 | 0 | 0 | 0 | 0 | 0 | 0 | 0 | 0 | 0 | 0
|  |  |  | Gravity Thickener |  |  | [Nominal $] | 843615.0391 |  |  | 62864.4851 | 64114.3067 | 65409.2077 | 66723.0845 | 68059.969 | 69416.8398 | 70802.909 | 72221.8345 | 73668.7674 | 75145.3874 | 76649.3986 | 78181.8815 | 79747.6651 | 81344.5958 | 82974.2236 | 84638.1706 | 86334.364 | 88065.6834 | 89832.4108 | 91634.9747 | 0 | 0 | 0 | 0 | 0 | 0 | 0 | 0 | 0 | 0
|  |  |  | Pre-Dewatering |  |  | [Nominal $] | 0 |  |  | 0 | 0 | 0 | 0 | 0 | 0 | 0 | 0 | 0 | 0 | 0 | 0 | 0 | 0 | 0 | 0 | 0 | 0 | 0 | 0 | 0 | 0 | 0 | 0 | 0 | 0 | 0 | 0 | 0 | 0
|  |  |  | Pre-Treatment (CAMBI) |  |  | [Nominal $] | 0 |  |  | 0 | 0 | 0 | 0 | 0 | 0 | 0 | 0 | 0 | 0 | 0 | 0 | 0 | 0 | 0 | 0 | 0 | 0 | 0 | 0 | 0 | 0 | 0 | 0 | 0 | 0 | 0 | 0 | 0 | 0
|  |  |  | Landfill Application |  |  | [Nominal $] | 6117285.1777 |  |  | 455940 | 465058.8 | 474359.976 | 483847.1755 | 493524.119 | 503394.6014 | 513462.4934 | 523731.7433 | 534206.3782 | 544890.5057 | 555788.3159 | 566904.0822 | 578242.1638 | 589807.0071 | 601603.1472 | 613635.2102 | 625907.9144 | 638426.0727 | 651194.5941 | 664218.486 | 0 | 0 | 0 | 0 | 0 | 0 | 0 | 0 | 0 | 0
|  |  |  | Landfill Disposal |  |  | [Nominal $] | 0 |  |  | 0 | 0 | 0 | 0 | 0 | 0 | 0 | 0 | 0 | 0 | 0 | 0 | 0 | 0 | 0 | 0 | 0 | 0 | 0 | 0 | 0 | 0 | 0 | 0 | 0 | 0 | 0 | 0 | 0 | 0
|  |  |  | Genaral O&M |  |  | [Nominal $] | 1806446.6296 |  |  | 134640 | 137332.8 | 140079.456 | 142881.0451 | 145738.666 | 148653.4393 | 151626.5081 | 154659.0383 | 157752.2191 | 160907.2634 | 164125.4087 | 167407.9169 | 170756.0752 | 174171.1967 | 177654.6207 | 181207.7131 | 184831.8673 | 188528.5047 | 192299.0748 | 196145.0563 | 0 | 0 | 0 | 0 | 0 | 0 | 0 | 0 | 0 | 0
|  |  |  | Total O&M Costs |  |  | [Nominal $] | 22637880.1983 |  |  | 1689536.8875 | 1724657.4367 | 1756904.299 | 1791028.7357 | 1826417.8913 | 1863717.0206 | 1901395.1269 | 1938912.4699 | 1977246.2304 | 2016213.3948 | 2056341.1703 | 2097557.935 | 2139126.9627 | 2181557.4075 | 2224701.3799 | 2268400.7945 | 2313158.0433 | 2358596.3807 | 2404804.3131 | 2451847.023 | 0 | 0 | 0 | 0 | 0 | 0 | 0 | 0 | 0 | 0
|  |  |  | Total Cash flow |  |  | [Nominal $] | 55344924.1723 |  |  | 36331480.8875 | 1726672.4367 | 1758920.299 | 1793045.7357 | 1828435.8913 | 1865736.0206 | 1903415.1269 | 1940933.4699 | 1979268.2304 | 2018236.3948 | 2058365.1703 | 2099582.935 | 2141152.9627 | 2183584.4075 | 2226729.3799 | 2270429.7945 | 2315188.0433 | 2360627.3807 | 2406836.3131 | 2453880.023 | 2034 | 2035 | 2036 | 2037 | 2038 | 2039 | 2040 | 2041 | 2042 | 2043
DETAIL COSTS BY MODULES
|  |  |  | Anaerobic Digestion Capital Costs |  |  | Units | Default Value | Overwrite Value |  | 2014 | 2015 | 2016 | 2017 | 2018 | 2019 | 2020 | 2021 | 2022 | 2023 | 2024 | 2025 | 2026 | 2027 | 2028 | 2029 | 2030 | 2031 | 2032 | 2033 | 2034 | 2035 | 2036 | 2037 | 2038 | 2039 | 2040 | 2041 | 2042 | 2043
2X- | Capital | Anaerobic Digestion | 3% | Capital Cost |  |  | [2013 $] | 8338000 |  |  | 8588140 | 0 | 0 | 0 | 0 | 0 | 0 | 0 | 0 | 0 | 0 | 0 | 0 | 0 | 0 | 0 | 0 | 0 | 0 | 0 | 0 | 0 | 0 | 0 | 0 | 0 | 0 | 0 | 0 | 0
|  |  |  | Project Schedule Spend Profile | [6 empty] | 100% | 0% | 0% | 0% | 0% | 0% | 0% | 0% | 0% | 0% | 0% | 0% | 0% | 0% | 0% | 0% | 0% | 0% | 0% | 0% | 0% | 0% | 0% | 0% | 0% | 0% | 0% | 0% | 0% | 0%
|  |  |  | Anaerobic Digestion O&M |  |  | Units | Default Value | Overwrite Value |  | 2014 | 2015 | 2016 | 2017 | 2018 | 2019 | 2020 | 2021 | 2022 | 2023 | 2024 | 2025 | 2026 | 2027 | 2028 | 2029 | 2030 | 2031 | 2032 | 2033 | 2034 | 2035 | 2036 | 2037 | 2038 | 2039 | 2040 | 2041 | 2042 | 2043
Costs
2X- | Hrs- | Anaerobic Digestion | 2% | Labor |  |  | [hrs/yr] | 2555 |  |  | 91213.5 | 93037.77 | 94898.5254 | 96796.4959 | 98732.4258 | 100707.0743 | 102721.2158 | 104775.6401 | 106871.1529 | 109008.576 | 111188.7475 | 113412.5225 | 115680.7729 | 117994.3884 | 120354.2762 | 122761.3617 | 125216.5889 | 127720.9207 | 130275.3391 | 132880.8459 | 0 | 0 | 0 | 0 | 0 | 0 | 0 | 0 | 0 | 0
2X- | OMM- | Anaerobic Digestion | 2% | Maintenance |  |  | [2013 $] | 95000 |  |  | 96900 | 98838 | 100814.76 | 102831.0552 | 104887.6763 | 106985.4298 | 109125.1384 | 111307.6412 | 113533.794 | 115804.4699 | 118120.5593 | 120482.9705 | 122892.6299 | 125350.4825 | 127857.4921 | 130414.642 | 133022.9348 | 135683.3935 | 138397.0614 | 141165.0026 | 0 | 0 | 0 | 0 | 0 | 0 | 0 | 0 | 0 | 0
2X- | Chem- | Anaerobic Digestion | 2% | Chemicals |  |  | [2013 $] | 0 |  |  | 0 | 0 | 0 | 0 | 0 | 0 | 0 | 0 | 0 | 0 | 0 | 0 | 0 | 0 | 0 | 0 | 0 | 0 | 0 | 0 | 0 | 0 | 0 | 0 | 0 | 0 | 0 | 0 | 0 | 0
2X- | Dispo- | Anaerobic Digestion | 2% | Reuse and Disposal Costs |  |  | [2013 $] | 0 |  |  | 0 | 0 | 0 | 0 | 0 | 0 | 0 | 0 | 0 | 0 | 0 | 0 | 0 | 0 | 0 | 0 | 0 | 0 | 0 | 0 | 0 | 0 | 0 | 0 | 0 | 0 | 0 | 0 | 0 | 0
2X- | NG- | Anaerobic Digestion |  | Natural Gas |  |  | [MJ/yr] | 0 |  |  | 0 | 0 | 0 | 0 | 0 | 0 | 0 | 0 | 0 | 0 | 0 | 0 | 0 | 0 | 0 | 0 | 0 | 0 | 0 | 0 | 0 | 0 | 0 | 0 | 0 | 0 | 0 | 0 | 0 | 0
2X- | kWh- | Anaerobic Digestion |  | Electricity Consumption |  |  | [kWh/yr] | 574880 |  |  | 37126.6449 | 37358.0751 | 38968.5795 | 40137.5394 | 41106.1027 | 41631.9847 | 42309.4401 | 43351.8585 | 44389.7316 | 45499.5839 | 46485.0959 | 47380.2296 | 48474.7033 | 49579.5222 | 50758.3549 | 52078.9253 | 53355.2475 | 54739.367 | 56204.6585 | 57733.6087 | 0 | 0 | 0 | 0 | 0 | 0 | 0 | 0 | 0 | 0
2X- | GHG- | Anaerobic Digestion | 2% | GHG Cost |  |  | [tCO2e/yr] | 0 |  |  | 0 | 0 | 0 | 0 | 0 | 0 | 0 | 0 | 0 | 0 | 0 | 0 | 0 | 0 | 0 | 0 | 0 | 0 | 0 | 0 | 0 | 0 | 0 | 0 | 0 | 0 | 0 | 0 | 0 | 0
2X- | ExtraOrd- | Anaerobic Digestion | 2% | Extraordinary Maintenance Costs |  |  | [2013 $] | 0 |  |  | 0 | 0 | 0 | 0 | 0 | 0 | 0 | 0 | 0 | 0 | 0 | 0 | 0 | 0 | 0 | 0 | 0 | 0 | 0 | 0 | 0 | 0 | 0 | 0 | 0 | 0 | 0 | 0 | 0 | 0
Benefits
2X- | kWhProd- | Anaerobic Digestion |  | Electricity Production |  |  | [kWh/yr] | 0 |  |  | 0 | 0 | 0 | 0 | 0 | 0 | 0 | 0 | 0 | 0 | 0 | 0 | 0 | 0 | 0 | 0 | 0 | 0 | 0 | 0 | 0 | 0 | 0 | 0 | 0 | 0 | 0 | 0 | 0 | 0
2X- | TipFee- | Anaerobic Digestion | 2% | Tipping Fees |  |  | [2013 $] | 0 |  |  | 0 | 0 | 0 | 0 | 0 | 0 | 0 | 0 | 0 | 0 | 0 | 0 | 0 | 0 | 0 | 0 | 0 | 0 | 0 | 0 | 0 | 0 | 0 | 0 | 0 | 0 | 0 | 0 | 0 | 0
|  |  |  | Net Costs | [6 empty] | 225240.1449 | 229233.8451 | 234681.8649 | 239765.0905 | 244726.2049 | 249324.4889 | 254155.7944 | 259435.1399 | 264794.6786 | 270312.6298 | 275794.4028 | 281275.7226 | 287048.1061 | 292924.3931 | 298970.1232 | 305254.929 | 311594.7712 | 318143.6812 | 324877.059 | 331779.4572 | 0 | 0 | 0 | 0 | 0 | 0 | 0 | 0 | 0 | 0
|  |  |  | Ash Conveyance & Storage Capital Costs |  |  | Units | Default Value | Overwrite Value |  | 2014 | 2015 | 2016 | 2017 | 2018 | 2019 | 2020 | 2021 | 2022 | 2023 | 2024 | 2025 | 2026 | 2027 | 2028 | 2029 | 2030 | 2031 | 2032 | 2033 | 2034 | 2035 | 2036 | 2037 | 2038 | 2039 | 2040 | 2041 | 2042 | 2043
2X- | Capital | Ash Conveyance & Storage | 3% | Capital Cost |  |  | [2013 $] | 0 |  |  | 0 | 0 | 0 | 0 | 0 | 0 | 0 | 0 | 0 | 0 | 0 | 0 | 0 | 0 | 0 | 0 | 0 | 0 | 0 | 0 | 0 | 0 | 0 | 0 | 0 | 0 | 0 | 0 | 0 | 0
|  |  |  | Project Schedule Spend Profile | [6 empty] | 100% | 0% | 0% | 0% | 0% | 0% | 0% | 0% | 0% | 0% | 0% | 0% | 0% | 0% | 0% | 0% | 0% | 0% | 0% | 0% | 0% | 0% | 0% | 0% | 0% | 0% | 0% | 0% | 0% | 0%
|  |  |  | Ash Conveyance & Storage O&M |  |  | Units | Default Value | Overwrite Value |  | 2014 | 2015 | 2016 | 2017 | 2018 | 2019 | 2020 | 2021 | 2022 | 2023 | 2024 | 2025 | 2026 | 2027 | 2028 | 2029 | 2030 | 2031 | 2032 | 2033 | 2034 | 2035 | 2036 | 2037 | 2038 | 2039 | 2040 | 2041 | 2042 | 2043
Costs
2X- | Hrs- | Ash Conveyance & Storage | 2% | Labor |  |  | [hrs/yr] | 0 |  |  | 0 | 0 | 0 | 0 | 0 | 0 | 0 | 0 | 0 | 0 | 0 | 0 | 0 | 0 | 0 | 0 | 0 | 0 | 0 | 0 | 0 | 0 | 0 | 0 | 0 | 0 | 0 | 0 | 0 | 0
2X- | OMM- | Ash Conveyance & Storage | 2% | Maintenance |  |  | [2013 $] | 0 |  |  | 0 | 0 | 0 | 0 | 0 | 0 | 0 | 0 | 0 | 0 | 0 | 0 | 0 | 0 | 0 | 0 | 0 | 0 | 0 | 0 | 0 | 0 | 0 | 0 | 0 | 0 | 0 | 0 | 0 | 0
2X- | Chem- | Ash Conveyance & Storage | 2% | Chemicals |  |  | [2013 $] | 0 |  |  | 0 | 0 | 0 | 0 | 0 | 0 | 0 | 0 | 0 | 0 | 0 | 0 | 0 | 0 | 0 | 0 | 0 | 0 | 0 | 0 | 0 | 0 | 0 | 0 | 0 | 0 | 0 | 0 | 0 | 0
2X- | Dispo- | Ash Conveyance & Storage | 2% | Reuse and Disposal Costs |  |  | [2013 $] | 0 |  |  | 0 | 0 | 0 | 0 | 0 | 0 | 0 | 0 | 0 | 0 | 0 | 0 | 0 | 0 | 0 | 0 | 0 | 0 | 0 | 0 | 0 | 0 | 0 | 0 | 0 | 0 | 0 | 0 | 0 | 0
2X- | NG- | Ash Conveyance & Storage |  | Natural Gas |  |  | [MJ/yr] | 0 |  |  | 0 | 0 | 0 | 0 | 0 | 0 | 0 | 0 | 0 | 0 | 0 | 0 | 0 | 0 | 0 | 0 | 0 | 0 | 0 | 0 | 0 | 0 | 0 | 0 | 0 | 0 | 0 | 0 | 0 | 0
2X- | kWh- | Ash Conveyance & Storage |  | Electricity Consumption |  |  | [kWh/yr] | 0 |  |  | 0 | 0 | 0 | 0 | 0 | 0 | 0 | 0 | 0 | 0 | 0 | 0 | 0 | 0 | 0 | 0 | 0 | 0 | 0 | 0 | 0 | 0 | 0 | 0 | 0 | 0 | 0 | 0 | 0 | 0
2X- | GHG- | Ash Conveyance & Storage | 2% | GHG Cost |  |  | [tCO2e/yr] | 0 |  |  | 0 | 0 | 0 | 0 | 0 | 0 | 0 | 0 | 0 | 0 | 0 | 0 | 0 | 0 | 0 | 0 | 0 | 0 | 0 | 0 | 0 | 0 | 0 | 0 | 0 | 0 | 0 | 0 | 0 | 0
2X- | ExtraOrd- | Ash Conveyance & Storage | 2% | Extraordinary Maintenance Costs |  |  | [2013 $] | 0 |  |  | 0 | 0 | 0 | 0 | 0 | 0 | 0 | 0 | 0 | 0 | 0 | 0 | 0 | 0 | 0 | 0 | 0 | 0 | 0 | 0 | 0 | 0 | 0 | 0 | 0 | 0 | 0 | 0 | 0 | 0
Benefits
2X- | kWhProd- | Ash Conveyance & Storage |  | Electricity Production |  |  | [kWh/yr] | 0 |  |  | 0 | 0 | 0 | 0 | 0 | 0 | 0 | 0 | 0 | 0 | 0 | 0 | 0 | 0 | 0 | 0 | 0 | 0 | 0 | 0 | 0 | 0 | 0 | 0 | 0 | 0 | 0 | 0 | 0 | 0
2X- | TipFee- | Ash Conveyance & Storage | 2% | Tipping Fees |  |  | [2013 $] | 0 |  |  | 0 | 0 | 0 | 0 | 0 | 0 | 0 | 0 | 0 | 0 | 0 | 0 | 0 | 0 | 0 | 0 | 0 | 0 | 0 | 0 | 0 | 0 | 0 | 0 | 0 | 0 | 0 | 0 | 0 | 0
|  |  |  | Net Costs | [6 empty] | 0 | 0 | 0 | 0 | 0 | 0 | 0 | 0 | 0 | 0 | 0 | 0 | 0 | 0 | 0 | 0 | 0 | 0 | 0 | 0 | 0 | 0 | 0 | 0 | 0 | 0 | 0 | 0 | 0 | 0
|  |  |  | Belt Filter Press Dewatering Capital Costs |  |  | Units | Default Value | Overwrite Value |  | 2014 | 2015 | 2016 | 2017 | 2018 | 2019 | 2020 | 2021 | 2022 | 2023 | 2024 | 2025 | 2026 | 2027 | 2028 | 2029 | 2030 | 2031 | 2032 | 2033 | 2034 | 2035 | 2036 | 2037 | 2038 | 2039 | 2040 | 2041 | 2042 | 2043
2X- | Capital | Belt Filter Press Dewatering | 3% | Capital Cost |  |  | [2013 $] | 2782000 |  |  | 2865460 | 0 | 0 | 0 | 0 | 0 | 0 | 0 | 0 | 0 | 0 | 0 | 0 | 0 | 0 | 0 | 0 | 0 | 0 | 0 | 0 | 0 | 0 | 0 | 0 | 0 | 0 | 0 | 0 | 0
|  |  |  | Project Schedule Spend Profile | [6 empty] | 100% | 0% | 0% | 0% | 0% | 0% | 0% | 0% | 0% | 0% | 0% | 0% | 0% | 0% | 0% | 0% | 0% | 0% | 0% | 0% | 0% | 0% | 0% | 0% | 0% | 0% | 0% | 0% | 0% | 0%
|  |  |  | Belt Filter Press Dewatering O&M |  |  | Units | Default Value | Overwrite Value |  | 2014 | 2015 | 2016 | 2017 | 2018 | 2019 | 2020 | 2021 | 2022 | 2023 | 2024 | 2025 | 2026 | 2027 | 2028 | 2029 | 2030 | 2031 | 2032 | 2033 | 2034 | 2035 | 2036 | 2037 | 2038 | 2039 | 2040 | 2041 | 2042 | 2043
Costs
2X- | Hrs- | Belt Filter Press Dewatering | 2% | Labor |  |  | [hrs/yr] | 5110 |  |  | 182427 | 186075.54 | 189797.0508 | 193592.9918 | 197464.8517 | 201414.1487 | 205442.4317 | 209551.2803 | 213742.3059 | 218017.152 | 222377.4951 | 226825.045 | 231361.5459 | 235988.7768 | 240708.5523 | 245522.7234 | 250433.1778 | 255441.8414 | 260550.6782 | 265761.6918 | 0 | 0 | 0 | 0 | 0 | 0 | 0 | 0 | 0 | 0
2X- | OMM- | Belt Filter Press Dewatering | 2% | Maintenance |  |  | [2013 $] | 37000 |  |  | 37740 | 38494.8 | 39264.696 | 40049.9899 | 40850.9897 | 41668.0095 | 42501.3697 | 43351.3971 | 44218.425 | 45102.7935 | 46004.8494 | 46924.9464 | 47863.4453 | 48820.7142 | 49797.1285 | 50793.0711 | 51808.9325 | 52845.1112 | 53902.0134 | 54980.0537 | 0 | 0 | 0 | 0 | 0 | 0 | 0 | 0 | 0 | 0
2X- | Chem- | Belt Filter Press Dewatering | 2% | Chemicals |  |  | [2013 $] | 101000 |  |  | 103020 | 105080.4 | 107182.008 | 109325.6482 | 111512.1611 | 113742.4043 | 116017.2524 | 118337.5975 | 120704.3494 | 123118.4364 | 125580.8051 | 128092.4213 | 130654.2697 | 133267.3551 | 135932.7022 | 138651.3562 | 141424.3833 | 144252.871 | 147137.9284 | 150080.687 | 0 | 0 | 0 | 0 | 0 | 0 | 0 | 0 | 0 | 0
2X- | Dispo- | Belt Filter Press Dewatering | 2% | Reuse and Disposal Costs |  |  | [2013 $] | 0 |  |  | 0 | 0 | 0 | 0 | 0 | 0 | 0 | 0 | 0 | 0 | 0 | 0 | 0 | 0 | 0 | 0 | 0 | 0 | 0 | 0 | 0 | 0 | 0 | 0 | 0 | 0 | 0 | 0 | 0 | 0
2X- | NG- | Belt Filter Press Dewatering |  | Natural Gas |  |  | [MJ/yr] | 0 |  |  | 0 | 0 | 0 | 0 | 0 | 0 | 0 | 0 | 0 | 0 | 0 | 0 | 0 | 0 | 0 | 0 | 0 | 0 | 0 | 0 | 0 | 0 | 0 | 0 | 0 | 0 | 0 | 0 | 0 | 0
2X- | kWh- | Belt Filter Press Dewatering |  | Electricity Consumption |  |  | [kWh/yr] | 32490 |  |  | 2098.2548 | 2111.3343 | 2202.3538 | 2268.4189 | 2323.1584 | 2352.8792 | 2391.1663 | 2450.0798 | 2508.7364 | 2571.461 | 2627.1583 | 2677.7478 | 2739.6032 | 2802.0433 | 2868.6664 | 2943.3 | 3015.4328 | 3093.6579 | 3176.4705 | 3262.8809 | 0 | 0 | 0 | 0 | 0 | 0 | 0 | 0 | 0 | 0
2X- | GHG- | Belt Filter Press Dewatering | 2% | GHG Cost |  |  | [tCO2e/yr] | 0 |  |  | 0 | 0 | 0 | 0 | 0 | 0 | 0 | 0 | 0 | 0 | 0 | 0 | 0 | 0 | 0 | 0 | 0 | 0 | 0 | 0 | 0 | 0 | 0 | 0 | 0 | 0 | 0 | 0 | 0 | 0
2X- | ExtraOrd- | Belt Filter Press Dewatering | 2% | Extraordinary Maintenance Costs |  |  | [2013 $] | 0 |  |  | 0 | 0 | 0 | 0 | 0 | 0 | 0 | 0 | 0 | 0 | 0 | 0 | 0 | 0 | 0 | 0 | 0 | 0 | 0 | 0 | 0 | 0 | 0 | 0 | 0 | 0 | 0 | 0 | 0 | 0
Benefits
2X- | kWhProd- | Belt Filter Press Dewatering |  | Electricity Production |  |  | [kWh/yr] | 0 |  |  | 0 | 0 | 0 | 0 | 0 | 0 | 0 | 0 | 0 | 0 | 0 | 0 | 0 | 0 | 0 | 0 | 0 | 0 | 0 | 0 | 0 | 0 | 0 | 0 | 0 | 0 | 0 | 0 | 0 | 0
2X- | TipFee- | Belt Filter Press Dewatering | 2% | Tipping Fees |  |  | [2013 $] | 0 |  |  | 0 | 0 | 0 | 0 | 0 | 0 | 0 | 0 | 0 | 0 | 0 | 0 | 0 | 0 | 0 | 0 | 0 | 0 | 0 | 0 | 0 | 0 | 0 | 0 | 0 | 0 | 0 | 0 | 0 | 0
|  |  |  | Net Costs | [6 empty] | 325285.2548 | 331762.0743 | 338446.1086 | 345237.0488 | 352151.1609 | 359177.4417 | 366352.2201 | 373690.3547 | 381173.8168 | 388809.8429 | 396590.3079 | 404520.1604 | 412618.8641 | 420878.8894 | 429307.0494 | 437910.4506 | 446681.9264 | 455633.4814 | 464767.0905 | 474085.3133 | 0 | 0 | 0 | 0 | 0 | 0 | 0 | 0 | 0 | 0
|  |  |  | Cake Storage/Load Out Capital Costs |  |  | Units | Default Value | Overwrite Value |  | 2014 | 2015 | 2016 | 2017 | 2018 | 2019 | 2020 | 2021 | 2022 | 2023 | 2024 | 2025 | 2026 | 2027 | 2028 | 2029 | 2030 | 2031 | 2032 | 2033 | 2034 | 2035 | 2036 | 2037 | 2038 | 2039 | 2040 | 2041 | 2042 | 2043
2X- | Capital | Cake Storage/Load Out | 3% | Capital Cost |  |  | [2013 $] | 0 |  |  | 0 | 0 | 0 | 0 | 0 | 0 | 0 | 0 | 0 | 0 | 0 | 0 | 0 | 0 | 0 | 0 | 0 | 0 | 0 | 0 | 0 | 0 | 0 | 0 | 0 | 0 | 0 | 0 | 0 | 0
|  |  |  | Project Schedule Spend Profile | [6 empty] | 100% | 0% | 0% | 0% | 0% | 0% | 0% | 0% | 0% | 0% | 0% | 0% | 0% | 0% | 0% | 0% | 0% | 0% | 0% | 0% | 0% | 0% | 0% | 0% | 0% | 0% | 0% | 0% | 0% | 0%
|  |  |  | Cake Storage/Load Out O&M |  |  | Units | Default Value | Overwrite Value |  | 2014 | 2015 | 2016 | 2017 | 2018 | 2019 | 2020 | 2021 | 2022 | 2023 | 2024 | 2025 | 2026 | 2027 | 2028 | 2029 | 2030 | 2031 | 2032 | 2033 | 2034 | 2035 | 2036 | 2037 | 2038 | 2039 | 2040 | 2041 | 2042 | 2043
Costs
2X- | Hrs- | Cake Storage/Load Out | 2% | Labor |  |  | [hrs/yr] | 1277.5 |  |  | 45606.75 | 46518.885 | 47449.2627 | 48398.248 | 49366.2129 | 50353.5372 | 51360.6079 | 52387.8201 | 53435.5765 | 54504.288 | 55594.3738 | 56706.2612 | 57840.3865 | 58997.1942 | 60177.1381 | 61380.6808 | 62608.2945 | 63860.4603 | 65137.6696 | 66440.4229 | 0 | 0 | 0 | 0 | 0 | 0 | 0 | 0 | 0 | 0
2X- | OMM- | Cake Storage/Load Out | 2% | Maintenance |  |  | [2013 $] | 0 |  |  | 0 | 0 | 0 | 0 | 0 | 0 | 0 | 0 | 0 | 0 | 0 | 0 | 0 | 0 | 0 | 0 | 0 | 0 | 0 | 0 | 0 | 0 | 0 | 0 | 0 | 0 | 0 | 0 | 0 | 0
2X- | Chem- | Cake Storage/Load Out | 2% | Chemicals |  |  | [2013 $] | 0 |  |  | 0 | 0 | 0 | 0 | 0 | 0 | 0 | 0 | 0 | 0 | 0 | 0 | 0 | 0 | 0 | 0 | 0 | 0 | 0 | 0 | 0 | 0 | 0 | 0 | 0 | 0 | 0 | 0 | 0 | 0
2X- | Dispo- | Cake Storage/Load Out | 2% | Reuse and Disposal Costs |  |  | [2013 $] | 0 |  |  | 0 | 0 | 0 | 0 | 0 | 0 | 0 | 0 | 0 | 0 | 0 | 0 | 0 | 0 | 0 | 0 | 0 | 0 | 0 | 0 | 0 | 0 | 0 | 0 | 0 | 0 | 0 | 0 | 0 | 0
2X- | NG- | Cake Storage/Load Out |  | Natural Gas |  |  | [MJ/yr] | 0 |  |  | 0 | 0 | 0 | 0 | 0 | 0 | 0 | 0 | 0 | 0 | 0 | 0 | 0 | 0 | 0 | 0 | 0 | 0 | 0 | 0 | 0 | 0 | 0 | 0 | 0 | 0 | 0 | 0 | 0 | 0
2X- | kWh- | Cake Storage/Load Out |  | Electricity Consumption |  |  | [kWh/yr] | 0 |  |  | 0 | 0 | 0 | 0 | 0 | 0 | 0 | 0 | 0 | 0 | 0 | 0 | 0 | 0 | 0 | 0 | 0 | 0 | 0 | 0 | 0 | 0 | 0 | 0 | 0 | 0 | 0 | 0 | 0 | 0
2X- | GHG- | Cake Storage/Load Out | 2% | GHG Cost |  |  | [tCO2e/yr] | 0 |  |  | 0 | 0 | 0 | 0 | 0 | 0 | 0 | 0 | 0 | 0 | 0 | 0 | 0 | 0 | 0 | 0 | 0 | 0 | 0 | 0 | 0 | 0 | 0 | 0 | 0 | 0 | 0 | 0 | 0 | 0
2X- | ExtraOrd- | Cake Storage/Load Out | 2% | Extraordinary Maintenance Costs |  |  | [2013 $] | 0 |  |  | 0 | 0 | 0 | 0 | 0 | 0 | 0 | 0 | 0 | 0 | 0 | 0 | 0 | 0 | 0 | 0 | 0 | 0 | 0 | 0 | 0 | 0 | 0 | 0 | 0 | 0 | 0 | 0 | 0 | 0
Benefits
2X- | kWhProd- | Cake Storage/Load Out |  | Electricity Production |  |  | [kWh/yr] | 0 |  |  | 0 | 0 | 0 | 0 | 0 | 0 | 0 | 0 | 0 | 0 | 0 | 0 | 0 | 0 | 0 | 0 | 0 | 0 | 0 | 0 | 0 | 0 | 0 | 0 | 0 | 0 | 0 | 0 | 0 | 0
2X- | TipFee- | Cake Storage/Load Out | 2% | Tipping Fees |  |  | [2013 $] | 0 |  |  | 0 | 0 | 0 | 0 | 0 | 0 | 0 | 0 | 0 | 0 | 0 | 0 | 0 | 0 | 0 | 0 | 0 | 0 | 0 | 0 | 0 | 0 | 0 | 0 | 0 | 0 | 0 | 0 | 0 | 0
|  |  |  | Net Costs | [6 empty] | 45606.75 | 46518.885 | 47449.2627 | 48398.248 | 49366.2129 | 50353.5372 | 51360.6079 | 52387.8201 | 53435.5765 | 54504.288 | 55594.3738 | 56706.2612 | 57840.3865 | 58997.1942 | 60177.1381 | 61380.6808 | 62608.2945 | 63860.4603 | 65137.6696 | 66440.4229 | 0 | 0 | 0 | 0 | 0 | 0 | 0 | 0 | 0 | 0
|  |  |  | Cake Storage Capital Costs |  |  | Units | Default Value | Overwrite Value |  | 2014 | 2015 | 2016 | 2017 | 2018 | 2019 | 2020 | 2021 | 2022 | 2023 | 2024 | 2025 | 2026 | 2027 | 2028 | 2029 | 2030 | 2031 | 2032 | 2033 | 2034 | 2035 | 2036 | 2037 | 2038 | 2039 | 2040 | 2041 | 2042 | 2043
2X- | Capital | Cake Storage | 3% | Capital Cost |  |  | [2013 $] | 3325000 |  |  | 3424750 | 0 | 0 | 0 | 0 | 0 | 0 | 0 | 0 | 0 | 0 | 0 | 0 | 0 | 0 | 0 | 0 | 0 | 0 | 0 | 0 | 0 | 0 | 0 | 0 | 0 | 0 | 0 | 0 | 0
|  |  |  | Project Schedule Spend Profile | [6 empty] | 100% | 0% | 0% | 0% | 0% | 0% | 0% | 0% | 0% | 0% | 0% | 0% | 0% | 0% | 0% | 0% | 0% | 0% | 0% | 0% | 0% | 0% | 0% | 0% | 0% | 0% | 0% | 0% | 0% | 0%
|  |  |  | Cake Storage O&M |  |  | Units | Default Value | Overwrite Value |  | 2014 | 2015 | 2016 | 2017 | 2018 | 2019 | 2020 | 2021 | 2022 | 2023 | 2024 | 2025 | 2026 | 2027 | 2028 | 2029 | 2030 | 2031 | 2032 | 2033 | 2034 | 2035 | 2036 | 2037 | 2038 | 2039 | 2040 | 2041 | 2042 | 2043
Costs
2X- | Hrs- | Cake Storage | 2% | Labor |  |  | [hrs/yr] | 0 |  |  | 0 | 0 | 0 | 0 | 0 | 0 | 0 | 0 | 0 | 0 | 0 | 0 | 0 | 0 | 0 | 0 | 0 | 0 | 0 | 0 | 0 | 0 | 0 | 0 | 0 | 0 | 0 | 0 | 0 | 0
2X- | OMM- | Cake Storage | 2% | Maintenance |  |  | [2013 $] | 59000 |  |  | 60180 | 61383.6 | 62611.272 | 63863.4974 | 65140.7674 | 66443.5827 | 67772.4544 | 69127.9035 | 70510.4615 | 71920.6708 | 73359.0842 | 74826.2659 | 76322.7912 | 77849.247 | 79406.232 | 80994.3566 | 82614.2437 | 84266.5286 | 85951.8592 | 87670.8964 | 0 | 0 | 0 | 0 | 0 | 0 | 0 | 0 | 0 | 0
2X- | Chem- | Cake Storage | 2% | Chemicals |  |  | [2013 $] | 0 |  |  | 0 | 0 | 0 | 0 | 0 | 0 | 0 | 0 | 0 | 0 | 0 | 0 | 0 | 0 | 0 | 0 | 0 | 0 | 0 | 0 | 0 | 0 | 0 | 0 | 0 | 0 | 0 | 0 | 0 | 0
2X- | Dispo- | Cake Storage | 2% | Reuse and Disposal Costs |  |  | [2013 $] | 0 |  |  | 0 | 0 | 0 | 0 | 0 | 0 | 0 | 0 | 0 | 0 | 0 | 0 | 0 | 0 | 0 | 0 | 0 | 0 | 0 | 0 | 0 | 0 | 0 | 0 | 0 | 0 | 0 | 0 | 0 | 0
2X- | NG- | Cake Storage |  | Natural Gas |  |  | [MJ/yr] | 0 |  |  | 0 | 0 | 0 | 0 | 0 | 0 | 0 | 0 | 0 | 0 | 0 | 0 | 0 | 0 | 0 | 0 | 0 | 0 | 0 | 0 | 0 | 0 | 0 | 0 | 0 | 0 | 0 | 0 | 0 | 0
2X- | kWh- | Cake Storage |  | Electricity Consumption |  |  | [kWh/yr] | 32850 |  |  | 2121.5041 | 2134.7286 | 2226.7566 | 2293.5537 | 2348.8997 | 2378.9499 | 2417.6613 | 2477.2275 | 2536.534 | 2599.9536 | 2656.2681 | 2707.4181 | 2769.959 | 2833.0909 | 2900.4522 | 2975.9127 | 3048.8448 | 3127.9366 | 3211.6668 | 3299.0347 | 0 | 0 | 0 | 0 | 0 | 0 | 0 | 0 | 0 | 0
2X- | GHG- | Cake Storage | 2% | GHG Cost |  |  | [tCO2e/yr] | 0 |  |  | 0 | 0 | 0 | 0 | 0 | 0 | 0 | 0 | 0 | 0 | 0 | 0 | 0 | 0 | 0 | 0 | 0 | 0 | 0 | 0 | 0 | 0 | 0 | 0 | 0 | 0 | 0 | 0 | 0 | 0
2X- | ExtraOrd- | Cake Storage | 2% | Extraordinary Maintenance Costs |  |  | [2013 $] | 0 |  |  | 0 | 0 | 0 | 0 | 0 | 0 | 0 | 0 | 0 | 0 | 0 | 0 | 0 | 0 | 0 | 0 | 0 | 0 | 0 | 0 | 0 | 0 | 0 | 0 | 0 | 0 | 0 | 0 | 0 | 0
Benefits
2X- | kWhProd- | Cake Storage |  | Electricity Production |  |  | [kWh/yr] | 0 |  |  | 0 | 0 | 0 | 0 | 0 | 0 | 0 | 0 | 0 | 0 | 0 | 0 | 0 | 0 | 0 | 0 | 0 | 0 | 0 | 0 | 0 | 0 | 0 | 0 | 0 | 0 | 0 | 0 | 0 | 0
2X- | TipFee- | Cake Storage | 2% | Tipping Fees |  |  | [2013 $] | 0 |  |  | 0 | 0 | 0 | 0 | 0 | 0 | 0 | 0 | 0 | 0 | 0 | 0 | 0 | 0 | 0 | 0 | 0 | 0 | 0 | 0 | 0 | 0 | 0 | 0 | 0 | 0 | 0 | 0 | 0 | 0
|  |  |  | Net Costs | [6 empty] | 62301.5041 | 63518.3286 | 64838.0286 | 66157.0512 | 67489.6671 | 68822.5326 | 70190.1157 | 71605.131 | 73046.9956 | 74520.6244 | 76015.3523 | 77533.684 | 79092.7502 | 80682.3379 | 82306.6842 | 83970.2693 | 85663.0885 | 87394.4652 | 89163.526 | 90969.931 | 0 | 0 | 0 | 0 | 0 | 0 | 0 | 0 | 0 | 0
|  |  |  | CHP Capital Costs |  |  | Units | Default Value | Overwrite Value |  | 2014 | 2015 | 2016 | 2017 | 2018 | 2019 | 2020 | 2021 | 2022 | 2023 | 2024 | 2025 | 2026 | 2027 | 2028 | 2029 | 2030 | 2031 | 2032 | 2033 | 2034 | 2035 | 2036 | 2037 | 2038 | 2039 | 2040 | 2041 | 2042 | 2043
2X- | Capital | CHP | 3% | Capital Cost |  |  | [2013 $] | 741000 |  |  | 763230 | 0 | 0 | 0 | 0 | 0 | 0 | 0 | 0 | 0 | 0 | 0 | 0 | 0 | 0 | 0 | 0 | 0 | 0 | 0 | 0 | 0 | 0 | 0 | 0 | 0 | 0 | 0 | 0 | 0
|  |  |  | Project Schedule Spend Profile | [6 empty] | 100% | 0% | 0% | 0% | 0% | 0% | 0% | 0% | 0% | 0% | 0% | 0% | 0% | 0% | 0% | 0% | 0% | 0% | 0% | 0% | 0% | 0% | 0% | 0% | 0% | 0% | 0% | 0% | 0% | 0%
|  |  |  | CHP O&M |  |  | Units | Default Value | Overwrite Value |  | 2014 | 2015 | 2016 | 2017 | 2018 | 2019 | 2020 | 2021 | 2022 | 2023 | 2024 | 2025 | 2026 | 2027 | 2028 | 2029 | 2030 | 2031 | 2032 | 2033 | 2034 | 2035 | 2036 | 2037 | 2038 | 2039 | 2040 | 2041 | 2042 | 2043
Costs
2X- | Hrs- | CHP | 2% | Labor |  |  | [hrs/yr] | 1460 |  |  | 52122 | 53164.44 | 54227.7288 | 55312.2834 | 56418.529 | 57546.8996 | 58697.8376 | 59871.7944 | 61069.2303 | 62290.6149 | 63536.4272 | 64807.1557 | 66103.2988 | 67425.3648 | 68773.8721 | 70149.3495 | 71552.3365 | 72983.3833 | 74443.0509 | 75931.9119 | 0 | 0 | 0 | 0 | 0 | 0 | 0 | 0 | 0 | 0
2X- | OMM- | CHP | 2% | Maintenance |  |  | [2013 $] | 15000 |  |  | 15300 | 15606 | 15918.12 | 16236.4824 | 16561.212 | 16892.4363 | 17230.285 | 17574.8907 | 17926.3885 | 18284.9163 | 18650.6146 | 19023.6269 | 19404.0995 | 19792.1814 | 20188.0251 | 20591.7856 | 21003.6213 | 21423.6937 | 21852.1676 | 22289.2109 | 0 | 0 | 0 | 0 | 0 | 0 | 0 | 0 | 0 | 0
2X- | Chem- | CHP | 2% | Chemicals |  |  | [2013 $] | 0 |  |  | 0 | 0 | 0 | 0 | 0 | 0 | 0 | 0 | 0 | 0 | 0 | 0 | 0 | 0 | 0 | 0 | 0 | 0 | 0 | 0 | 0 | 0 | 0 | 0 | 0 | 0 | 0 | 0 | 0 | 0
2X- | Dispo- | CHP | 2% | Reuse and Disposal Costs |  |  | [2013 $] | 0 |  |  | 0 | 0 | 0 | 0 | 0 | 0 | 0 | 0 | 0 | 0 | 0 | 0 | 0 | 0 | 0 | 0 | 0 | 0 | 0 | 0 | 0 | 0 | 0 | 0 | 0 | 0 | 0 | 0 | 0 | 0
2X- | NG- | CHP |  | Natural Gas |  |  | [MJ/yr] | 0 |  |  | 0 | 0 | 0 | 0 | 0 | 0 | 0 | 0 | 0 | 0 | 0 | 0 | 0 | 0 | 0 | 0 | 0 | 0 | 0 | 0 | 0 | 0 | 0 | 0 | 0 | 0 | 0 | 0 | 0 | 0
2X- | kWh- | CHP |  | Electricity Consumption |  |  | [kWh/yr] | 0 |  |  | 0 | 0 | 0 | 0 | 0 | 0 | 0 | 0 | 0 | 0 | 0 | 0 | 0 | 0 | 0 | 0 | 0 | 0 | 0 | 0 | 0 | 0 | 0 | 0 | 0 | 0 | 0 | 0 | 0 | 0
2X- | GHG- | CHP | 2% | GHG Cost |  |  | [tCO2e/yr] | -2152.1869 |  |  | 0 | 0 | 0 | 0 | 0 | 0 | 0 | 0 | 0 | 0 | 0 | 0 | 0 | 0 | 0 | 0 | 0 | 0 | 0 | 0 | 0 | 0 | 0 | 0 | 0 | 0 | 0 | 0 | 0 | 0
2X- | ExtraOrd- | CHP | 2% | Extraordinary Maintenance Costs |  |  | [2013 $] | 0 |  |  | 0 | 0 | 0 | 0 | 0 | 0 | 0 | 0 | 0 | 0 | 0 | 0 | 0 | 0 | 0 | 0 | 0 | 0 | 0 | 0 | 0 | 0 | 0 | 0 | 0 | 0 | 0 | 0 | 0 | 0
Benefits
2X- | kWhProd- | CHP |  | Electricity Production |  |  | [kWh/yr] | 2503900 |  |  | 161705.7582 | 162713.7561 | 169728.3366 | 174819.762 | 179038.357 | 181328.8453 | 184279.5141 | 188819.786 | 193340.2604 | 198174.2418 | 202466.6569 | 206365.4274 | 211132.4269 | 215944.4851 | 221078.9117 | 226830.6798 | 232389.7234 | 238418.2804 | 244800.3833 | 251459.7532 | 0 | 0 | 0 | 0 | 0 | 0 | 0 | 0 | 0 | 0
2X- | TipFee- | CHP | 2% | Tipping Fees |  |  | [2013 $] | 0 |  |  | 0 | 0 | 0 | 0 | 0 | 0 | 0 | 0 | 0 | 0 | 0 | 0 | 0 | 0 | 0 | 0 | 0 | 0 | 0 | 0 | 0 | 0 | 0 | 0 | 0 | 0 | 0 | 0 | 0 | 0
|  |  |  | Net Costs | [6 empty] | -94283.7582 | -93943.3161 | -99582.4878 | -103270.9962 | -106058.6159 | -106889.5094 | -108351.3915 | -111373.1009 | -114344.6416 | -117598.7106 | -120279.6151 | -122534.6448 | -125625.0287 | -128726.9389 | -132117.0146 | -136089.5447 | -139833.7655 | -144011.2034 | -148505.1647 | -153238.6303 | 0 | 0 | 0 | 0 | 0 | 0 | 0 | 0 | 0 | 0
|  |  |  | Dewatering Capital Costs |  |  | Units | Default Value | Overwrite Value |  | 2014 | 2015 | 2016 | 2017 | 2018 | 2019 | 2020 | 2021 | 2022 | 2023 | 2024 | 2025 | 2026 | 2027 | 2028 | 2029 | 2030 | 2031 | 2032 | 2033 | 2034 | 2035 | 2036 | 2037 | 2038 | 2039 | 2040 | 2041 | 2042 | 2043
2X- | Capital | Dewatering | 3% | Capital Cost |  |  | [2013 $] | 0 |  |  | 0 | 0 | 0 | 0 | 0 | 0 | 0 | 0 | 0 | 0 | 0 | 0 | 0 | 0 | 0 | 0 | 0 | 0 | 0 | 0 | 0 | 0 | 0 | 0 | 0 | 0 | 0 | 0 | 0 | 0
|  |  |  | Project Schedule Spend Profile | [6 empty] | 100% | 0% | 0% | 0% | 0% | 0% | 0% | 0% | 0% | 0% | 0% | 0% | 0% | 0% | 0% | 0% | 0% | 0% | 0% | 0% | 0% | 0% | 0% | 0% | 0% | 0% | 0% | 0% | 0% | 0%
|  |  |  | Dewatering O&M |  |  | Units | Default Value | Overwrite Value |  | 2014 | 2015 | 2016 | 2017 | 2018 | 2019 | 2020 | 2021 | 2022 | 2023 | 2024 | 2025 | 2026 | 2027 | 2028 | 2029 | 2030 | 2031 | 2032 | 2033 | 2034 | 2035 | 2036 | 2037 | 2038 | 2039 | 2040 | 2041 | 2042 | 2043
Costs
2X- | Hrs- | Dewatering | 2% | Labor |  |  | [hrs/yr] | 0 |  |  | 0 | 0 | 0 | 0 | 0 | 0 | 0 | 0 | 0 | 0 | 0 | 0 | 0 | 0 | 0 | 0 | 0 | 0 | 0 | 0 | 0 | 0 | 0 | 0 | 0 | 0 | 0 | 0 | 0 | 0
2X- | OMM- | Dewatering | 2% | Maintenance |  |  | [2013 $] | 0 |  |  | 0 | 0 | 0 | 0 | 0 | 0 | 0 | 0 | 0 | 0 | 0 | 0 | 0 | 0 | 0 | 0 | 0 | 0 | 0 | 0 | 0 | 0 | 0 | 0 | 0 | 0 | 0 | 0 | 0 | 0
2X- | Chem- | Dewatering | 2% | Chemicals |  |  | [2013 $] | 0 |  |  | 0 | 0 | 0 | 0 | 0 | 0 | 0 | 0 | 0 | 0 | 0 | 0 | 0 | 0 | 0 | 0 | 0 | 0 | 0 | 0 | 0 | 0 | 0 | 0 | 0 | 0 | 0 | 0 | 0 | 0
2X- | Dispo- | Dewatering | 2% | Reuse and Disposal Costs |  |  | [2013 $] | 0 |  |  | 0 | 0 | 0 | 0 | 0 | 0 | 0 | 0 | 0 | 0 | 0 | 0 | 0 | 0 | 0 | 0 | 0 | 0 | 0 | 0 | 0 | 0 | 0 | 0 | 0 | 0 | 0 | 0 | 0 | 0
2X- | NG- | Dewatering |  | Natural Gas |  |  | [MJ/yr] | 0 |  |  | 0 | 0 | 0 | 0 | 0 | 0 | 0 | 0 | 0 | 0 | 0 | 0 | 0 | 0 | 0 | 0 | 0 | 0 | 0 | 0 | 0 | 0 | 0 | 0 | 0 | 0 | 0 | 0 | 0 | 0
2X- | kWh- | Dewatering |  | Electricity Consumption |  |  | [kWh/yr] | 0 |  |  | 0 | 0 | 0 | 0 | 0 | 0 | 0 | 0 | 0 | 0 | 0 | 0 | 0 | 0 | 0 | 0 | 0 | 0 | 0 | 0 | 0 | 0 | 0 | 0 | 0 | 0 | 0 | 0 | 0 | 0
2X- | GHG- | Dewatering | 2% | GHG Cost |  |  | [tCO2e/yr] | 0 |  |  | 0 | 0 | 0 | 0 | 0 | 0 | 0 | 0 | 0 | 0 | 0 | 0 | 0 | 0 | 0 | 0 | 0 | 0 | 0 | 0 | 0 | 0 | 0 | 0 | 0 | 0 | 0 | 0 | 0 | 0
2X- | ExtraOrd- | Dewatering | 2% | Extraordinary Maintenance Costs |  |  | [2013 $] | 0 |  |  | 0 | 0 | 0 | 0 | 0 | 0 | 0 | 0 | 0 | 0 | 0 | 0 | 0 | 0 | 0 | 0 | 0 | 0 | 0 | 0 | 0 | 0 | 0 | 0 | 0 | 0 | 0 | 0 | 0 | 0
Benefits
2X- | kWhProd- | Dewatering |  | Electricity Production |  |  | [kWh/yr] | 0 |  |  | 0 | 0 | 0 | 0 | 0 | 0 | 0 | 0 | 0 | 0 | 0 | 0 | 0 | 0 | 0 | 0 | 0 | 0 | 0 | 0 | 0 | 0 | 0 | 0 | 0 | 0 | 0 | 0 | 0 | 0
2X- | TipFee- | Dewatering | 2% | Tipping Fees |  |  | [2013 $] | 0 |  |  | 0 | 0 | 0 | 0 | 0 | 0 | 0 | 0 | 0 | 0 | 0 | 0 | 0 | 0 | 0 | 0 | 0 | 0 | 0 | 0 | 0 | 0 | 0 | 0 | 0 | 0 | 0 | 0 | 0 | 0
|  |  |  | Net Costs | [6 empty] | 0 | 0 | 0 | 0 | 0 | 0 | 0 | 0 | 0 | 0 | 0 | 0 | 0 | 0 | 0 | 0 | 0 | 0 | 0 | 0 | 0 | 0 | 0 | 0 | 0 | 0 | 0 | 0 | 0 | 0
|  |  |  | Drying/Gasification/Energy Recovery Capital Costs |  |  | Units | Default Value | Overwrite Value |  | 2014 | 2015 | 2016 | 2017 | 2018 | 2019 | 2020 | 2021 | 2022 | 2023 | 2024 | 2025 | 2026 | 2027 | 2028 | 2029 | 2030 | 2031 | 2032 | 2033 | 2034 | 2035 | 2036 | 2037 | 2038 | 2039 | 2040 | 2041 | 2042 | 2043
2X- | Capital | Drying/Gasification/Energy Recovery | 3% | Capital Cost |  |  | [2013 $] | 0 |  |  | 0 | 0 | 0 | 0 | 0 | 0 | 0 | 0 | 0 | 0 | 0 | 0 | 0 | 0 | 0 | 0 | 0 | 0 | 0 | 0 | 0 | 0 | 0 | 0 | 0 | 0 | 0 | 0 | 0 | 0
|  |  |  | Project Schedule Spend Profile | [6 empty] | 100% | 0% | 0% | 0% | 0% | 0% | 0% | 0% | 0% | 0% | 0% | 0% | 0% | 0% | 0% | 0% | 0% | 0% | 0% | 0% | 0% | 0% | 0% | 0% | 0% | 0% | 0% | 0% | 0% | 0%
|  |  |  | Drying/Gasification/Energy Recovery O&M |  |  | Units | Default Value | Overwrite Value |  | 2014 | 2015 | 2016 | 2017 | 2018 | 2019 | 2020 | 2021 | 2022 | 2023 | 2024 | 2025 | 2026 | 2027 | 2028 | 2029 | 2030 | 2031 | 2032 | 2033 | 2034 | 2035 | 2036 | 2037 | 2038 | 2039 | 2040 | 2041 | 2042 | 2043
Costs
2X- | Hrs- | Drying/Gasification/Energy Recovery | 2% | Labor |  |  | [hrs/yr] | 0 |  |  | 0 | 0 | 0 | 0 | 0 | 0 | 0 | 0 | 0 | 0 | 0 | 0 | 0 | 0 | 0 | 0 | 0 | 0 | 0 | 0 | 0 | 0 | 0 | 0 | 0 | 0 | 0 | 0 | 0 | 0
2X- | OMM- | Drying/Gasification/Energy Recovery | 2% | Maintenance |  |  | [2013 $] | 0 |  |  | 0 | 0 | 0 | 0 | 0 | 0 | 0 | 0 | 0 | 0 | 0 | 0 | 0 | 0 | 0 | 0 | 0 | 0 | 0 | 0 | 0 | 0 | 0 | 0 | 0 | 0 | 0 | 0 | 0 | 0
2X- | Chem- | Drying/Gasification/Energy Recovery | 2% | Chemicals |  |  | [2013 $] | 0 |  |  | 0 | 0 | 0 | 0 | 0 | 0 | 0 | 0 | 0 | 0 | 0 | 0 | 0 | 0 | 0 | 0 | 0 | 0 | 0 | 0 | 0 | 0 | 0 | 0 | 0 | 0 | 0 | 0 | 0 | 0
2X- | Dispo- | Drying/Gasification/Energy Recovery | 2% | Reuse and Disposal Costs |  |  | [2013 $] | 0 |  |  | 0 | 0 | 0 | 0 | 0 | 0 | 0 | 0 | 0 | 0 | 0 | 0 | 0 | 0 | 0 | 0 | 0 | 0 | 0 | 0 | 0 | 0 | 0 | 0 | 0 | 0 | 0 | 0 | 0 | 0
2X- | NG- | Drying/Gasification/Energy Recovery |  | Natural Gas |  |  | [MJ/yr] | 0 |  |  | 0 | 0 | 0 | 0 | 0 | 0 | 0 | 0 | 0 | 0 | 0 | 0 | 0 | 0 | 0 | 0 | 0 | 0 | 0 | 0 | 0 | 0 | 0 | 0 | 0 | 0 | 0 | 0 | 0 | 0
2X- | kWh- | Drying/Gasification/Energy Recovery |  | Electricity Consumption |  |  | [kWh/yr] | 0 |  |  | 0 | 0 | 0 | 0 | 0 | 0 | 0 | 0 | 0 | 0 | 0 | 0 | 0 | 0 | 0 | 0 | 0 | 0 | 0 | 0 | 0 | 0 | 0 | 0 | 0 | 0 | 0 | 0 | 0 | 0
2X- | GHG- | Drying/Gasification/Energy Recovery | 2% | GHG Cost |  |  | [tCO2e/yr] | 0 |  |  | 0 | 0 | 0 | 0 | 0 | 0 | 0 | 0 | 0 | 0 | 0 | 0 | 0 | 0 | 0 | 0 | 0 | 0 | 0 | 0 | 0 | 0 | 0 | 0 | 0 | 0 | 0 | 0 | 0 | 0
2X- | ExtraOrd- | Drying/Gasification/Energy Recovery | 2% | Extraordinary Maintenance Costs |  |  | [2013 $] | 0 |  |  | 0 | 0 | 0 | 0 | 0 | 0 | 0 | 0 | 0 | 0 | 0 | 0 | 0 | 0 | 0 | 0 | 0 | 0 | 0 | 0 | 0 | 0 | 0 | 0 | 0 | 0 | 0 | 0 | 0 | 0
Benefits
2X- | kWhProd- | Drying/Gasification/Energy Recovery |  | Electricity Production |  |  | [kWh/yr] | 0 |  |  | 0 | 0 | 0 | 0 | 0 | 0 | 0 | 0 | 0 | 0 | 0 | 0 | 0 | 0 | 0 | 0 | 0 | 0 | 0 | 0 | 0 | 0 | 0 | 0 | 0 | 0 | 0 | 0 | 0 | 0
2X- | TipFee- | Drying/Gasification/Energy Recovery | 2% | Tipping Fees |  |  | [2013 $] | 0 |  |  | 0 | 0 | 0 | 0 | 0 | 0 | 0 | 0 | 0 | 0 | 0 | 0 | 0 | 0 | 0 | 0 | 0 | 0 | 0 | 0 | 0 | 0 | 0 | 0 | 0 | 0 | 0 | 0 | 0 | 0
|  |  |  | Net Costs | [6 empty] | 0 | 0 | 0 | 0 | 0 | 0 | 0 | 0 | 0 | 0 | 0 | 0 | 0 | 0 | 0 | 0 | 0 | 0 | 0 | 0 | 0 | 0 | 0 | 0 | 0 | 0 | 0 | 0 | 0 | 0
|  |  |  | Energy Recovery Capital Costs |  |  | Units | Default Value | Overwrite Value |  | 2014 | 2015 | 2016 | 2017 | 2018 | 2019 | 2020 | 2021 | 2022 | 2023 | 2024 | 2025 | 2026 | 2027 | 2028 | 2029 | 2030 | 2031 | 2032 | 2033 | 2034 | 2035 | 2036 | 2037 | 2038 | 2039 | 2040 | 2041 | 2042 | 2043
2X- | Capital | Energy Recovery | 3% | Capital Cost |  |  | [2013 $] | 0 |  |  | 0 | 0 | 0 | 0 | 0 | 0 | 0 | 0 | 0 | 0 | 0 | 0 | 0 | 0 | 0 | 0 | 0 | 0 | 0 | 0 | 0 | 0 | 0 | 0 | 0 | 0 | 0 | 0 | 0 | 0
|  |  |  | Project Schedule Spend Profile | [6 empty] | 100% | 0% | 0% | 0% | 0% | 0% | 0% | 0% | 0% | 0% | 0% | 0% | 0% | 0% | 0% | 0% | 0% | 0% | 0% | 0% | 0% | 0% | 0% | 0% | 0% | 0% | 0% | 0% | 0% | 0%
|  |  |  | Energy Recovery O&M |  |  | Units | Default Value | Overwrite Value |  | 2014 | 2015 | 2016 | 2017 | 2018 | 2019 | 2020 | 2021 | 2022 | 2023 | 2024 | 2025 | 2026 | 2027 | 2028 | 2029 | 2030 | 2031 | 2032 | 2033 | 2034 | 2035 | 2036 | 2037 | 2038 | 2039 | 2040 | 2041 | 2042 | 2043
Costs
2X- | Hrs- | Energy Recovery | 2% | Labor |  |  | [hrs/yr] | 0 |  |  | 0 | 0 | 0 | 0 | 0 | 0 | 0 | 0 | 0 | 0 | 0 | 0 | 0 | 0 | 0 | 0 | 0 | 0 | 0 | 0 | 0 | 0 | 0 | 0 | 0 | 0 | 0 | 0 | 0 | 0
2X- | OMM- | Energy Recovery | 2% | Maintenance |  |  | [2013 $] | 0 |  |  | 0 | 0 | 0 | 0 | 0 | 0 | 0 | 0 | 0 | 0 | 0 | 0 | 0 | 0 | 0 | 0 | 0 | 0 | 0 | 0 | 0 | 0 | 0 | 0 | 0 | 0 | 0 | 0 | 0 | 0
2X- | Chem- | Energy Recovery | 2% | Chemicals |  |  | [2013 $] | 0 |  |  | 0 | 0 | 0 | 0 | 0 | 0 | 0 | 0 | 0 | 0 | 0 | 0 | 0 | 0 | 0 | 0 | 0 | 0 | 0 | 0 | 0 | 0 | 0 | 0 | 0 | 0 | 0 | 0 | 0 | 0
2X- | Dispo- | Energy Recovery | 2% | Reuse and Disposal Costs |  |  | [2013 $] | 0 |  |  | 0 | 0 | 0 | 0 | 0 | 0 | 0 | 0 | 0 | 0 | 0 | 0 | 0 | 0 | 0 | 0 | 0 | 0 | 0 | 0 | 0 | 0 | 0 | 0 | 0 | 0 | 0 | 0 | 0 | 0
2X- | NG- | Energy Recovery |  | Natural Gas |  |  | [MJ/yr] | 0 |  |  | 0 | 0 | 0 | 0 | 0 | 0 | 0 | 0 | 0 | 0 | 0 | 0 | 0 | 0 | 0 | 0 | 0 | 0 | 0 | 0 | 0 | 0 | 0 | 0 | 0 | 0 | 0 | 0 | 0 | 0
2X- | kWh- | Energy Recovery |  | Electricity Consumption |  |  | [kWh/yr] | 0 |  |  | 0 | 0 | 0 | 0 | 0 | 0 | 0 | 0 | 0 | 0 | 0 | 0 | 0 | 0 | 0 | 0 | 0 | 0 | 0 | 0 | 0 | 0 | 0 | 0 | 0 | 0 | 0 | 0 | 0 | 0
2X- | GHG- | Energy Recovery | 2% | GHG Cost |  |  | [tCO2e/yr] | 0 |  |  | 0 | 0 | 0 | 0 | 0 | 0 | 0 | 0 | 0 | 0 | 0 | 0 | 0 | 0 | 0 | 0 | 0 | 0 | 0 | 0 | 0 | 0 | 0 | 0 | 0 | 0 | 0 | 0 | 0 | 0
2X- | ExtraOrd- | Energy Recovery | 2% | Extraordinary Maintenance Costs |  |  | [2013 $] | 0 |  |  | 0 | 0 | 0 | 0 | 0 | 0 | 0 | 0 | 0 | 0 | 0 | 0 | 0 | 0 | 0 | 0 | 0 | 0 | 0 | 0 | 0 | 0 | 0 | 0 | 0 | 0 | 0 | 0 | 0 | 0
Benefits
2X- | kWhProd- | Energy Recovery |  | Electricity Production |  |  | [kWh/yr] | 0 |  |  | 0 | 0 | 0 | 0 | 0 | 0 | 0 | 0 | 0 | 0 | 0 | 0 | 0 | 0 | 0 | 0 | 0 | 0 | 0 | 0 | 0 | 0 | 0 | 0 | 0 | 0 | 0 | 0 | 0 | 0
2X- | TipFee- | Energy Recovery | 2% | Tipping Fees |  |  | [2013 $] | 0 |  |  | 0 | 0 | 0 | 0 | 0 | 0 | 0 | 0 | 0 | 0 | 0 | 0 | 0 | 0 | 0 | 0 | 0 | 0 | 0 | 0 | 0 | 0 | 0 | 0 | 0 | 0 | 0 | 0 | 0 | 0
|  |  |  | Net Costs | [6 empty] | 0 | 0 | 0 | 0 | 0 | 0 | 0 | 0 | 0 | 0 | 0 | 0 | 0 | 0 | 0 | 0 | 0 | 0 | 0 | 0 | 0 | 0 | 0 | 0 | 0 | 0 | 0 | 0 | 0 | 0
|  |  |  | Fluid Bed Incineration Capital Costs |  |  | Units | Default Value | Overwrite Value |  | 2014 | 2015 | 2016 | 2017 | 2018 | 2019 | 2020 | 2021 | 2022 | 2023 | 2024 | 2025 | 2026 | 2027 | 2028 | 2029 | 2030 | 2031 | 2032 | 2033 | 2034 | 2035 | 2036 | 2037 | 2038 | 2039 | 2040 | 2041 | 2042 | 2043
2X- | Capital | Fluid Bed Incineration | 3% | Capital Cost |  |  | [2013 $] | 0 |  |  | 0 | 0 | 0 | 0 | 0 | 0 | 0 | 0 | 0 | 0 | 0 | 0 | 0 | 0 | 0 | 0 | 0 | 0 | 0 | 0 | 0 | 0 | 0 | 0 | 0 | 0 | 0 | 0 | 0 | 0
|  |  |  | Project Schedule Spend Profile | [6 empty] | 100% | 0% | 0% | 0% | 0% | 0% | 0% | 0% | 0% | 0% | 0% | 0% | 0% | 0% | 0% | 0% | 0% | 0% | 0% | 0% | 0% | 0% | 0% | 0% | 0% | 0% | 0% | 0% | 0% | 0%
|  |  |  | Fluid Bed Incineration O&M |  |  | Units | Default Value | Overwrite Value |  | 2014 | 2015 | 2016 | 2017 | 2018 | 2019 | 2020 | 2021 | 2022 | 2023 | 2024 | 2025 | 2026 | 2027 | 2028 | 2029 | 2030 | 2031 | 2032 | 2033 | 2034 | 2035 | 2036 | 2037 | 2038 | 2039 | 2040 | 2041 | 2042 | 2043
Costs
2X- | Hrs- | Fluid Bed Incineration | 2% | Labor |  |  | [hrs/yr] | 0 |  |  | 0 | 0 | 0 | 0 | 0 | 0 | 0 | 0 | 0 | 0 | 0 | 0 | 0 | 0 | 0 | 0 | 0 | 0 | 0 | 0 | 0 | 0 | 0 | 0 | 0 | 0 | 0 | 0 | 0 | 0
2X- | OMM- | Fluid Bed Incineration | 2% | Maintenance |  |  | [2013 $] | 0 |  |  | 0 | 0 | 0 | 0 | 0 | 0 | 0 | 0 | 0 | 0 | 0 | 0 | 0 | 0 | 0 | 0 | 0 | 0 | 0 | 0 | 0 | 0 | 0 | 0 | 0 | 0 | 0 | 0 | 0 | 0
2X- | Chem- | Fluid Bed Incineration | 2% | Chemicals |  |  | [2013 $] | 0 |  |  | 0 | 0 | 0 | 0 | 0 | 0 | 0 | 0 | 0 | 0 | 0 | 0 | 0 | 0 | 0 | 0 | 0 | 0 | 0 | 0 | 0 | 0 | 0 | 0 | 0 | 0 | 0 | 0 | 0 | 0
2X- | Dispo- | Fluid Bed Incineration | 2% | Reuse and Disposal Costs |  |  | [2013 $] | 0 |  |  | 0 | 0 | 0 | 0 | 0 | 0 | 0 | 0 | 0 | 0 | 0 | 0 | 0 | 0 | 0 | 0 | 0 | 0 | 0 | 0 | 0 | 0 | 0 | 0 | 0 | 0 | 0 | 0 | 0 | 0
2X- | NG- | Fluid Bed Incineration |  | Natural Gas |  |  | [MJ/yr] | 0 |  |  | 0 | 0 | 0 | 0 | 0 | 0 | 0 | 0 | 0 | 0 | 0 | 0 | 0 | 0 | 0 | 0 | 0 | 0 | 0 | 0 | 0 | 0 | 0 | 0 | 0 | 0 | 0 | 0 | 0 | 0
2X- | kWh- | Fluid Bed Incineration |  | Electricity Consumption |  |  | [kWh/yr] | 0 |  |  | 0 | 0 | 0 | 0 | 0 | 0 | 0 | 0 | 0 | 0 | 0 | 0 | 0 | 0 | 0 | 0 | 0 | 0 | 0 | 0 | 0 | 0 | 0 | 0 | 0 | 0 | 0 | 0 | 0 | 0
2X- | GHG- | Fluid Bed Incineration | 2% | GHG Cost |  |  | [tCO2e/yr] | 0 |  |  | 0 | 0 | 0 | 0 | 0 | 0 | 0 | 0 | 0 | 0 | 0 | 0 | 0 | 0 | 0 | 0 | 0 | 0 | 0 | 0 | 0 | 0 | 0 | 0 | 0 | 0 | 0 | 0 | 0 | 0
2X- | ExtraOrd- | Fluid Bed Incineration | 2% | Extraordinary Maintenance Costs |  |  | [2013 $] | 0 |  |  | 0 | 0 | 0 | 0 | 0 | 0 | 0 | 0 | 0 | 0 | 0 | 0 | 0 | 0 | 0 | 0 | 0 | 0 | 0 | 0 | 0 | 0 | 0 | 0 | 0 | 0 | 0 | 0 | 0 | 0
Benefits
2X- | kWhProd- | Fluid Bed Incineration |  | Electricity Production |  |  | [kWh/yr] | 0 |  |  | 0 | 0 | 0 | 0 | 0 | 0 | 0 | 0 | 0 | 0 | 0 | 0 | 0 | 0 | 0 | 0 | 0 | 0 | 0 | 0 | 0 | 0 | 0 | 0 | 0 | 0 | 0 | 0 | 0 | 0
2X- | TipFee- | Fluid Bed Incineration | 2% | Tipping Fees |  |  | [2013 $] | 0 |  |  | 0 | 0 | 0 | 0 | 0 | 0 | 0 | 0 | 0 | 0 | 0 | 0 | 0 | 0 | 0 | 0 | 0 | 0 | 0 | 0 | 0 | 0 | 0 | 0 | 0 | 0 | 0 | 0 | 0 | 0
|  |  |  | Net Costs | [6 empty] | 0 | 0 | 0 | 0 | 0 | 0 | 0 | 0 | 0 | 0 | 0 | 0 | 0 | 0 | 0 | 0 | 0 | 0 | 0 | 0 | 0 | 0 | 0 | 0 | 0 | 0 | 0 | 0 | 0 | 0
|  |  |  | FOG Receiving Capital Costs |  |  | Units | Default Value | Overwrite Value |  | 2014 | 2015 | 2016 | 2017 | 2018 | 2019 | 2020 | 2021 | 2022 | 2023 | 2024 | 2025 | 2026 | 2027 | 2028 | 2029 | 2030 | 2031 | 2032 | 2033 | 2034 | 2035 | 2036 | 2037 | 2038 | 2039 | 2040 | 2041 | 2042 | 2043
2X- | Capital | FOG Receiving | 3% | Capital Cost |  |  | [2013 $] | 600000 |  |  | 618000 | 0 | 0 | 0 | 0 | 0 | 0 | 0 | 0 | 0 | 0 | 0 | 0 | 0 | 0 | 0 | 0 | 0 | 0 | 0 | 0 | 0 | 0 | 0 | 0 | 0 | 0 | 0 | 0 | 0
|  |  |  | Project Schedule Spend Profile | [6 empty] | 100% | 0% | 0% | 0% | 0% | 0% | 0% | 0% | 0% | 0% | 0% | 0% | 0% | 0% | 0% | 0% | 0% | 0% | 0% | 0% | 0% | 0% | 0% | 0% | 0% | 0% | 0% | 0% | 0% | 0%
|  |  |  | FOG Receiving O&M |  |  | Units | Default Value | Overwrite Value |  | 2014 | 2015 | 2016 | 2017 | 2018 | 2019 | 2020 | 2021 | 2022 | 2023 | 2024 | 2025 | 2026 | 2027 | 2028 | 2029 | 2030 | 2031 | 2032 | 2033 | 2034 | 2035 | 2036 | 2037 | 2038 | 2039 | 2040 | 2041 | 2042 | 2043
Costs
2X- | Hrs- | FOG Receiving | 2% | Labor |  |  | [hrs/yr] | 3285 |  |  | 117274.5 | 119619.99 | 122012.3898 | 124452.6376 | 126941.6903 | 129480.5242 | 132070.1346 | 134711.5373 | 137405.7681 | 140153.8834 | 142956.9611 | 145816.1003 | 148732.4223 | 151707.0708 | 154741.2122 | 157836.0364 | 160992.7572 | 164212.6123 | 167496.8646 | 170846.8019 | 0 | 0 | 0 | 0 | 0 | 0 | 0 | 0 | 0 | 0
2X- | OMM- | FOG Receiving | 2% | Maintenance |  |  | [2013 $] | 12000 |  |  | 12240 | 12484.8 | 12734.496 | 12989.1859 | 13248.9696 | 13513.949 | 13784.228 | 14059.9126 | 14341.1108 | 14627.933 | 14920.4917 | 15218.9015 | 15523.2796 | 15833.7452 | 16150.4201 | 16473.4285 | 16802.897 | 17138.955 | 17481.7341 | 17831.3688 | 0 | 0 | 0 | 0 | 0 | 0 | 0 | 0 | 0 | 0
2X- | Chem- | FOG Receiving | 2% | Chemicals |  |  | [2013 $] | 0 |  |  | 0 | 0 | 0 | 0 | 0 | 0 | 0 | 0 | 0 | 0 | 0 | 0 | 0 | 0 | 0 | 0 | 0 | 0 | 0 | 0 | 0 | 0 | 0 | 0 | 0 | 0 | 0 | 0 | 0 | 0
2X- | Dispo- | FOG Receiving | 2% | Reuse and Disposal Costs |  |  | [2013 $] | 0 |  |  | 0 | 0 | 0 | 0 | 0 | 0 | 0 | 0 | 0 | 0 | 0 | 0 | 0 | 0 | 0 | 0 | 0 | 0 | 0 | 0 | 0 | 0 | 0 | 0 | 0 | 0 | 0 | 0 | 0 | 0
2X- | NG- | FOG Receiving |  | Natural Gas |  |  | [MJ/yr] | 0 |  |  | 0 | 0 | 0 | 0 | 0 | 0 | 0 | 0 | 0 | 0 | 0 | 0 | 0 | 0 | 0 | 0 | 0 | 0 | 0 | 0 | 0 | 0 | 0 | 0 | 0 | 0 | 0 | 0 | 0 | 0
2X- | kWh- | FOG Receiving |  | Electricity Consumption |  |  | [kWh/yr] | 105850 |  |  | 6835.9577 | 6878.5699 | 7175.1046 | 7390.3398 | 7568.6769 | 7665.5051 | 7790.2418 | 7982.1775 | 8173.2763 | 8377.6283 | 8559.0861 | 8723.9029 | 8925.4233 | 9128.8485 | 9345.9015 | 9589.0521 | 9824.0554 | 10078.9069 | 10348.7042 | 10630.2228 | 0 | 0 | 0 | 0 | 0 | 0 | 0 | 0 | 0 | 0
2X- | GHG- | FOG Receiving | 2% | GHG Cost |  |  | [tCO2e/yr] | 0 |  |  | 0 | 0 | 0 | 0 | 0 | 0 | 0 | 0 | 0 | 0 | 0 | 0 | 0 | 0 | 0 | 0 | 0 | 0 | 0 | 0 | 0 | 0 | 0 | 0 | 0 | 0 | 0 | 0 | 0 | 0
2X- | ExtraOrd- | FOG Receiving | 2% | Extraordinary Maintenance Costs |  |  | [2013 $] | 0 |  |  | 0 | 0 | 0 | 0 | 0 | 0 | 0 | 0 | 0 | 0 | 0 | 0 | 0 | 0 | 0 | 0 | 0 | 0 | 0 | 0 | 0 | 0 | 0 | 0 | 0 | 0 | 0 | 0 | 0 | 0
Benefits
2X- | kWhProd- | FOG Receiving |  | Electricity Production |  |  | [kWh/yr] | 0 |  |  | 0 | 0 | 0 | 0 | 0 | 0 | 0 | 0 | 0 | 0 | 0 | 0 | 0 | 0 | 0 | 0 | 0 | 0 | 0 | 0 | 0 | 0 | 0 | 0 | 0 | 0 | 0 | 0 | 0 | 0
2X- | TipFee- | FOG Receiving | 2% | Tipping Fees |  |  | [2013 $] | 15000 |  |  | 15300 | 15606 | 15918.12 | 16236.4824 | 16561.212 | 16892.4363 | 17230.285 | 17574.8907 | 17926.3885 | 18284.9163 | 18650.6146 | 19023.6269 | 19404.0995 | 19792.1814 | 20188.0251 | 20591.7856 | 21003.6213 | 21423.6937 | 21852.1676 | 22289.2109 | 0 | 0 | 0 | 0 | 0 | 0 | 0 | 0 | 0 | 0
|  |  |  | Net Costs | [6 empty] | 121050.4577 | 123377.3599 | 126003.8704 | 128595.6809 | 131198.1248 | 133767.542 | 136414.3195 | 139178.7367 | 141993.7667 | 144874.5285 | 147785.9243 | 150735.2779 | 153777.0257 | 156877.483 | 160049.5087 | 163306.7314 | 166616.0883 | 170006.7805 | 173475.1353 | 177019.1825 | 0 | 0 | 0 | 0 | 0 | 0 | 0 | 0 | 0 | 0
|  |  |  | Gas Cleaning Capital Costs |  |  | Units | Default Value | Overwrite Value |  | 2014 | 2015 | 2016 | 2017 | 2018 | 2019 | 2020 | 2021 | 2022 | 2023 | 2024 | 2025 | 2026 | 2027 | 2028 | 2029 | 2030 | 2031 | 2032 | 2033 | 2034 | 2035 | 2036 | 2037 | 2038 | 2039 | 2040 | 2041 | 2042 | 2043
2X- | Capital | Gas Cleaning | 3% | Capital Cost |  |  | [2013 $] | 696000 |  |  | 716880 | 0 | 0 | 0 | 0 | 0 | 0 | 0 | 0 | 0 | 0 | 0 | 0 | 0 | 0 | 0 | 0 | 0 | 0 | 0 | 0 | 0 | 0 | 0 | 0 | 0 | 0 | 0 | 0 | 0
|  |  |  | Project Schedule Spend Profile | [6 empty] | 100% | 0% | 0% | 0% | 0% | 0% | 0% | 0% | 0% | 0% | 0% | 0% | 0% | 0% | 0% | 0% | 0% | 0% | 0% | 0% | 0% | 0% | 0% | 0% | 0% | 0% | 0% | 0% | 0% | 0%
|  |  |  | Gas Cleaning O&M |  |  | Units | Default Value | Overwrite Value |  | 2014 | 2015 | 2016 | 2017 | 2018 | 2019 | 2020 | 2021 | 2022 | 2023 | 2024 | 2025 | 2026 | 2027 | 2028 | 2029 | 2030 | 2031 | 2032 | 2033 | 2034 | 2035 | 2036 | 2037 | 2038 | 2039 | 2040 | 2041 | 2042 | 2043
Costs
2X- | Hrs- | Gas Cleaning | 2% | Labor |  |  | [hrs/yr] | 1460 |  |  | 52122 | 53164.44 | 54227.7288 | 55312.2834 | 56418.529 | 57546.8996 | 58697.8376 | 59871.7944 | 61069.2303 | 62290.6149 | 63536.4272 | 64807.1557 | 66103.2988 | 67425.3648 | 68773.8721 | 70149.3495 | 71552.3365 | 72983.3833 | 74443.0509 | 75931.9119 | 0 | 0 | 0 | 0 | 0 | 0 | 0 | 0 | 0 | 0
2X- | OMM- | Gas Cleaning | 2% | Maintenance |  |  | [2013 $] | 13000 |  |  | 13260 | 13525.2 | 13795.704 | 14071.6181 | 14353.0504 | 14640.1115 | 14932.9137 | 15231.572 | 15536.2034 | 15846.9275 | 16163.866 | 16487.1433 | 16816.8862 | 17153.2239 | 17496.2884 | 17846.2142 | 18203.1384 | 18567.2012 | 18938.5452 | 19317.3161 | 0 | 0 | 0 | 0 | 0 | 0 | 0 | 0 | 0 | 0
2X- | Chem- | Gas Cleaning | 2% | Chemicals |  |  | [2013 $] | 0 |  |  | 0 | 0 | 0 | 0 | 0 | 0 | 0 | 0 | 0 | 0 | 0 | 0 | 0 | 0 | 0 | 0 | 0 | 0 | 0 | 0 | 0 | 0 | 0 | 0 | 0 | 0 | 0 | 0 | 0 | 0
2X- | Dispo- | Gas Cleaning | 2% | Reuse and Disposal Costs |  |  | [2013 $] | 30000 |  |  | 30600 | 31212 | 31836.24 | 32472.9648 | 33122.4241 | 33784.8726 | 34460.57 | 35149.7814 | 35852.7771 | 36569.8326 | 37301.2293 | 38047.2538 | 38808.1989 | 39584.3629 | 40376.0501 | 41183.5712 | 42007.2426 | 42847.3874 | 43704.3352 | 44578.4219 | 0 | 0 | 0 | 0 | 0 | 0 | 0 | 0 | 0 | 0
2X- | NG- | Gas Cleaning |  | Natural Gas |  |  | [MJ/yr] | 0 |  |  | 0 | 0 | 0 | 0 | 0 | 0 | 0 | 0 | 0 | 0 | 0 | 0 | 0 | 0 | 0 | 0 | 0 | 0 | 0 | 0 | 0 | 0 | 0 | 0 | 0 | 0 | 0 | 0 | 0 | 0
2X- | kWh- | Gas Cleaning |  | Electricity Consumption |  |  | [kWh/yr] | 196010 |  |  | 12658.6308 | 12737.5388 | 13286.6533 | 13685.2197 | 14015.4592 | 14194.763 | 14425.7469 | 14781.1679 | 15135.0391 | 15513.4523 | 15849.4706 | 16154.6737 | 16527.8434 | 16904.5403 | 17306.4729 | 17756.7321 | 18191.9045 | 18663.8313 | 19163.4343 | 19684.7423 | 0 | 0 | 0 | 0 | 0 | 0 | 0 | 0 | 0 | 0
2X- | GHG- | Gas Cleaning | 2% | GHG Cost |  |  | [tCO2e/yr] | 0 |  |  | 0 | 0 | 0 | 0 | 0 | 0 | 0 | 0 | 0 | 0 | 0 | 0 | 0 | 0 | 0 | 0 | 0 | 0 | 0 | 0 | 0 | 0 | 0 | 0 | 0 | 0 | 0 | 0 | 0 | 0
2X- | ExtraOrd- | Gas Cleaning | 2% | Extraordinary Maintenance Costs |  |  | [2013 $] | 0 |  |  | 0 | 0 | 0 | 0 | 0 | 0 | 0 | 0 | 0 | 0 | 0 | 0 | 0 | 0 | 0 | 0 | 0 | 0 | 0 | 0 | 0 | 0 | 0 | 0 | 0 | 0 | 0 | 0 | 0 | 0
Benefits
2X- | kWhProd- | Gas Cleaning |  | Electricity Production |  |  | [kWh/yr] | 0 |  |  | 0 | 0 | 0 | 0 | 0 | 0 | 0 | 0 | 0 | 0 | 0 | 0 | 0 | 0 | 0 | 0 | 0 | 0 | 0 | 0 | 0 | 0 | 0 | 0 | 0 | 0 | 0 | 0 | 0 | 0
2X- | TipFee- | Gas Cleaning | 2% | Tipping Fees |  |  | [2013 $] | 0 |  |  | 0 | 0 | 0 | 0 | 0 | 0 | 0 | 0 | 0 | 0 | 0 | 0 | 0 | 0 | 0 | 0 | 0 | 0 | 0 | 0 | 0 | 0 | 0 | 0 | 0 | 0 | 0 | 0 | 0 | 0
|  |  |  | Net Costs | [6 empty] | 108640.6308 | 110639.1788 | 113146.3261 | 115542.0859 | 117909.4628 | 120166.6466 | 122517.0682 | 125034.3156 | 127593.2498 | 130220.8272 | 132850.993 | 135496.2265 | 138256.2273 | 141067.4919 | 143952.6835 | 146935.867 | 149954.622 | 153061.8032 | 156249.3656 | 159512.3923 | 0 | 0 | 0 | 0 | 0 | 0 | 0 | 0 | 0 | 0
|  |  |  | Gravity Belt Thickener Capital Costs |  |  | Units | Default Value | Overwrite Value |  | 2014 | 2015 | 2016 | 2017 | 2018 | 2019 | 2020 | 2021 | 2022 | 2023 | 2024 | 2025 | 2026 | 2027 | 2028 | 2029 | 2030 | 2031 | 2032 | 2033 | 2034 | 2035 | 2036 | 2037 | 2038 | 2039 | 2040 | 2041 | 2042 | 2043
2X- | Capital | Gravity Belt Thickener | 3% | Capital Cost |  |  | [2013 $] | 2050000 |  |  | 2111500 | 0 | 0 | 0 | 0 | 0 | 0 | 0 | 0 | 0 | 0 | 0 | 0 | 0 | 0 | 0 | 0 | 0 | 0 | 0 | 0 | 0 | 0 | 0 | 0 | 0 | 0 | 0 | 0 | 0
|  |  |  | Project Schedule Spend Profile | [6 empty] | 100% | 0% | 0% | 0% | 0% | 0% | 0% | 0% | 0% | 0% | 0% | 0% | 0% | 0% | 0% | 0% | 0% | 0% | 0% | 0% | 0% | 0% | 0% | 0% | 0% | 0% | 0% | 0% | 0% | 0%
|  |  |  | Gravity Belt Thickener O&M |  |  | Units | Default Value | Overwrite Value |  | 2014 | 2015 | 2016 | 2017 | 2018 | 2019 | 2020 | 2021 | 2022 | 2023 | 2024 | 2025 | 2026 | 2027 | 2028 | 2029 | 2030 | 2031 | 2032 | 2033 | 2034 | 2035 | 2036 | 2037 | 2038 | 2039 | 2040 | 2041 | 2042 | 2043
Costs
2X- | Hrs- | Gravity Belt Thickener | 2% | Labor |  |  | [hrs/yr] | 5110 |  |  | 182427 | 186075.54 | 189797.0508 | 193592.9918 | 197464.8517 | 201414.1487 | 205442.4317 | 209551.2803 | 213742.3059 | 218017.152 | 222377.4951 | 226825.045 | 231361.5459 | 235988.7768 | 240708.5523 | 245522.7234 | 250433.1778 | 255441.8414 | 260550.6782 | 265761.6918 | 0 | 0 | 0 | 0 | 0 | 0 | 0 | 0 | 0 | 0
2X- | OMM- | Gravity Belt Thickener | 2% | Maintenance |  |  | [2013 $] | 25000 |  |  | 25500 | 26010 | 26530.2 | 27060.804 | 27602.0201 | 28154.0605 | 28717.1417 | 29291.4845 | 29877.3142 | 30474.8605 | 31084.3577 | 31706.0449 | 32340.1658 | 32986.9691 | 33646.7085 | 34319.6426 | 35006.0355 | 35706.1562 | 36420.2793 | 37148.6849 | 0 | 0 | 0 | 0 | 0 | 0 | 0 | 0 | 0 | 0
2X- | Chem- | Gravity Belt Thickener | 2% | Chemicals |  |  | [2013 $] | 30000 |  |  | 30600 | 31212 | 31836.24 | 32472.9648 | 33122.4241 | 33784.8726 | 34460.57 | 35149.7814 | 35852.7771 | 36569.8326 | 37301.2293 | 38047.2538 | 38808.1989 | 39584.3629 | 40376.0501 | 41183.5712 | 42007.2426 | 42847.3874 | 43704.3352 | 44578.4219 | 0 | 0 | 0 | 0 | 0 | 0 | 0 | 0 | 0 | 0
2X- | Dispo- | Gravity Belt Thickener | 2% | Reuse and Disposal Costs |  |  | [2013 $] | 0 |  |  | 0 | 0 | 0 | 0 | 0 | 0 | 0 | 0 | 0 | 0 | 0 | 0 | 0 | 0 | 0 | 0 | 0 | 0 | 0 | 0 | 0 | 0 | 0 | 0 | 0 | 0 | 0 | 0 | 0 | 0
2X- | NG- | Gravity Belt Thickener |  | Natural Gas |  |  | [MJ/yr] | 0 |  |  | 0 | 0 | 0 | 0 | 0 | 0 | 0 | 0 | 0 | 0 | 0 | 0 | 0 | 0 | 0 | 0 | 0 | 0 | 0 | 0 | 0 | 0 | 0 | 0 | 0 | 0 | 0 | 0 | 0 | 0
2X- | kWh- | Gravity Belt Thickener |  | Electricity Consumption |  |  | [kWh/yr] | 57670 |  |  | 3724.4183 | 3747.6346 | 3909.1949 | 4026.461 | 4123.624 | 4176.3787 | 4244.3387 | 4348.9105 | 4453.0264 | 4564.363 | 4663.2262 | 4753.023 | 4862.8168 | 4973.6485 | 5091.905 | 5224.3801 | 5352.4164 | 5491.2665 | 5638.2596 | 5791.6386 | 0 | 0 | 0 | 0 | 0 | 0 | 0 | 0 | 0 | 0
2X- | GHG- | Gravity Belt Thickener | 2% | GHG Cost |  |  | [tCO2e/yr] | 0 |  |  | 0 | 0 | 0 | 0 | 0 | 0 | 0 | 0 | 0 | 0 | 0 | 0 | 0 | 0 | 0 | 0 | 0 | 0 | 0 | 0 | 0 | 0 | 0 | 0 | 0 | 0 | 0 | 0 | 0 | 0
2X- | ExtraOrd- | Gravity Belt Thickener | 2% | Extraordinary Maintenance Costs |  |  | [2013 $] | 0 |  |  | 0 | 0 | 0 | 0 | 0 | 0 | 0 | 0 | 0 | 0 | 0 | 0 | 0 | 0 | 0 | 0 | 0 | 0 | 0 | 0 | 0 | 0 | 0 | 0 | 0 | 0 | 0 | 0 | 0 | 0
Benefits
2X- | kWhProd- | Gravity Belt Thickener |  | Electricity Production |  |  | [kWh/yr] | 0 |  |  | 0 | 0 | 0 | 0 | 0 | 0 | 0 | 0 | 0 | 0 | 0 | 0 | 0 | 0 | 0 | 0 | 0 | 0 | 0 | 0 | 0 | 0 | 0 | 0 | 0 | 0 | 0 | 0 | 0 | 0
2X- | TipFee- | Gravity Belt Thickener | 2% | Tipping Fees |  |  | [2013 $] | 0 |  |  | 0 | 0 | 0 | 0 | 0 | 0 | 0 | 0 | 0 | 0 | 0 | 0 | 0 | 0 | 0 | 0 | 0 | 0 | 0 | 0 | 0 | 0 | 0 | 0 | 0 | 0 | 0 | 0 | 0 | 0
|  |  |  | Net Costs | [6 empty] | 242251.4183 | 247045.1746 | 252072.6857 | 257153.2216 | 262312.9198 | 267529.4604 | 272864.482 | 278341.4568 | 283925.4236 | 289626.2081 | 295426.3082 | 301331.3666 | 307372.7274 | 313533.7572 | 319823.2159 | 326250.3172 | 332798.8722 | 339486.6515 | 346313.5523 | 353280.4372 | 0 | 0 | 0 | 0 | 0 | 0 | 0 | 0 | 0 | 0
|  |  |  | Gravity Thickener Capital Costs |  |  | Units | Default Value | Overwrite Value |  | 2014 | 2015 | 2016 | 2017 | 2018 | 2019 | 2020 | 2021 | 2022 | 2023 | 2024 | 2025 | 2026 | 2027 | 2028 | 2029 | 2030 | 2031 | 2032 | 2033 | 2034 | 2035 | 2036 | 2037 | 2038 | 2039 | 2040 | 2041 | 2042 | 2043
2X- | Capital | Gravity Thickener | 3% | Capital Cost |  |  | [2013 $] | 1029000 |  |  | 1059870 | 0 | 0 | 0 | 0 | 0 | 0 | 0 | 0 | 0 | 0 | 0 | 0 | 0 | 0 | 0 | 0 | 0 | 0 | 0 | 0 | 0 | 0 | 0 | 0 | 0 | 0 | 0 | 0 | 0
|  |  |  | Project Schedule Spend Profile | [6 empty] | 100% | 0% | 0% | 0% | 0% | 0% | 0% | 0% | 0% | 0% | 0% | 0% | 0% | 0% | 0% | 0% | 0% | 0% | 0% | 0% | 0% | 0% | 0% | 0% | 0% | 0% | 0% | 0% | 0% | 0%
|  |  |  | Gravity Thickener O&M |  |  | Units | Default Value | Overwrite Value |  | 2014 | 2015 | 2016 | 2017 | 2018 | 2019 | 2020 | 2021 | 2022 | 2023 | 2024 | 2025 | 2026 | 2027 | 2028 | 2029 | 2030 | 2031 | 2032 | 2033 | 2034 | 2035 | 2036 | 2037 | 2038 | 2039 | 2040 | 2041 | 2042 | 2043
Costs
2X- | Hrs- | Gravity Thickener | 2% | Labor |  |  | [hrs/yr] | 1460 |  |  | 52122 | 53164.44 | 54227.7288 | 55312.2834 | 56418.529 | 57546.8996 | 58697.8376 | 59871.7944 | 61069.2303 | 62290.6149 | 63536.4272 | 64807.1557 | 66103.2988 | 67425.3648 | 68773.8721 | 70149.3495 | 71552.3365 | 72983.3833 | 74443.0509 | 75931.9119 | 0 | 0 | 0 | 0 | 0 | 0 | 0 | 0 | 0 | 0
2X- | OMM- | Gravity Thickener | 2% | Maintenance |  |  | [2013 $] | 10000 |  |  | 10200 | 10404 | 10612.08 | 10824.3216 | 11040.808 | 11261.6242 | 11486.8567 | 11716.5938 | 11950.9257 | 12189.9442 | 12433.7431 | 12682.4179 | 12936.0663 | 13194.7876 | 13458.6834 | 13727.8571 | 14002.4142 | 14282.4625 | 14568.1117 | 14859.474 | 0 | 0 | 0 | 0 | 0 | 0 | 0 | 0 | 0 | 0
2X- | Chem- | Gravity Thickener | 2% | Chemicals |  |  | [2013 $] | 0 |  |  | 0 | 0 | 0 | 0 | 0 | 0 | 0 | 0 | 0 | 0 | 0 | 0 | 0 | 0 | 0 | 0 | 0 | 0 | 0 | 0 | 0 | 0 | 0 | 0 | 0 | 0 | 0 | 0 | 0 | 0
2X- | Dispo- | Gravity Thickener | 2% | Reuse and Disposal Costs |  |  | [2013 $] | 0 |  |  | 0 | 0 | 0 | 0 | 0 | 0 | 0 | 0 | 0 | 0 | 0 | 0 | 0 | 0 | 0 | 0 | 0 | 0 | 0 | 0 | 0 | 0 | 0 | 0 | 0 | 0 | 0 | 0 | 0 | 0
2X- | NG- | Gravity Thickener |  | Natural Gas |  |  | [MJ/yr] | 0 |  |  | 0 | 0 | 0 | 0 | 0 | 0 | 0 | 0 | 0 | 0 | 0 | 0 | 0 | 0 | 0 | 0 | 0 | 0 | 0 | 0 | 0 | 0 | 0 | 0 | 0 | 0 | 0 | 0 | 0 | 0
2X- | kWh- | Gravity Thickener |  | Electricity Consumption |  |  | [kWh/yr] | 8400 |  |  | 542.4851 | 545.8667 | 569.3989 | 586.4795 | 600.6319 | 608.3159 | 618.2148 | 633.4463 | 648.6114 | 664.8283 | 679.2284 | 692.3078 | 708.3 | 724.4433 | 741.6681 | 760.964 | 779.6133 | 799.8377 | 821.2481 | 843.5888 | 0 | 0 | 0 | 0 | 0 | 0 | 0 | 0 | 0 | 0
2X- | GHG- | Gravity Thickener | 2% | GHG Cost |  |  | [tCO2e/yr] | 0 |  |  | 0 | 0 | 0 | 0 | 0 | 0 | 0 | 0 | 0 | 0 | 0 | 0 | 0 | 0 | 0 | 0 | 0 | 0 | 0 | 0 | 0 | 0 | 0 | 0 | 0 | 0 | 0 | 0 | 0 | 0
2X- | ExtraOrd- | Gravity Thickener | 2% | Extraordinary Maintenance Costs |  |  | [2013 $] | 0 |  |  | 0 | 0 | 0 | 0 | 0 | 0 | 0 | 0 | 0 | 0 | 0 | 0 | 0 | 0 | 0 | 0 | 0 | 0 | 0 | 0 | 0 | 0 | 0 | 0 | 0 | 0 | 0 | 0 | 0 | 0
Benefits
2X- | kWhProd- | Gravity Thickener |  | Electricity Production |  |  | [kWh/yr] | 0 |  |  | 0 | 0 | 0 | 0 | 0 | 0 | 0 | 0 | 0 | 0 | 0 | 0 | 0 | 0 | 0 | 0 | 0 | 0 | 0 | 0 | 0 | 0 | 0 | 0 | 0 | 0 | 0 | 0 | 0 | 0
2X- | TipFee- | Gravity Thickener | 2% | Tipping Fees |  |  | [2013 $] | 0 |  |  | 0 | 0 | 0 | 0 | 0 | 0 | 0 | 0 | 0 | 0 | 0 | 0 | 0 | 0 | 0 | 0 | 0 | 0 | 0 | 0 | 0 | 0 | 0 | 0 | 0 | 0 | 0 | 0 | 0 | 0
|  |  |  | Net Costs | [6 empty] | 62864.4851 | 64114.3067 | 65409.2077 | 66723.0845 | 68059.969 | 69416.8398 | 70802.909 | 72221.8345 | 73668.7674 | 75145.3874 | 76649.3986 | 78181.8815 | 79747.6651 | 81344.5958 | 82974.2236 | 84638.1706 | 86334.364 | 88065.6834 | 89832.4108 | 91634.9747 | 0 | 0 | 0 | 0 | 0 | 0 | 0 | 0 | 0 | 0
|  |  |  | Pre-Dewatering Capital Costs |  |  | Units | Default Value | Overwrite Value |  | 2014 | 2015 | 2016 | 2017 | 2018 | 2019 | 2020 | 2021 | 2022 | 2023 | 2024 | 2025 | 2026 | 2027 | 2028 | 2029 | 2030 | 2031 | 2032 | 2033 | 2034 | 2035 | 2036 | 2037 | 2038 | 2039 | 2040 | 2041 | 2042 | 2043
2X- | Capital | Pre-Dewatering | 3% | Capital Cost |  |  | [2013 $] | 0 |  |  | 0 | 0 | 0 | 0 | 0 | 0 | 0 | 0 | 0 | 0 | 0 | 0 | 0 | 0 | 0 | 0 | 0 | 0 | 0 | 0 | 0 | 0 | 0 | 0 | 0 | 0 | 0 | 0 | 0 | 0
|  |  |  | Project Schedule Spend Profile | [6 empty] | 100% | 0% | 0% | 0% | 0% | 0% | 0% | 0% | 0% | 0% | 0% | 0% | 0% | 0% | 0% | 0% | 0% | 0% | 0% | 0% | 0% | 0% | 0% | 0% | 0% | 0% | 0% | 0% | 0% | 0%
|  |  |  | Pre-Dewatering O&M |  |  | Units | Default Value | Overwrite Value |  | 2014 | 2015 | 2016 | 2017 | 2018 | 2019 | 2020 | 2021 | 2022 | 2023 | 2024 | 2025 | 2026 | 2027 | 2028 | 2029 | 2030 | 2031 | 2032 | 2033 | 2034 | 2035 | 2036 | 2037 | 2038 | 2039 | 2040 | 2041 | 2042 | 2043
Costs
2X- | Hrs- | Pre-Dewatering | 2% | Labor |  |  | [hrs/yr] | 0 |  |  | 0 | 0 | 0 | 0 | 0 | 0 | 0 | 0 | 0 | 0 | 0 | 0 | 0 | 0 | 0 | 0 | 0 | 0 | 0 | 0 | 0 | 0 | 0 | 0 | 0 | 0 | 0 | 0 | 0 | 0
2X- | OMM- | Pre-Dewatering | 2% | Maintenance |  |  | [2013 $] | 0 |  |  | 0 | 0 | 0 | 0 | 0 | 0 | 0 | 0 | 0 | 0 | 0 | 0 | 0 | 0 | 0 | 0 | 0 | 0 | 0 | 0 | 0 | 0 | 0 | 0 | 0 | 0 | 0 | 0 | 0 | 0
2X- | Chem- | Pre-Dewatering | 2% | Chemicals |  |  | [2013 $] | 0 |  |  | 0 | 0 | 0 | 0 | 0 | 0 | 0 | 0 | 0 | 0 | 0 | 0 | 0 | 0 | 0 | 0 | 0 | 0 | 0 | 0 | 0 | 0 | 0 | 0 | 0 | 0 | 0 | 0 | 0 | 0
2X- | Dispo- | Pre-Dewatering | 2% | Reuse and Disposal Costs |  |  | [2013 $] | 0 |  |  | 0 | 0 | 0 | 0 | 0 | 0 | 0 | 0 | 0 | 0 | 0 | 0 | 0 | 0 | 0 | 0 | 0 | 0 | 0 | 0 | 0 | 0 | 0 | 0 | 0 | 0 | 0 | 0 | 0 | 0
2X- | NG- | Pre-Dewatering |  | Natural Gas |  |  | [MJ/yr] | 0 |  |  | 0 | 0 | 0 | 0 | 0 | 0 | 0 | 0 | 0 | 0 | 0 | 0 | 0 | 0 | 0 | 0 | 0 | 0 | 0 | 0 | 0 | 0 | 0 | 0 | 0 | 0 | 0 | 0 | 0 | 0
2X- | kWh- | Pre-Dewatering |  | Electricity Consumption |  |  | [kWh/yr] | 0 |  |  | 0 | 0 | 0 | 0 | 0 | 0 | 0 | 0 | 0 | 0 | 0 | 0 | 0 | 0 | 0 | 0 | 0 | 0 | 0 | 0 | 0 | 0 | 0 | 0 | 0 | 0 | 0 | 0 | 0 | 0
2X- | GHG- | Pre-Dewatering | 2% | GHG Cost |  |  | [tCO2e/yr] | 0 |  |  | 0 | 0 | 0 | 0 | 0 | 0 | 0 | 0 | 0 | 0 | 0 | 0 | 0 | 0 | 0 | 0 | 0 | 0 | 0 | 0 | 0 | 0 | 0 | 0 | 0 | 0 | 0 | 0 | 0 | 0
2X- | ExtraOrd- | Pre-Dewatering | 2% | Extraordinary Maintenance Costs |  |  | [2013 $] | 0 |  |  | 0 | 0 | 0 | 0 | 0 | 0 | 0 | 0 | 0 | 0 | 0 | 0 | 0 | 0 | 0 | 0 | 0 | 0 | 0 | 0 | 0 | 0 | 0 | 0 | 0 | 0 | 0 | 0 | 0 | 0
Benefits
2X- | kWhProd- | Pre-Dewatering |  | Electricity Production |  |  | [kWh/yr] | 0 |  |  | 0 | 0 | 0 | 0 | 0 | 0 | 0 | 0 | 0 | 0 | 0 | 0 | 0 | 0 | 0 | 0 | 0 | 0 | 0 | 0 | 0 | 0 | 0 | 0 | 0 | 0 | 0 | 0 | 0 | 0
2X- | TipFee- | Pre-Dewatering | 2% | Tipping Fees |  |  | [2013 $] | 0 |  |  | 0 | 0 | 0 | 0 | 0 | 0 | 0 | 0 | 0 | 0 | 0 | 0 | 0 | 0 | 0 | 0 | 0 | 0 | 0 | 0 | 0 | 0 | 0 | 0 | 0 | 0 | 0 | 0 | 0 | 0
|  |  |  | Net Costs | [6 empty] | 0 | 0 | 0 | 0 | 0 | 0 | 0 | 0 | 0 | 0 | 0 | 0 | 0 | 0 | 0 | 0 | 0 | 0 | 0 | 0 | 0 | 0 | 0 | 0 | 0 | 0 | 0 | 0 | 0 | 0
|  |  |  | Pre-Treatment (CAMBI) Capital Costs |  |  | Units | Default Value | Overwrite Value |  | 2014 | 2015 | 2016 | 2017 | 2018 | 2019 | 2020 | 2021 | 2022 | 2023 | 2024 | 2025 | 2026 | 2027 | 2028 | 2029 | 2030 | 2031 | 2032 | 2033 | 2034 | 2035 | 2036 | 2037 | 2038 | 2039 | 2040 | 2041 | 2042 | 2043
2X- | Capital | Pre-Treatment (CAMBI) | 3% | Capital Cost |  |  | [2013 $] | 0 |  |  | 0 | 0 | 0 | 0 | 0 | 0 | 0 | 0 | 0 | 0 | 0 | 0 | 0 | 0 | 0 | 0 | 0 | 0 | 0 | 0 | 0 | 0 | 0 | 0 | 0 | 0 | 0 | 0 | 0 | 0
|  |  |  | Project Schedule Spend Profile | [6 empty] | 100% | 0% | 0% | 0% | 0% | 0% | 0% | 0% | 0% | 0% | 0% | 0% | 0% | 0% | 0% | 0% | 0% | 0% | 0% | 0% | 0% | 0% | 0% | 0% | 0% | 0% | 0% | 0% | 0% | 0%
|  |  |  | Pre-Treatment (CAMBI) O&M |  |  | Units | Default Value | Overwrite Value |  | 2014 | 2015 | 2016 | 2017 | 2018 | 2019 | 2020 | 2021 | 2022 | 2023 | 2024 | 2025 | 2026 | 2027 | 2028 | 2029 | 2030 | 2031 | 2032 | 2033 | 2034 | 2035 | 2036 | 2037 | 2038 | 2039 | 2040 | 2041 | 2042 | 2043
Costs
2X- | Hrs- | Pre-Treatment (CAMBI) | 2% | Labor |  |  | [hrs/yr] | 0 |  |  | 0 | 0 | 0 | 0 | 0 | 0 | 0 | 0 | 0 | 0 | 0 | 0 | 0 | 0 | 0 | 0 | 0 | 0 | 0 | 0 | 0 | 0 | 0 | 0 | 0 | 0 | 0 | 0 | 0 | 0
2X- | OMM- | Pre-Treatment (CAMBI) | 2% | Maintenance |  |  | [2013 $] | 0 |  |  | 0 | 0 | 0 | 0 | 0 | 0 | 0 | 0 | 0 | 0 | 0 | 0 | 0 | 0 | 0 | 0 | 0 | 0 | 0 | 0 | 0 | 0 | 0 | 0 | 0 | 0 | 0 | 0 | 0 | 0
2X- | Chem- | Pre-Treatment (CAMBI) | 2% | Chemicals |  |  | [2013 $] | 0 |  |  | 0 | 0 | 0 | 0 | 0 | 0 | 0 | 0 | 0 | 0 | 0 | 0 | 0 | 0 | 0 | 0 | 0 | 0 | 0 | 0 | 0 | 0 | 0 | 0 | 0 | 0 | 0 | 0 | 0 | 0
2X- | Dispo- | Pre-Treatment (CAMBI) | 2% | Reuse and Disposal Costs |  |  | [2013 $] | 0 |  |  | 0 | 0 | 0 | 0 | 0 | 0 | 0 | 0 | 0 | 0 | 0 | 0 | 0 | 0 | 0 | 0 | 0 | 0 | 0 | 0 | 0 | 0 | 0 | 0 | 0 | 0 | 0 | 0 | 0 | 0
2X- | NG- | Pre-Treatment (CAMBI) |  | Natural Gas |  |  | [MJ/yr] | 0 |  |  | 0 | 0 | 0 | 0 | 0 | 0 | 0 | 0 | 0 | 0 | 0 | 0 | 0 | 0 | 0 | 0 | 0 | 0 | 0 | 0 | 0 | 0 | 0 | 0 | 0 | 0 | 0 | 0 | 0 | 0
2X- | kWh- | Pre-Treatment (CAMBI) |  | Electricity Consumption |  |  | [kWh/yr] | 0 |  |  | 0 | 0 | 0 | 0 | 0 | 0 | 0 | 0 | 0 | 0 | 0 | 0 | 0 | 0 | 0 | 0 | 0 | 0 | 0 | 0 | 0 | 0 | 0 | 0 | 0 | 0 | 0 | 0 | 0 | 0
2X- | GHG- | Pre-Treatment (CAMBI) | 2% | GHG Cost |  |  | [tCO2e/yr] | 0 |  |  | 0 | 0 | 0 | 0 | 0 | 0 | 0 | 0 | 0 | 0 | 0 | 0 | 0 | 0 | 0 | 0 | 0 | 0 | 0 | 0 | 0 | 0 | 0 | 0 | 0 | 0 | 0 | 0 | 0 | 0
2X- | ExtraOrd- | Pre-Treatment (CAMBI) | 2% | Extraordinary Maintenance Costs |  |  | [2013 $] | 0 |  |  | 0 | 0 | 0 | 0 | 0 | 0 | 0 | 0 | 0 | 0 | 0 | 0 | 0 | 0 | 0 | 0 | 0 | 0 | 0 | 0 | 0 | 0 | 0 | 0 | 0 | 0 | 0 | 0 | 0 | 0
Benefits
2X- | kWhProd- | Pre-Treatment (CAMBI) |  | Electricity Production |  |  | [kWh/yr] | 0 |  |  | 0 | 0 | 0 | 0 | 0 | 0 | 0 | 0 | 0 | 0 | 0 | 0 | 0 | 0 | 0 | 0 | 0 | 0 | 0 | 0 | 0 | 0 | 0 | 0 | 0 | 0 | 0 | 0 | 0 | 0
2X- | TipFee- | Pre-Treatment (CAMBI) | 2% | Tipping Fees |  |  | [2013 $] | 0 |  |  | 0 | 0 | 0 | 0 | 0 | 0 | 0 | 0 | 0 | 0 | 0 | 0 | 0 | 0 | 0 | 0 | 0 | 0 | 0 | 0 | 0 | 0 | 0 | 0 | 0 | 0 | 0 | 0 | 0 | 0
|  |  |  | Net Costs | [6 empty] | 0 | 0 | 0 | 0 | 0 | 0 | 0 | 0 | 0 | 0 | 0 | 0 | 0 | 0 | 0 | 0 | 0 | 0 | 0 | 0 | 0 | 0 | 0 | 0 | 0 | 0 | 0 | 0 | 0 | 0
|  |  |  | Sitework Capital Costs |  |  | Units | Default Value | Overwrite Value |  | 2014 | 2015 | 2016 | 2017 | 2018 | 2019 | 2020 | 2021 | 2022 | 2023 | 2024 | 2025 | 2026 | 2027 | 2028 | 2029 | 2030 | 2031 | 2032 | 2033 | 2034 | 2035 | 2036 | 2037 | 2038 | 2039 | 2040 | 2041 | 2042 | 2043
2X- | Capital | Sitework | 3% | Capital Cost |  |  | [2013 $] | 978000 |  |  | 1007340 | 0 | 0 | 0 | 0 | 0 | 0 | 0 | 0 | 0 | 0 | 0 | 0 | 0 | 0 | 0 | 0 | 0 | 0 | 0 | 0 | 0 | 0 | 0 | 0 | 0 | 0 | 0 | 0 | 0
|  |  |  | Project Schedule Spend Profile | [6 empty] | 100% | 0% | 0% | 0% | 0% | 0% | 0% | 0% | 0% | 0% | 0% | 0% | 0% | 0% | 0% | 0% | 0% | 0% | 0% | 0% | 0% | 0% | 0% | 0% | 0% | 0% | 0% | 0% | 0% | 0%
|  |  |  | General Requirements Capital Costs |  |  | Units | Default Value | Overwrite Value |  | 2014 | 2015 | 2016 | 2017 | 2018 | 2019 | 2020 | 2021 | 2022 | 2023 | 2024 | 2025 | 2026 | 2027 | 2028 | 2029 | 2030 | 2031 | 2032 | 2033 | 2034 | 2035 | 2036 | 2037 | 2038 | 2039 | 2040 | 2041 | 2042 | 2043
2X- | Capital | General Requirements | 3% | Capital Cost |  |  | [2013 $] | 1956000 |  |  | 2014680 | 0 | 0 | 0 | 0 | 0 | 0 | 0 | 0 | 0 | 0 | 0 | 0 | 0 | 0 | 0 | 0 | 0 | 0 | 0 | 0 | 0 | 0 | 0 | 0 | 0 | 0 | 0 | 0 | 0
|  |  |  | Project Schedule Spend Profile | [6 empty] | 100% | 0% | 0% | 0% | 0% | 0% | 0% | 0% | 0% | 0% | 0% | 0% | 0% | 0% | 0% | 0% | 0% | 0% | 0% | 0% | 0% | 0% | 0% | 0% | 0% | 0% | 0% | 0% | 0% | 0%
|  |  |  | Contingencies Capital Costs |  |  | Units | Default Value | Overwrite Value |  | 2014 | 2015 | 2016 | 2017 | 2018 | 2019 | 2020 | 2021 | 2022 | 2023 | 2024 | 2025 | 2026 | 2027 | 2028 | 2029 | 2030 | 2031 | 2032 | 2033 | 2034 | 2035 | 2036 | 2037 | 2038 | 2039 | 2040 | 2041 | 2042 | 2043
2X- | Capital | Contingencies | 3% | Capital Cost |  |  | [2013 $] | 6749000 |  |  | 6951470 | 0 | 0 | 0 | 0 | 0 | 0 | 0 | 0 | 0 | 0 | 0 | 0 | 0 | 0 | 0 | 0 | 0 | 0 | 0 | 0 | 0 | 0 | 0 | 0 | 0 | 0 | 0 | 0 | 0
|  |  |  | Project Schedule Spend Profile | [6 empty] | 100% | 0% | 0% | 0% | 0% | 0% | 0% | 0% | 0% | 0% | 0% | 0% | 0% | 0% | 0% | 0% | 0% | 0% | 0% | 0% | 0% | 0% | 0% | 0% | 0% | 0% | 0% | 0% | 0% | 0%
|  |  |  | Engineering, Legal & Admin Capital Costs |  |  | Units | Default Value | Overwrite Value |  | 2014 | 2015 | 2016 | 2017 | 2018 | 2019 | 2020 | 2021 | 2022 | 2023 | 2024 | 2025 | 2026 | 2027 | 2028 | 2029 | 2030 | 2031 | 2032 | 2033 | 2034 | 2035 | 2036 | 2037 | 2038 | 2039 | 2040 | 2041 | 2042 | 2043
2X- | Capital | Engineering, Legal & Admin | 3% | Capital Cost |  |  | [2013 $] | 4387000 |  |  | 4518610 | 0 | 0 | 0 | 0 | 0 | 0 | 0 | 0 | 0 | 0 | 0 | 0 | 0 | 0 | 0 | 0 | 0 | 0 | 0 | 0 | 0 | 0 | 0 | 0 | 0 | 0 | 0 | 0 | 0
|  |  |  | Project Schedule Spend Profile | [6 empty] | 100% | 0% | 0% | 0% | 0% | 0% | 0% | 0% | 0% | 0% | 0% | 0% | 0% | 0% | 0% | 0% | 0% | 0% | 0% | 0% | 0% | 0% | 0% | 0% | 0% | 0% | 0% | 0% | 0% | 0%
|  |  |  | Land Application O&M |  |  | Units | Default Value | Overwrite Value |  | 2014 | 2015 | 2016 | 2017 | 2018 | 2019 | 2020 | 2021 | 2022 | 2023 | 2024 | 2025 | 2026 | 2027 | 2028 | 2029 | 2030 | 2031 | 2032 | 2033 | 2034 | 2035 | 2036 | 2037 | 2038 | 2039 | 2040 | 2041 | 2042 | 2043
Costs
2X- | Hrs- | Land Application | 2% | Labor |  |  | [hrs/yr] | 0 |  |  | 0 | 0 | 0 | 0 | 0 | 0 | 0 | 0 | 0 | 0 | 0 | 0 | 0 | 0 | 0 | 0 | 0 | 0 | 0 | 0 | 0 | 0 | 0 | 0 | 0 | 0 | 0 | 0 | 0 | 0
2X- | OMM- | Land Application | 2% | Maintenance |  |  | [2013 $] | 0 |  |  | 0 | 0 | 0 | 0 | 0 | 0 | 0 | 0 | 0 | 0 | 0 | 0 | 0 | 0 | 0 | 0 | 0 | 0 | 0 | 0 | 0 | 0 | 0 | 0 | 0 | 0 | 0 | 0 | 0 | 0
2X- | Chem- | Land Application | 2% | Chemicals |  |  | [2013 $] | 0 |  |  | 0 | 0 | 0 | 0 | 0 | 0 | 0 | 0 | 0 | 0 | 0 | 0 | 0 | 0 | 0 | 0 | 0 | 0 | 0 | 0 | 0 | 0 | 0 | 0 | 0 | 0 | 0 | 0 | 0 | 0
2X- | Dispo- | Land Application | 2% | Reuse and Disposal Costs |  |  | [2013 $] | 447000 |  |  | 455940 | 465058.8 | 474359.976 | 483847.1755 | 493524.119 | 503394.6014 | 513462.4934 | 523731.7433 | 534206.3782 | 544890.5057 | 555788.3159 | 566904.0822 | 578242.1638 | 589807.0071 | 601603.1472 | 613635.2102 | 625907.9144 | 638426.0727 | 651194.5941 | 664218.486 | 0 | 0 | 0 | 0 | 0 | 0 | 0 | 0 | 0 | 0
2X- | NG- | Land Application |  | Natural Gas |  |  | [MJ/yr] | 0 |  |  | 0 | 0 | 0 | 0 | 0 | 0 | 0 | 0 | 0 | 0 | 0 | 0 | 0 | 0 | 0 | 0 | 0 | 0 | 0 | 0 | 0 | 0 | 0 | 0 | 0 | 0 | 0 | 0 | 0 | 0
2X- | kWh- | Land Application |  | Electricity Consumption |  |  | [kWh/yr] | 0 |  |  | 0 | 0 | 0 | 0 | 0 | 0 | 0 | 0 | 0 | 0 | 0 | 0 | 0 | 0 | 0 | 0 | 0 | 0 | 0 | 0 | 0 | 0 | 0 | 0 | 0 | 0 | 0 | 0 | 0 | 0
2X- | GHG- | Land Application | 2% | GHG Cost |  |  | [tCO2e/yr] | 0 |  |  | 0 | 0 | 0 | 0 | 0 | 0 | 0 | 0 | 0 | 0 | 0 | 0 | 0 | 0 | 0 | 0 | 0 | 0 | 0 | 0 | 0 | 0 | 0 | 0 | 0 | 0 | 0 | 0 | 0 | 0
2X- | ExtraOrd- | Land Application | 2% | Extraordinary Maintenance Costs |  |  | [2013 $] | 0 |  |  | 0 | 0 | 0 | 0 | 0 | 0 | 0 | 0 | 0 | 0 | 0 | 0 | 0 | 0 | 0 | 0 | 0 | 0 | 0 | 0 | 0 | 0 | 0 | 0 | 0 | 0 | 0 | 0 | 0 | 0
Benefits
2X- | kWhProd- | Land Application |  | Electricity Production |  |  | [kWh/yr] | 0 |  |  | 0 | 0 | 0 | 0 | 0 | 0 | 0 | 0 | 0 | 0 | 0 | 0 | 0 | 0 | 0 | 0 | 0 | 0 | 0 | 0 | 0 | 0 | 0 | 0 | 0 | 0 | 0 | 0 | 0 | 0
2X- | TipFee- | Land Application | 2% | Tipping Fees |  |  | [2013 $] | 0 |  |  | 0 | 0 | 0 | 0 | 0 | 0 | 0 | 0 | 0 | 0 | 0 | 0 | 0 | 0 | 0 | 0 | 0 | 0 | 0 | 0 | 0 | 0 | 0 | 0 | 0 | 0 | 0 | 0 | 0 | 0
|  |  |  | Net Costs | [6 empty] | 455940 | 465058.8 | 474359.976 | 483847.1755 | 493524.119 | 503394.6014 | 513462.4934 | 523731.7433 | 534206.3782 | 544890.5057 | 555788.3159 | 566904.0822 | 578242.1638 | 589807.0071 | 601603.1472 | 613635.2102 | 625907.9144 | 638426.0727 | 651194.5941 | 664218.486 | 0 | 0 | 0 | 0 | 0 | 0 | 0 | 0 | 0 | 0
|  |  |  | Land Disposal O&M |  |  | Units | Default Value | Overwrite Value |  | 2014 | 2015 | 2016 | 2017 | 2018 | 2019 | 2020 | 2021 | 2022 | 2023 | 2024 | 2025 | 2026 | 2027 | 2028 | 2029 | 2030 | 2031 | 2032 | 2033 | 2034 | 2035 | 2036 | 2037 | 2038 | 2039 | 2040 | 2041 | 2042 | 2043
Costs
2X- | Hrs- | Land Disposal | 2% | Labor |  |  | [hrs/yr] | 0 |  |  | 0 | 0 | 0 | 0 | 0 | 0 | 0 | 0 | 0 | 0 | 0 | 0 | 0 | 0 | 0 | 0 | 0 | 0 | 0 | 0 | 0 | 0 | 0 | 0 | 0 | 0 | 0 | 0 | 0 | 0
2X- | OMM- | Land Disposal | 2% | Maintenance |  |  | [2013 $] | 0 |  |  | 0 | 0 | 0 | 0 | 0 | 0 | 0 | 0 | 0 | 0 | 0 | 0 | 0 | 0 | 0 | 0 | 0 | 0 | 0 | 0 | 0 | 0 | 0 | 0 | 0 | 0 | 0 | 0 | 0 | 0
2X- | Chem- | Land Disposal | 2% | Chemicals |  |  | [2013 $] | 0 |  |  | 0 | 0 | 0 | 0 | 0 | 0 | 0 | 0 | 0 | 0 | 0 | 0 | 0 | 0 | 0 | 0 | 0 | 0 | 0 | 0 | 0 | 0 | 0 | 0 | 0 | 0 | 0 | 0 | 0 | 0
2X- | Dispo- | Land Disposal | 2% | Reuse and Disposal Costs |  |  | [2013 $] | 0 |  |  | 0 | 0 | 0 | 0 | 0 | 0 | 0 | 0 | 0 | 0 | 0 | 0 | 0 | 0 | 0 | 0 | 0 | 0 | 0 | 0 | 0 | 0 | 0 | 0 | 0 | 0 | 0 | 0 | 0 | 0
2X- | NG- | Land Disposal |  | Natural Gas |  |  | [MJ/yr] | 0 |  |  | 0 | 0 | 0 | 0 | 0 | 0 | 0 | 0 | 0 | 0 | 0 | 0 | 0 | 0 | 0 | 0 | 0 | 0 | 0 | 0 | 0 | 0 | 0 | 0 | 0 | 0 | 0 | 0 | 0 | 0
2X- | kWh- | Land Disposal |  | Electricity Consumption |  |  | [kWh/yr] | 0 |  |  | 0 | 0 | 0 | 0 | 0 | 0 | 0 | 0 | 0 | 0 | 0 | 0 | 0 | 0 | 0 | 0 | 0 | 0 | 0 | 0 | 0 | 0 | 0 | 0 | 0 | 0 | 0 | 0 | 0 | 0
2X- | GHG- | Land Disposal | 2% | GHG Cost |  |  | [tCO2e/yr] | 0 |  |  | 0 | 0 | 0 | 0 | 0 | 0 | 0 | 0 | 0 | 0 | 0 | 0 | 0 | 0 | 0 | 0 | 0 | 0 | 0 | 0 | 0 | 0 | 0 | 0 | 0 | 0 | 0 | 0 | 0 | 0
2X- | ExtraOrd- | Land Disposal | 2% | Extraordinary Maintenance Costs |  |  | [2013 $] | 0 |  |  | 0 | 0 | 0 | 0 | 0 | 0 | 0 | 0 | 0 | 0 | 0 | 0 | 0 | 0 | 0 | 0 | 0 | 0 | 0 | 0 | 0 | 0 | 0 | 0 | 0 | 0 | 0 | 0 | 0 | 0
Benefits
2X- | kWhProd- | Land Disposal |  | Electricity Production |  |  | [kWh/yr] | 0 |  |  | 0 | 0 | 0 | 0 | 0 | 0 | 0 | 0 | 0 | 0 | 0 | 0 | 0 | 0 | 0 | 0 | 0 | 0 | 0 | 0 | 0 | 0 | 0 | 0 | 0 | 0 | 0 | 0 | 0 | 0
2X- | TipFee- | Land Disposal | 2% | Tipping Fees |  |  | [2013 $] | 0 |  |  | 0 | 0 | 0 | 0 | 0 | 0 | 0 | 0 | 0 | 0 | 0 | 0 | 0 | 0 | 0 | 0 | 0 | 0 | 0 | 0 | 0 | 0 | 0 | 0 | 0 | 0 | 0 | 0 | 0 | 0
|  |  |  | Net Costs | [6 empty] | 0 | 0 | 0 | 0 | 0 | 0 | 0 | 0 | 0 | 0 | 0 | 0 | 0 | 0 | 0 | 0 | 0 | 0 | 0 | 0 | 0 | 0 | 0 | 0 | 0 | 0 | 0 | 0 | 0 | 0
|  |  |  | General O&M O&M |  |  | Units | Default Value | Overwrite Value |  | 2014 | 2015 | 2016 | 2017 | 2018 | 2019 | 2020 | 2021 | 2022 | 2023 | 2024 | 2025 | 2026 | 2027 | 2028 | 2029 | 2030 | 2031 | 2032 | 2033 | 2034 | 2035 | 2036 | 2037 | 2038 | 2039 | 2040 | 2041 | 2042 | 2043
Costs
2X- | Hrs- | General O&M | 2% | Labor |  |  | [hrs/yr] | 0 |  |  | 0 | 0 | 0 | 0 | 0 | 0 | 0 | 0 | 0 | 0 | 0 | 0 | 0 | 0 | 0 | 0 | 0 | 0 | 0 | 0 | 0 | 0 | 0 | 0 | 0 | 0 | 0 | 0 | 0 | 0
2X- | OMM- | General O&M | 2% | Maintenance |  |  | [2013 $] | 0 |  |  | 0 | 0 | 0 | 0 | 0 | 0 | 0 | 0 | 0 | 0 | 0 | 0 | 0 | 0 | 0 | 0 | 0 | 0 | 0 | 0 | 0 | 0 | 0 | 0 | 0 | 0 | 0 | 0 | 0 | 0
2X- | Chem- | General O&M | 2% | Chemicals |  |  | [2013 $] | 132000 |  |  | 134640 | 137332.8 | 140079.456 | 142881.0451 | 145738.666 | 148653.4393 | 151626.5081 | 154659.0383 | 157752.2191 | 160907.2634 | 164125.4087 | 167407.9169 | 170756.0752 | 174171.1967 | 177654.6207 | 181207.7131 | 184831.8673 | 188528.5047 | 192299.0748 | 196145.0563 | 0 | 0 | 0 | 0 | 0 | 0 | 0 | 0 | 0 | 0
2X- | Dispo- | General O&M | 2% | Reuse and Disposal Costs |  |  | [2013 $] | 0 |  |  | 0 | 0 | 0 | 0 | 0 | 0 | 0 | 0 | 0 | 0 | 0 | 0 | 0 | 0 | 0 | 0 | 0 | 0 | 0 | 0 | 0 | 0 | 0 | 0 | 0 | 0 | 0 | 0 | 0 | 0
2X- | NG- | General O&M |  | Natural Gas |  |  | [MJ/yr] | 0 |  |  | 0 | 0 | 0 | 0 | 0 | 0 | 0 | 0 | 0 | 0 | 0 | 0 | 0 | 0 | 0 | 0 | 0 | 0 | 0 | 0 | 0 | 0 | 0 | 0 | 0 | 0 | 0 | 0 | 0 | 0
2X- | kWh- | General O&M |  | Electricity Consumption |  |  | [kWh/yr] | 0 |  |  | 0 | 0 | 0 | 0 | 0 | 0 | 0 | 0 | 0 | 0 | 0 | 0 | 0 | 0 | 0 | 0 | 0 | 0 | 0 | 0 | 0 | 0 | 0 | 0 | 0 | 0 | 0 | 0 | 0 | 0
2X- | GHG- | General O&M | 2% | GHG Cost |  |  | [tCO2e/yr] | 0 |  |  | 0 | 0 | 0 | 0 | 0 | 0 | 0 | 0 | 0 | 0 | 0 | 0 | 0 | 0 | 0 | 0 | 0 | 0 | 0 | 0 | 0 | 0 | 0 | 0 | 0 | 0 | 0 | 0 | 0 | 0
2X- | ExtraOrd- | General O&M | 2% | Extraordinary Maintenance Costs |  |  | [2013 $] | 0 |  |  | 0 | 0 | 0 | 0 | 0 | 0 | 0 | 0 | 0 | 0 | 0 | 0 | 0 | 0 | 0 | 0 | 0 | 0 | 0 | 0 | 0 | 0 | 0 | 0 | 0 | 0 | 0 | 0 | 0 | 0
Benefits
2X- | kWhProd- | General O&M |  | Electricity Production |  |  | [kWh/yr] | 0 |  |  | 0 | 0 | 0 | 0 | 0 | 0 | 0 | 0 | 0 | 0 | 0 | 0 | 0 | 0 | 0 | 0 | 0 | 0 | 0 | 0 | 0 | 0 | 0 | 0 | 0 | 0 | 0 | 0 | 0 | 0
2X- | TipFee- | General O&M | 2% | Tipping Fees |  |  | [2013 $] | 0 |  |  | 0 | 0 | 0 | 0 | 0 | 0 | 0 | 0 | 0 | 0 | 0 | 0 | 0 | 0 | 0 | 0 | 0 | 0 | 0 | 0 | 0 | 0 | 0 | 0 | 0 | 0 | 0 | 0 | 0 | 0
|  |  |  | Net Costs | [6 empty] | 134640 | 137332.8 | 140079.456 | 142881.0451 | 145738.666 | 148653.4393 | 151626.5081 | 154659.0383 | 157752.2191 | 160907.2634 | 164125.4087 | 167407.9169 | 170756.0752 | 174171.1967 | 177654.6207 | 181207.7131 | 184831.8673 | 188528.5047 | 192299.0748 | 196145.0563 | 0 | 0 | 0 | 0 | 0 | 0 | 0 | 0 | 0 | 0
|  |  |  | Electricity |  |  | Units |  |  |  | 2014 | 2015 | 2016 | 2017 | 2018 | 2019 | 2020 | 2021 | 2022 | 2023 | 2024 | 2025 | 2026 | 2027 | 2028 | 2029 | 2030 | 2031 | 2032 | 2033 | 2034 | 2035 | 2036 | 2037 | 2038 | 2039 | 2040 | 2041 | 2042 | 2043
|  |  |  | Usage Cost of Electricity Forecast |  |  | [Nominal $/kWh] |  |  |  | 0.064582 | 0.064984 | 0.067786 | 0.069819 | 0.071504 | 0.072419 | 0.073597 | 0.07541 | 0.077216 | 0.079146 | 0.080861 | 0.082418 | 0.084321 | 0.086243 | 0.088294 | 0.090591 | 0.092811 | 0.095219 | 0.097768 | 0.10043 | 0.10338 | 0.10714 | 0.11153 | 0.1157 | 0.11992 | 0.12437 | 0.12799 | 0.1308 | 0.13368 | 0.13662
|  |  |  | Natural Gas |  |  | Units |  |  |  | 2014 | 2015 | 2016 | 2017 | 2018 | 2019 | 2020 | 2021 | 2022 | 2023 | 2024 | 2025 | 2026 | 2027 | 2028 | 2029 | 2030 | 2031 | 2032 | 2033 | 2034 | 2035 | 2036 | 2037 | 2038 | 2039 | 2040 | 2041 | 2042 | 2043
|  |  |  | Usage Cost of Natural Gas Forecast |  |  | [Nominal $/GJ] |  |  |  | 0.0043492 | 0.0044637 | 0.0049882 | 0.005274 | 0.005627 | 0.0058541 | 0.0060384 | 0.0062668 | 0.0065922 | 0.0069223 | 0.0071632 | 0.0073415 | 0.0076021 | 0.0077885 | 0.0080592 | 0.0083232 | 0.0085754 | 0.0088889 | 0.0091809 | 0.0095488 | 0.010078 | 0.010655 | 0.011383 | 0.012093 | 0.01283 | 0.013272 | 0.013882 | 0.014424 | 0.014986 | 0.015571
|  |  |  | Clean-Up Schedule | [6 empty] | 2014 | 2015 | 2016 | 2017 | 2018 | 2019 | 2020 | 2021 | 2022 | 2023 | 2024 | 2025 | 2026 | 2027 | 2028 | 2029 | 2030 | 2031 | 2032 | 2033 | 2034 | 2035 | 2036 | 2037 | 2038 | 2039 | 2040 | 2041 | 2042 | 2043
[11 empty] | 0 | 0 | 0 | 0 | 1 | 1 | 1 | 1 | 1 | 2 | 2 | 2 | 2 | 2 | 3 | 3 | 3 | 3 | 3 | 4 | 4 | 4 | 4 | 4 | 5 | 5 | 5 | 5 | 5 | 6
|  |  |  | Clean-Up Schedule - 5 yrs | [6 empty] | 0 | 0 | 0 | 0 | 1 | 0 | 0 | 0 | 0 | 1 | 0 | 0 | 0 | 0 | 1 | 0 | 0 | 0 | 0 | 1 | 0 | 0 | 0 | 0 | 1 | 0 | 0 | 0 | 0 | 1
GHG Cost
|  |  |  | GHG Cost | [6 empty] | 0 | 0 | 0 | 0 | 0 | 0 | 0 | 0 | 0 | 0 | 0 | 0 | 0 | 0 | 0 | 0 | 0 | 0 | 0 | 0 | 0 | 0 | 0 | 0 | 0 | 0 | 0 | 0 | 0 | 0

## 2Y
[5 empty] | Client | Water & Environment Research Foundation
[5 empty] | Project | ENER1C12
[5 empty] | Configuration Number: | 2Y
COST SUMMARY
Config | Category | Part | Esc Factor | Capital Cost Summary |  |  |  | NPV 2013 $ | Overwrite Value |  | 2014 | 2015 | 2016 | 2017 | 2018 | 2019 | 2020 | 2021 | 2022 | 2023 | 2024 | 2025 | 2026 | 2027 | 2028 | 2029 | 2030 | 2031 | 2032 | 2033 | 2034 | 2035 | 2036 | 2037 | 2038 | 2039 | 2040 | 2041 | 2042 | 2043
| Capital |  |  | Capital Cost |  |  | [2013 $] | 32679179.2453 |  |  | 34639930 | 0 | 0 | 0 | 0 | 0 | 0 | 0 | 0 | 0 | 0 | 0 | 0 | 0 | 0 | 0 | 0 | 0 | 0 | 0 | 0 | 0 | 0 | 0 | 0 | 0 | 0 | 0 | 0 | 0
|  |  |  | Blank Capital Line 1 |  |  | [2013 $] | 0
|  |  |  | Blank Capital Line 2 |  |  | [2013 $] | 0
|  |  |  | Blank Capital Line 3 |  |  | [2013 $] | 0
|  |  |  | Total Capital Costs |  |  |  | 32679179.2453 |  |  | 34639930 | 0 | 0 | 0 | 0 | 0 | 0 | 0 | 0 | 0 | 0 | 0 | 0 | 0 | 0 | 0 | 0 | 0 | 0 | 0 | 0 | 0 | 0 | 0 | 0 | 0 | 0 | 0 | 0 | 0
|  |  |  | O&M Summary |  |  | Percent of Total O&M | NPV 2013 $ | Overwrite Value |  | 2014 | 2015 | 2016 | 2017 | 2018 | 2019 | 2020 | 2021 | 2022 | 2023 | 2024 | 2025 | 2026 | 2027 | 2028 | 2029 | 2030 | 2031 | 2032 | 2033 | 2034 | 2035 | 2036 | 2037 | 2038 | 2039 | 2040 | 2041 | 2042 | 2043
Costs
| Hrs- |  |  | Labor |  |  | [2013 $] | 10402292.9074 |  |  | 775314.75 | 790821.045 | 806637.4659 | 822770.2152 | 839225.6195 | 856010.1319 | 873130.3346 | 890592.9412 | 908404.8001 | 926572.8961 | 945104.354 | 964006.4411 | 983286.5699 | 1002952.3013 | 1023011.3473 | 1043471.5743 | 1064341.0057 | 1085627.8259 | 1107340.3824 | 1129487.19 | 0 | 0 | 0 | 0 | 0 | 0 | 0 | 0 | 0 | 0
| OMM- |  |  | Maintenance |  |  | [2013 $] | 3640263.6628 |  |  | 271320 | 276746.4 | 282281.328 | 287926.9546 | 293685.4937 | 299559.2035 | 305550.3876 | 311661.3953 | 317894.6233 | 324252.5157 | 330737.566 | 337352.3174 | 344099.3637 | 350981.351 | 358000.978 | 365160.9976 | 372464.2175 | 379913.5019 | 387511.7719 | 395262.0073 | 0 | 0 | 0 | 0 | 0 | 0 | 0 | 0 | 0 | 0
| Chem- |  |  | Chemicals |  |  | [2013 $] | 3599208.0576 |  |  | 268260 | 273625.2 | 279097.704 | 284679.6581 | 290373.2512 | 296180.7163 | 302104.3306 | 308146.4172 | 314309.3455 | 320595.5325 | 327007.4431 | 333547.592 | 340218.5438 | 347022.9147 | 353963.373 | 361042.6404 | 368263.4932 | 375628.7631 | 383141.3384 | 390804.1651 | 0 | 0 | 0 | 0 | 0 | 0 | 0 | 0 | 0 | 0
| Dispo- |  |  | Reuse and Disposal Costs |  |  | [2013 $] | 8279547.0526 |  |  | 617100 | 629442 | 642030.84 | 654871.4568 | 667968.8859 | 681328.2637 | 694954.8289 | 708853.9255 | 723031.004 | 737491.6241 | 752241.4566 | 767286.2857 | 782632.0114 | 798284.6517 | 814250.3447 | 830535.3516 | 847146.0586 | 864088.9798 | 881370.7594 | 898998.1746 | 0 | 0 | 0 | 0 | 0 | 0 | 0 | 0 | 0 | 0
| NG- |  |  | Natural Gas |  |  | [2013 $] | 0 |  |  | 0 | 0 | 0 | 0 | 0 | 0 | 0 | 0 | 0 | 0 | 0 | 0 | 0 | 0 | 0 | 0 | 0 | 0 | 0 | 0 | 0 | 0 | 0 | 0 | 0 | 0 | 0 | 0 | 0 | 0
| kWh- |  |  | Electricity Consumption |  |  | [2013 $] | 894038.5635 |  |  | 65107.8957 | 65513.7478 | 68338.0417 | 70388.0119 | 72086.5528 | 73008.7765 | 74196.8098 | 76024.8681 | 77844.9553 | 79791.2704 | 81519.5336 | 83089.303 | 85008.649 | 86946.1371 | 89013.421 | 91329.2663 | 93567.5145 | 95994.8039 | 98564.442 | 101245.7168 | 0 | 0 | 0 | 0 | 0 | 0 | 0 | 0 | 0 | 0
| GHG- |  |  | GHG Cost |  |  | [2013 $] | 0 |  |  | 0 | 0 | 0 | 0 | 0 | 0 | 0 | 0 | 0 | 0 | 0 | 0 | 0 | 0 | 0 | 0 | 0 | 0 | 0 | 0 | 0 | 0 | 0 | 0 | 0 | 0 | 0 | 0 | 0 | 0
| ExtraOrd- |  |  | Extraordinary Maintenance Costs |  |  | [2013 $] | 0 |  |  | 0 | 0 | 0 | 0 | 0 | 0 | 0 | 0 | 0 | 0 | 0 | 0 | 0 | 0 | 0 | 0 | 0 | 0 | 0 | 0 | 0 | 0 | 0 | 0 | 0 | 0 | 0 | 0 | 0 | 0
|  |  |  | Blank O&M Line 1 |  |  | [2013 $] | 0
|  |  |  | Blank O&M Line 2 |  |  | [2013 $] | 0
|  |  |  | Blank O&M Line 3 |  |  | [2013 $] | 0
Benefits
| kWhProd- |  |  | Electricity Production |  |  | [2013 $] | 2220486.1968 |  |  | 161705.7582 | 162713.7561 | 169728.3366 | 174819.762 | 179038.357 | 181328.8453 | 184279.5141 | 188819.786 | 193340.2604 | 198174.2418 | 202466.6569 | 206365.4274 | 211132.4269 | 215944.4851 | 221078.9117 | 226830.6798 | 232389.7234 | 238418.2804 | 244800.3833 | 251459.7532 | 0 | 0 | 0 | 0 | 0 | 0 | 0 | 0 | 0 | 0
| TipFee- |  |  | Tipping Fees |  |  | [2013 $] | 205278.0261 |  |  | 15300 | 15606 | 15918.12 | 16236.4824 | 16561.212 | 16892.4363 | 17230.285 | 17574.8907 | 17926.3885 | 18284.9163 | 18650.6146 | 19023.6269 | 19404.0995 | 19792.1814 | 20188.0251 | 20591.7856 | 21003.6213 | 21423.6937 | 21852.1676 | 22289.2109 | 0 | 0 | 0 | 0 | 0 | 0 | 0 | 0 | 0 | 0
|  |  |  | Blank Benefit Line 1 |  |  | [2013 $] | 0
|  |  |  | Blank Benefit Line 2 |  |  | [2013 $] | 0
|  |  |  | Blank Benefit Line 3 |  |  | [2013 $] | 0
|  |  |  | Net Costs |  |  |  | 24389586.021 |  |  | 1820096.8875 | 1857828.6367 | 1892738.923 | 1929580.0522 | 1967740.2341 | 2007865.8102 | 2048426.8924 | 2088884.8707 | 2130218.0792 | 2172244.6806 | 2215493.0818 | 2259892.8847 | 2304708.6114 | 2350450.6891 | 2396972.5272 | 2444117.3648 | 2492388.945 | 2541411.9004 | 2591276.1432 | 2642048.2897 | 0 | 0 | 0 | 0 | 0 | 0 | 0 | 0 | 0 | 0
|  |  |  | Total Cash Flow |  |  |  | 57068765.2663 |  |  | 36460026.8875 | 1857828.6367 | 1892738.923 | 1929580.0522 | 1967740.2341 | 2007865.8102 | 2048426.8924 | 2088884.8707 | 2130218.0792 | 2172244.6806 | 2215493.0818 | 2259892.8847 | 2304708.6114 | 2350450.6891 | 2396972.5272 | 2444117.3648 | 2492388.945 | 2541411.9004 | 2591276.1432 | 2642048.2897 | 0 | 0 | 0 | 0 | 0 | 0 | 0 | 0 | 0 | 0
|  |  |  | Cumilative Cash flow | [5 empty] | 0 | 34396251.7807 | 36049712.6535 | 37638892.751 | 39167300.883 | 40637710.855 | 42053177.0218 | 43415497.8983 | 44726090.1085 | 45986962.9165 | 47199933.0004 | 48367027.1184 | 49490124.6471 | 50570661.979 | 51610268.5856 | 52610441.4727 | 53572559.1903 | 54498143.7618 | 55388511.6418 | 56244962.1209 | 57068765.2663 | 0 | 0 | 0 | 0 | 0 | 0 | 0 | 0 | 0 | 0
|  |  |  | COST SUMMARY BY MODULES | [6 empty] | 2014: 36460026.8875
|  |  |  | Capital Costs Summary by Modelus |  |  | Cash Flow Units | NPV 2013 $ |  |  | 2014 | 2015 | 2016 | 2017 | 2018 | 2019 | 2020 | 2021 | 2022 | 2023 | 2024 | 2025 | 2026 | 2027 | 2028 | 2029 | 2030 | 2031 | 2032 | 2033 | 2034 | 2035 | 2036 | 2037 | 2038 | 2039 | 2040 | 2041 | 2042 | 2043
Capital Costs
|  |  |  | Anaerobic Digestion |  |  | [Nominal $] | 8102018.8679 |  |  | 8588140 | 0 | 0 | 0 | 0 | 0 | 0 | 0 | 0 | 0 | 0 | 0 | 0 | 0 | 0 | 0 | 0 | 0 | 0 | 0 | 0 | 0 | 0 | 0 | 0 | 0 | 0 | 0 | 0 | 0
|  |  |  | Ash Conveyance & Storage |  |  | [Nominal $] | 0 |  |  | 0 | 0 | 0 | 0 | 0 | 0 | 0 | 0 | 0 | 0 | 0 | 0 | 0 | 0 | 0 | 0 | 0 | 0 | 0 | 0 | 0 | 0 | 0 | 0 | 0 | 0 | 0 | 0 | 0 | 0
|  |  |  | Belt Filter Press Dewatering |  |  | [Nominal $] | 2703264.1509 |  |  | 2865460 | 0 | 0 | 0 | 0 | 0 | 0 | 0 | 0 | 0 | 0 | 0 | 0 | 0 | 0 | 0 | 0 | 0 | 0 | 0 | 0 | 0 | 0 | 0 | 0 | 0 | 0 | 0 | 0 | 0
|  |  |  | Cake Storage/Load Out |  |  | [Nominal $] | 0 |  |  | 0 | 0 | 0 | 0 | 0 | 0 | 0 | 0 | 0 | 0 | 0 | 0 | 0 | 0 | 0 | 0 | 0 | 0 | 0 | 0 | 0 | 0 | 0 | 0 | 0 | 0 | 0 | 0 | 0 | 0
|  |  |  | Cake Storage |  |  | [Nominal $] | 3230896.2264 |  |  | 3424750 | 0 | 0 | 0 | 0 | 0 | 0 | 0 | 0 | 0 | 0 | 0 | 0 | 0 | 0 | 0 | 0 | 0 | 0 | 0 | 0 | 0 | 0 | 0 | 0 | 0 | 0 | 0 | 0 | 0
|  |  |  | CHP |  |  | [Nominal $] | 720028.3019 |  |  | 763230 | 0 | 0 | 0 | 0 | 0 | 0 | 0 | 0 | 0 | 0 | 0 | 0 | 0 | 0 | 0 | 0 | 0 | 0 | 0 | 0 | 0 | 0 | 0 | 0 | 0 | 0 | 0 | 0 | 0
|  |  |  | Dewatering |  |  | [Nominal $] | 0 |  |  | 0 | 0 | 0 | 0 | 0 | 0 | 0 | 0 | 0 | 0 | 0 | 0 | 0 | 0 | 0 | 0 | 0 | 0 | 0 | 0 | 0 | 0 | 0 | 0 | 0 | 0 | 0 | 0 | 0 | 0
|  |  |  | Drying/Gasification/Energy Recovery |  |  | [Nominal $] | 0 |  |  | 0 | 0 | 0 | 0 | 0 | 0 | 0 | 0 | 0 | 0 | 0 | 0 | 0 | 0 | 0 | 0 | 0 | 0 | 0 | 0 | 0 | 0 | 0 | 0 | 0 | 0 | 0 | 0 | 0 | 0
|  |  |  | Energy Recovery |  |  | [Nominal $] | 0 |  |  | 0 | 0 | 0 | 0 | 0 | 0 | 0 | 0 | 0 | 0 | 0 | 0 | 0 | 0 | 0 | 0 | 0 | 0 | 0 | 0 | 0 | 0 | 0 | 0 | 0 | 0 | 0 | 0 | 0 | 0
|  |  |  | Fluid Bed Incineration |  |  | [Nominal $] | 0 |  |  | 0 | 0 | 0 | 0 | 0 | 0 | 0 | 0 | 0 | 0 | 0 | 0 | 0 | 0 | 0 | 0 | 0 | 0 | 0 | 0 | 0 | 0 | 0 | 0 | 0 | 0 | 0 | 0 | 0 | 0
|  |  |  | FOG Receiving |  |  | [Nominal $] | 583018.8679 |  |  | 618000 | 0 | 0 | 0 | 0 | 0 | 0 | 0 | 0 | 0 | 0 | 0 | 0 | 0 | 0 | 0 | 0 | 0 | 0 | 0 | 0 | 0 | 0 | 0 | 0 | 0 | 0 | 0 | 0 | 0
|  |  |  | Gas Cleaning |  |  | [Nominal $] | 676301.8868 |  |  | 716880 | 0 | 0 | 0 | 0 | 0 | 0 | 0 | 0 | 0 | 0 | 0 | 0 | 0 | 0 | 0 | 0 | 0 | 0 | 0 | 0 | 0 | 0 | 0 | 0 | 0 | 0 | 0 | 0 | 0
|  |  |  | Gravity Belt Thickener |  |  | [Nominal $] | 1991981.1321 |  |  | 2111500 | 0 | 0 | 0 | 0 | 0 | 0 | 0 | 0 | 0 | 0 | 0 | 0 | 0 | 0 | 0 | 0 | 0 | 0 | 0 | 0 | 0 | 0 | 0 | 0 | 0 | 0 | 0 | 0 | 0
|  |  |  | Gravity Thickener |  |  | [Nominal $] | 999877.3585 |  |  | 1059870 | 0 | 0 | 0 | 0 | 0 | 0 | 0 | 0 | 0 | 0 | 0 | 0 | 0 | 0 | 0 | 0 | 0 | 0 | 0 | 0 | 0 | 0 | 0 | 0 | 0 | 0 | 0 | 0 | 0
|  |  |  | Pre-Dewatering |  |  | [Nominal $] | 0 |  |  | 0 | 0 | 0 | 0 | 0 | 0 | 0 | 0 | 0 | 0 | 0 | 0 | 0 | 0 | 0 | 0 | 0 | 0 | 0 | 0 | 0 | 0 | 0 | 0 | 0 | 0 | 0 | 0 | 0 | 0
|  |  |  | Pre-Treatment (CAMBI) |  |  | [Nominal $] | 0 |  |  | 0 | 0 | 0 | 0 | 0 | 0 | 0 | 0 | 0 | 0 | 0 | 0 | 0 | 0 | 0 | 0 | 0 | 0 | 0 | 0 | 0 | 0 | 0 | 0 | 0 | 0 | 0 | 0 | 0 | 0
|  |  |  | Sitework |  |  | [Nominal $] | 950320.7547 |  |  | 1007340 | 0 | 0 | 0 | 0 | 0 | 0 | 0 | 0 | 0 | 0 | 0 | 0 | 0 | 0 | 0 | 0 | 0 | 0 | 0 | 0 | 0 | 0 | 0 | 0 | 0 | 0 | 0 | 0 | 0
|  |  |  | General Requirements |  |  | [Nominal $] | 1900641.5094 |  |  | 2014680 | 0 | 0 | 0 | 0 | 0 | 0 | 0 | 0 | 0 | 0 | 0 | 0 | 0 | 0 | 0 | 0 | 0 | 0 | 0 | 0 | 0 | 0 | 0 | 0 | 0 | 0 | 0 | 0 | 0
|  |  |  | Contingencies |  |  | [Nominal $] | 6557990.566 |  |  | 6951470 | 0 | 0 | 0 | 0 | 0 | 0 | 0 | 0 | 0 | 0 | 0 | 0 | 0 | 0 | 0 | 0 | 0 | 0 | 0 | 0 | 0 | 0 | 0 | 0 | 0 | 0 | 0 | 0 | 0
|  |  |  | Engineering, Legal & Admin |  |  | [Nominal $] | 4262839.6226 |  |  | 4518610 | 0 | 0 | 0 | 0 | 0 | 0 | 0 | 0 | 0 | 0 | 0 | 0 | 0 | 0 | 0 | 0 | 0 | 0 | 0 | 0 | 0 | 0 | 0 | 0 | 0 | 0 | 0 | 0 | 0
|  |  |  | Total Capital Costs |  |  | [Nominal $] | 32679179.2453 |  |  | 34639930 | 0 | 0 | 0 | 0 | 0 | 0 | 0 | 0 | 0 | 0 | 0 | 0 | 0 | 0 | 0 | 0 | 0 | 0 | 0 | 0 | 0 | 0 | 0 | 0 | 0 | 0 | 0 | 0 | 0
|  |  |  | O&M Costs Summary By Modules | [6 empty] | 2014 | 2015 | 2016 | 2017 | 2018 | 2019 | 2020 | 2021 | 2022 | 2023 | 2024 | 2025 | 2026 | 2027 | 2028 | 2029 | 2030 | 2031 | 2032 | 2033 | 2034 | 2035 | 2036 | 2037 | 2038 | 2039 | 2040 | 2041 | 2042 | 2043
|  |  |  | Anaerobic Digestion |  |  | [Nominal $] | 3033703.2693 |  |  | 225240.1449 | 229233.8451 | 234681.8649 | 239765.0905 | 244726.2049 | 249324.4889 | 254155.7944 | 259435.1399 | 264794.6786 | 270312.6298 | 275794.4028 | 281275.7226 | 287048.1061 | 292924.3931 | 298970.1232 | 305254.929 | 311594.7712 | 318143.6812 | 324877.059 | 331779.4572 | 0 | 0 | 0 | 0 | 0 | 0 | 0 | 0 | 0 | 0
|  |  |  | Ash Conveyance & Storage |  |  | [Nominal $] | 0 |  |  | 0 | 0 | 0 | 0 | 0 | 0 | 0 | 0 | 0 | 0 | 0 | 0 | 0 | 0 | 0 | 0 | 0 | 0 | 0 | 0 | 0 | 0 | 0 | 0 | 0 | 0 | 0 | 0 | 0 | 0
|  |  |  | Belt Filter Press Dewatering |  |  | [Nominal $] | 4364968.6624 |  |  | 325285.2548 | 331762.0743 | 338446.1086 | 345237.0488 | 352151.1609 | 359177.4417 | 366352.2201 | 373690.3547 | 381173.8168 | 388809.8429 | 396590.3079 | 404520.1604 | 412618.8641 | 420878.8894 | 429307.0494 | 437910.4506 | 446681.9264 | 455633.4814 | 464767.0905 | 474085.3133 | 0 | 0 | 0 | 0 | 0 | 0 | 0 | 0 | 0 | 0
|  |  |  | Cake Storage/Load Out |  |  | [Nominal $] | 611899.5828 |  |  | 45606.75 | 46518.885 | 47449.2627 | 48398.248 | 49366.2129 | 50353.5372 | 51360.6079 | 52387.8201 | 53435.5765 | 54504.288 | 55594.3738 | 56706.2612 | 57840.3865 | 58997.1942 | 60177.1381 | 61380.6808 | 62608.2945 | 63860.4603 | 65137.6696 | 66440.4229 | 0 | 0 | 0 | 0 | 0 | 0 | 0 | 0 | 0 | 0
|  |  |  | Cake Storage |  |  | [Nominal $] | 836558.6458 |  |  | 62301.5041 | 63518.3286 | 64838.0286 | 66157.0512 | 67489.6671 | 68822.5326 | 70190.1157 | 71605.131 | 73046.9956 | 74520.6244 | 76015.3523 | 77533.684 | 79092.7502 | 80682.3379 | 82306.6842 | 83970.2693 | 85663.0885 | 87394.4652 | 89163.526 | 90969.931 | 0 | 0 | 0 | 0 | 0 | 0 | 0 | 0 | 0 | 0
|  |  |  | CHP |  |  | [Nominal $] | -1315894.3618 |  |  | -94283.7582 | -93943.3161 | -99582.4878 | -103270.9962 | -106058.6159 | -106889.5094 | -108351.3915 | -111373.1009 | -114344.6416 | -117598.7106 | -120279.6151 | -122534.6448 | -125625.0287 | -128726.9389 | -132117.0146 | -136089.5447 | -139833.7655 | -144011.2034 | -148505.1647 | -153238.6303 | 0 | 0 | 0 | 0 | 0 | 0 | 0 | 0 | 0 | 0
|  |  |  | Dewatering |  |  | [Nominal $] | 0 |  |  | 0 | 0 | 0 | 0 | 0 | 0 | 0 | 0 | 0 | 0 | 0 | 0 | 0 | 0 | 0 | 0 | 0 | 0 | 0 | 0 | 0 | 0 | 0 | 0 | 0 | 0 | 0 | 0 | 0 | 0
|  |  |  | Drying/Gasification/Energy Recovery |  |  | [Nominal $] | 0 |  |  | 0 | 0 | 0 | 0 | 0 | 0 | 0 | 0 | 0 | 0 | 0 | 0 | 0 | 0 | 0 | 0 | 0 | 0 | 0 | 0 | 0 | 0 | 0 | 0 | 0 | 0 | 0 | 0 | 0 | 0
|  |  |  | Energy Recovery |  |  | [Nominal $] | 0 |  |  | 0 | 0 | 0 | 0 | 0 | 0 | 0 | 0 | 0 | 0 | 0 | 0 | 0 | 0 | 0 | 0 | 0 | 0 | 0 | 0 | 0 | 0 | 0 | 0 | 0 | 0 | 0 | 0 | 0 | 0
|  |  |  | Fluid Bed Incineration |  |  | [Nominal $] | 0 |  |  | 0 | 0 | 0 | 0 | 0 | 0 | 0 | 0 | 0 | 0 | 0 | 0 | 0 | 0 | 0 | 0 | 0 | 0 | 0 | 0 | 0 | 0 | 0 | 0 | 0 | 0 | 0 | 0 | 0 | 0
|  |  |  | FOG Receiving |  |  | [Nominal $] | 1626269.4148 |  |  | 121050.4577 | 123377.3599 | 126003.8704 | 128595.6809 | 131198.1248 | 133767.542 | 136414.3195 | 139178.7367 | 141993.7667 | 144874.5285 | 147785.9243 | 150735.2779 | 153777.0257 | 156877.483 | 160049.5087 | 163306.7314 | 166616.0883 | 170006.7805 | 173475.1353 | 177019.1825 | 0 | 0 | 0 | 0 | 0 | 0 | 0 | 0 | 0 | 0
|  |  |  | Gas Cleaning |  |  | [Nominal $] | 1461601.3183 |  |  | 108640.6308 | 110639.1788 | 113146.3261 | 115542.0859 | 117909.4628 | 120166.6466 | 122517.0682 | 125034.3156 | 127593.2498 | 130220.8272 | 132850.993 | 135496.2265 | 138256.2273 | 141067.4919 | 143952.6835 | 146935.867 | 149954.622 | 153061.8032 | 156249.3656 | 159512.3923 | 0 | 0 | 0 | 0 | 0 | 0 | 0 | 0 | 0 | 0
|  |  |  | Gravity Belt Thickener |  |  | [Nominal $] | 3251426.8203 |  |  | 242251.4183 | 247045.1746 | 252072.6857 | 257153.2216 | 262312.9198 | 267529.4604 | 272864.482 | 278341.4568 | 283925.4236 | 289626.2081 | 295426.3082 | 301331.3666 | 307372.7274 | 313533.7572 | 319823.2159 | 326250.3172 | 332798.8722 | 339486.6515 | 346313.5523 | 353280.4372 | 0 | 0 | 0 | 0 | 0 | 0 | 0 | 0 | 0 | 0
|  |  |  | Gravity Thickener |  |  | [Nominal $] | 843615.0391 |  |  | 62864.4851 | 64114.3067 | 65409.2077 | 66723.0845 | 68059.969 | 69416.8398 | 70802.909 | 72221.8345 | 73668.7674 | 75145.3874 | 76649.3986 | 78181.8815 | 79747.6651 | 81344.5958 | 82974.2236 | 84638.1706 | 86334.364 | 88065.6834 | 89832.4108 | 91634.9747 | 0 | 0 | 0 | 0 | 0 | 0 | 0 | 0 | 0 | 0
|  |  |  | Pre-Dewatering |  |  | [Nominal $] | 0 |  |  | 0 | 0 | 0 | 0 | 0 | 0 | 0 | 0 | 0 | 0 | 0 | 0 | 0 | 0 | 0 | 0 | 0 | 0 | 0 | 0 | 0 | 0 | 0 | 0 | 0 | 0 | 0 | 0 | 0 | 0
|  |  |  | Pre-Treatment (CAMBI) |  |  | [Nominal $] | 0 |  |  | 0 | 0 | 0 | 0 | 0 | 0 | 0 | 0 | 0 | 0 | 0 | 0 | 0 | 0 | 0 | 0 | 0 | 0 | 0 | 0 | 0 | 0 | 0 | 0 | 0 | 0 | 0 | 0 | 0 | 0
|  |  |  | Landfill Application |  |  | [Nominal $] | 0 |  |  | 0 | 0 | 0 | 0 | 0 | 0 | 0 | 0 | 0 | 0 | 0 | 0 | 0 | 0 | 0 | 0 | 0 | 0 | 0 | 0 | 0 | 0 | 0 | 0 | 0 | 0 | 0 | 0 | 0 | 0
|  |  |  | Landfill Disposal |  |  | [Nominal $] | 7868991.0004 |  |  | 586500 | 598230 | 610194.6 | 622398.492 | 634846.4618 | 647543.3911 | 660494.2589 | 673704.1441 | 687178.227 | 700921.7915 | 714940.2273 | 729239.0319 | 743823.8125 | 758700.2888 | 773874.2945 | 789351.7804 | 805138.816 | 821241.5924 | 837666.4242 | 854419.7527 | 0 | 0 | 0 | 0 | 0 | 0 | 0 | 0 | 0 | 0
|  |  |  | Genaral O&M |  |  | [Nominal $] | 1806446.6296 |  |  | 134640 | 137332.8 | 140079.456 | 142881.0451 | 145738.666 | 148653.4393 | 151626.5081 | 154659.0383 | 157752.2191 | 160907.2634 | 164125.4087 | 167407.9169 | 170756.0752 | 174171.1967 | 177654.6207 | 181207.7131 | 184831.8673 | 188528.5047 | 192299.0748 | 196145.0563 | 0 | 0 | 0 | 0 | 0 | 0 | 0 | 0 | 0 | 0
|  |  |  | Total O&M Costs |  |  | [Nominal $] | 24389586.021 |  |  | 1820096.8875 | 1857828.6367 | 1892738.923 | 1929580.0522 | 1967740.2341 | 2007865.8102 | 2048426.8924 | 2088884.8707 | 2130218.0792 | 2172244.6806 | 2215493.0818 | 2259892.8847 | 2304708.6114 | 2350450.6891 | 2396972.5272 | 2444117.3648 | 2492388.945 | 2541411.9004 | 2591276.1432 | 2642048.2897 | 0 | 0 | 0 | 0 | 0 | 0 | 0 | 0 | 0 | 0
|  |  |  | Total Cash flow |  |  | [Nominal $] | 57096629.995 |  |  | 36462040.8875 | 1859843.6367 | 1894754.923 | 1931597.0522 | 1969758.2341 | 2009884.8102 | 2050446.8924 | 2090905.8707 | 2132240.0792 | 2174267.6806 | 2217517.0818 | 2261917.8847 | 2306734.6114 | 2352477.6891 | 2399000.5272 | 2446146.3648 | 2494418.945 | 2543442.9004 | 2593308.1432 | 2644081.2897 | 2034 | 2035 | 2036 | 2037 | 2038 | 2039 | 2040 | 2041 | 2042 | 2043
DETAIL COSTS BY MODULES
|  |  |  | Anaerobic Digestion Capital Costs |  |  | Units | Default Value | Overwrite Value |  | 2014 | 2015 | 2016 | 2017 | 2018 | 2019 | 2020 | 2021 | 2022 | 2023 | 2024 | 2025 | 2026 | 2027 | 2028 | 2029 | 2030 | 2031 | 2032 | 2033 | 2034 | 2035 | 2036 | 2037 | 2038 | 2039 | 2040 | 2041 | 2042 | 2043
2Y- | Capital | Anaerobic Digestion | 3% | Capital Cost |  |  | [2013 $] | 8338000 |  |  | 8588140 | 0 | 0 | 0 | 0 | 0 | 0 | 0 | 0 | 0 | 0 | 0 | 0 | 0 | 0 | 0 | 0 | 0 | 0 | 0 | 0 | 0 | 0 | 0 | 0 | 0 | 0 | 0 | 0 | 0
|  |  |  | Project Schedule Spend Profile | [6 empty] | 100% | 0% | 0% | 0% | 0% | 0% | 0% | 0% | 0% | 0% | 0% | 0% | 0% | 0% | 0% | 0% | 0% | 0% | 0% | 0% | 0% | 0% | 0% | 0% | 0% | 0% | 0% | 0% | 0% | 0%
|  |  |  | Anaerobic Digestion O&M |  |  | Units | Default Value | Overwrite Value |  | 2014 | 2015 | 2016 | 2017 | 2018 | 2019 | 2020 | 2021 | 2022 | 2023 | 2024 | 2025 | 2026 | 2027 | 2028 | 2029 | 2030 | 2031 | 2032 | 2033 | 2034 | 2035 | 2036 | 2037 | 2038 | 2039 | 2040 | 2041 | 2042 | 2043
Costs
2Y- | Hrs- | Anaerobic Digestion | 2% | Labor |  |  | [hrs/yr] | 2555 |  |  | 91213.5 | 93037.77 | 94898.5254 | 96796.4959 | 98732.4258 | 100707.0743 | 102721.2158 | 104775.6401 | 106871.1529 | 109008.576 | 111188.7475 | 113412.5225 | 115680.7729 | 117994.3884 | 120354.2762 | 122761.3617 | 125216.5889 | 127720.9207 | 130275.3391 | 132880.8459 | 0 | 0 | 0 | 0 | 0 | 0 | 0 | 0 | 0 | 0
2Y- | OMM- | Anaerobic Digestion | 2% | Maintenance |  |  | [2013 $] | 95000 |  |  | 96900 | 98838 | 100814.76 | 102831.0552 | 104887.6763 | 106985.4298 | 109125.1384 | 111307.6412 | 113533.794 | 115804.4699 | 118120.5593 | 120482.9705 | 122892.6299 | 125350.4825 | 127857.4921 | 130414.642 | 133022.9348 | 135683.3935 | 138397.0614 | 141165.0026 | 0 | 0 | 0 | 0 | 0 | 0 | 0 | 0 | 0 | 0
2Y- | Chem- | Anaerobic Digestion | 2% | Chemicals |  |  | [2013 $] | 0 |  |  | 0 | 0 | 0 | 0 | 0 | 0 | 0 | 0 | 0 | 0 | 0 | 0 | 0 | 0 | 0 | 0 | 0 | 0 | 0 | 0 | 0 | 0 | 0 | 0 | 0 | 0 | 0 | 0 | 0 | 0
2Y- | Dispo- | Anaerobic Digestion | 2% | Reuse and Disposal Costs |  |  | [2013 $] | 0 |  |  | 0 | 0 | 0 | 0 | 0 | 0 | 0 | 0 | 0 | 0 | 0 | 0 | 0 | 0 | 0 | 0 | 0 | 0 | 0 | 0 | 0 | 0 | 0 | 0 | 0 | 0 | 0 | 0 | 0 | 0
2Y- | NG- | Anaerobic Digestion |  | Natural Gas |  |  | [MJ/yr] | 0 |  |  | 0 | 0 | 0 | 0 | 0 | 0 | 0 | 0 | 0 | 0 | 0 | 0 | 0 | 0 | 0 | 0 | 0 | 0 | 0 | 0 | 0 | 0 | 0 | 0 | 0 | 0 | 0 | 0 | 0 | 0
2Y- | kWh- | Anaerobic Digestion |  | Electricity Consumption |  |  | [kWh/yr] | 574880 |  |  | 37126.6449 | 37358.0751 | 38968.5795 | 40137.5394 | 41106.1027 | 41631.9847 | 42309.4401 | 43351.8585 | 44389.7316 | 45499.5839 | 46485.0959 | 47380.2296 | 48474.7033 | 49579.5222 | 50758.3549 | 52078.9253 | 53355.2475 | 54739.367 | 56204.6585 | 57733.6087 | 0 | 0 | 0 | 0 | 0 | 0 | 0 | 0 | 0 | 0
2Y- | GHG- | Anaerobic Digestion | 2% | GHG Cost |  |  | [tCO2e/yr] | 0 |  |  | 0 | 0 | 0 | 0 | 0 | 0 | 0 | 0 | 0 | 0 | 0 | 0 | 0 | 0 | 0 | 0 | 0 | 0 | 0 | 0 | 0 | 0 | 0 | 0 | 0 | 0 | 0 | 0 | 0 | 0
2Y- | ExtraOrd- | Anaerobic Digestion | 2% | Extraordinary Maintenance Costs |  |  | [2013 $] | 0 |  |  | 0 | 0 | 0 | 0 | 0 | 0 | 0 | 0 | 0 | 0 | 0 | 0 | 0 | 0 | 0 | 0 | 0 | 0 | 0 | 0 | 0 | 0 | 0 | 0 | 0 | 0 | 0 | 0 | 0 | 0
Benefits
2Y- | kWhProd- | Anaerobic Digestion |  | Electricity Production |  |  | [kWh/yr] | 0 |  |  | 0 | 0 | 0 | 0 | 0 | 0 | 0 | 0 | 0 | 0 | 0 | 0 | 0 | 0 | 0 | 0 | 0 | 0 | 0 | 0 | 0 | 0 | 0 | 0 | 0 | 0 | 0 | 0 | 0 | 0
2Y- | TipFee- | Anaerobic Digestion | 2% | Tipping Fees |  |  | [2013 $] | 0 |  |  | 0 | 0 | 0 | 0 | 0 | 0 | 0 | 0 | 0 | 0 | 0 | 0 | 0 | 0 | 0 | 0 | 0 | 0 | 0 | 0 | 0 | 0 | 0 | 0 | 0 | 0 | 0 | 0 | 0 | 0
|  |  |  | Net Costs | [6 empty] | 225240.1449 | 229233.8451 | 234681.8649 | 239765.0905 | 244726.2049 | 249324.4889 | 254155.7944 | 259435.1399 | 264794.6786 | 270312.6298 | 275794.4028 | 281275.7226 | 287048.1061 | 292924.3931 | 298970.1232 | 305254.929 | 311594.7712 | 318143.6812 | 324877.059 | 331779.4572 | 0 | 0 | 0 | 0 | 0 | 0 | 0 | 0 | 0 | 0
|  |  |  | Ash Conveyance & Storage Capital Costs |  |  | Units | Default Value | Overwrite Value |  | 2014 | 2015 | 2016 | 2017 | 2018 | 2019 | 2020 | 2021 | 2022 | 2023 | 2024 | 2025 | 2026 | 2027 | 2028 | 2029 | 2030 | 2031 | 2032 | 2033 | 2034 | 2035 | 2036 | 2037 | 2038 | 2039 | 2040 | 2041 | 2042 | 2043
2Y- | Capital | Ash Conveyance & Storage | 3% | Capital Cost |  |  | [2013 $] | 0 |  |  | 0 | 0 | 0 | 0 | 0 | 0 | 0 | 0 | 0 | 0 | 0 | 0 | 0 | 0 | 0 | 0 | 0 | 0 | 0 | 0 | 0 | 0 | 0 | 0 | 0 | 0 | 0 | 0 | 0 | 0
|  |  |  | Project Schedule Spend Profile | [6 empty] | 100% | 0% | 0% | 0% | 0% | 0% | 0% | 0% | 0% | 0% | 0% | 0% | 0% | 0% | 0% | 0% | 0% | 0% | 0% | 0% | 0% | 0% | 0% | 0% | 0% | 0% | 0% | 0% | 0% | 0%
|  |  |  | Ash Conveyance & Storage O&M |  |  | Units | Default Value | Overwrite Value |  | 2014 | 2015 | 2016 | 2017 | 2018 | 2019 | 2020 | 2021 | 2022 | 2023 | 2024 | 2025 | 2026 | 2027 | 2028 | 2029 | 2030 | 2031 | 2032 | 2033 | 2034 | 2035 | 2036 | 2037 | 2038 | 2039 | 2040 | 2041 | 2042 | 2043
Costs
2Y- | Hrs- | Ash Conveyance & Storage | 2% | Labor |  |  | [hrs/yr] | 0 |  |  | 0 | 0 | 0 | 0 | 0 | 0 | 0 | 0 | 0 | 0 | 0 | 0 | 0 | 0 | 0 | 0 | 0 | 0 | 0 | 0 | 0 | 0 | 0 | 0 | 0 | 0 | 0 | 0 | 0 | 0
2Y- | OMM- | Ash Conveyance & Storage | 2% | Maintenance |  |  | [2013 $] | 0 |  |  | 0 | 0 | 0 | 0 | 0 | 0 | 0 | 0 | 0 | 0 | 0 | 0 | 0 | 0 | 0 | 0 | 0 | 0 | 0 | 0 | 0 | 0 | 0 | 0 | 0 | 0 | 0 | 0 | 0 | 0
2Y- | Chem- | Ash Conveyance & Storage | 2% | Chemicals |  |  | [2013 $] | 0 |  |  | 0 | 0 | 0 | 0 | 0 | 0 | 0 | 0 | 0 | 0 | 0 | 0 | 0 | 0 | 0 | 0 | 0 | 0 | 0 | 0 | 0 | 0 | 0 | 0 | 0 | 0 | 0 | 0 | 0 | 0
2Y- | Dispo- | Ash Conveyance & Storage | 2% | Reuse and Disposal Costs |  |  | [2013 $] | 0 |  |  | 0 | 0 | 0 | 0 | 0 | 0 | 0 | 0 | 0 | 0 | 0 | 0 | 0 | 0 | 0 | 0 | 0 | 0 | 0 | 0 | 0 | 0 | 0 | 0 | 0 | 0 | 0 | 0 | 0 | 0
2Y- | NG- | Ash Conveyance & Storage |  | Natural Gas |  |  | [MJ/yr] | 0 |  |  | 0 | 0 | 0 | 0 | 0 | 0 | 0 | 0 | 0 | 0 | 0 | 0 | 0 | 0 | 0 | 0 | 0 | 0 | 0 | 0 | 0 | 0 | 0 | 0 | 0 | 0 | 0 | 0 | 0 | 0
2Y- | kWh- | Ash Conveyance & Storage |  | Electricity Consumption |  |  | [kWh/yr] | 0 |  |  | 0 | 0 | 0 | 0 | 0 | 0 | 0 | 0 | 0 | 0 | 0 | 0 | 0 | 0 | 0 | 0 | 0 | 0 | 0 | 0 | 0 | 0 | 0 | 0 | 0 | 0 | 0 | 0 | 0 | 0
2Y- | GHG- | Ash Conveyance & Storage | 2% | GHG Cost |  |  | [tCO2e/yr] | 0 |  |  | 0 | 0 | 0 | 0 | 0 | 0 | 0 | 0 | 0 | 0 | 0 | 0 | 0 | 0 | 0 | 0 | 0 | 0 | 0 | 0 | 0 | 0 | 0 | 0 | 0 | 0 | 0 | 0 | 0 | 0
2Y- | ExtraOrd- | Ash Conveyance & Storage | 2% | Extraordinary Maintenance Costs |  |  | [2013 $] | 0 |  |  | 0 | 0 | 0 | 0 | 0 | 0 | 0 | 0 | 0 | 0 | 0 | 0 | 0 | 0 | 0 | 0 | 0 | 0 | 0 | 0 | 0 | 0 | 0 | 0 | 0 | 0 | 0 | 0 | 0 | 0
Benefits
2Y- | kWhProd- | Ash Conveyance & Storage |  | Electricity Production |  |  | [kWh/yr] | 0 |  |  | 0 | 0 | 0 | 0 | 0 | 0 | 0 | 0 | 0 | 0 | 0 | 0 | 0 | 0 | 0 | 0 | 0 | 0 | 0 | 0 | 0 | 0 | 0 | 0 | 0 | 0 | 0 | 0 | 0 | 0
2Y- | TipFee- | Ash Conveyance & Storage | 2% | Tipping Fees |  |  | [2013 $] | 0 |  |  | 0 | 0 | 0 | 0 | 0 | 0 | 0 | 0 | 0 | 0 | 0 | 0 | 0 | 0 | 0 | 0 | 0 | 0 | 0 | 0 | 0 | 0 | 0 | 0 | 0 | 0 | 0 | 0 | 0 | 0
|  |  |  | Net Costs | [6 empty] | 0 | 0 | 0 | 0 | 0 | 0 | 0 | 0 | 0 | 0 | 0 | 0 | 0 | 0 | 0 | 0 | 0 | 0 | 0 | 0 | 0 | 0 | 0 | 0 | 0 | 0 | 0 | 0 | 0 | 0
|  |  |  | Belt Filter Press Dewatering Capital Costs |  |  | Units | Default Value | Overwrite Value |  | 2014 | 2015 | 2016 | 2017 | 2018 | 2019 | 2020 | 2021 | 2022 | 2023 | 2024 | 2025 | 2026 | 2027 | 2028 | 2029 | 2030 | 2031 | 2032 | 2033 | 2034 | 2035 | 2036 | 2037 | 2038 | 2039 | 2040 | 2041 | 2042 | 2043
2Y- | Capital | Belt Filter Press Dewatering | 3% | Capital Cost |  |  | [2013 $] | 2782000 |  |  | 2865460 | 0 | 0 | 0 | 0 | 0 | 0 | 0 | 0 | 0 | 0 | 0 | 0 | 0 | 0 | 0 | 0 | 0 | 0 | 0 | 0 | 0 | 0 | 0 | 0 | 0 | 0 | 0 | 0 | 0
|  |  |  | Project Schedule Spend Profile | [6 empty] | 100% | 0% | 0% | 0% | 0% | 0% | 0% | 0% | 0% | 0% | 0% | 0% | 0% | 0% | 0% | 0% | 0% | 0% | 0% | 0% | 0% | 0% | 0% | 0% | 0% | 0% | 0% | 0% | 0% | 0%
|  |  |  | Belt Filter Press Dewatering O&M |  |  | Units | Default Value | Overwrite Value |  | 2014 | 2015 | 2016 | 2017 | 2018 | 2019 | 2020 | 2021 | 2022 | 2023 | 2024 | 2025 | 2026 | 2027 | 2028 | 2029 | 2030 | 2031 | 2032 | 2033 | 2034 | 2035 | 2036 | 2037 | 2038 | 2039 | 2040 | 2041 | 2042 | 2043
Costs
2Y- | Hrs- | Belt Filter Press Dewatering | 2% | Labor |  |  | [hrs/yr] | 5110 |  |  | 182427 | 186075.54 | 189797.0508 | 193592.9918 | 197464.8517 | 201414.1487 | 205442.4317 | 209551.2803 | 213742.3059 | 218017.152 | 222377.4951 | 226825.045 | 231361.5459 | 235988.7768 | 240708.5523 | 245522.7234 | 250433.1778 | 255441.8414 | 260550.6782 | 265761.6918 | 0 | 0 | 0 | 0 | 0 | 0 | 0 | 0 | 0 | 0
2Y- | OMM- | Belt Filter Press Dewatering | 2% | Maintenance |  |  | [2013 $] | 37000 |  |  | 37740 | 38494.8 | 39264.696 | 40049.9899 | 40850.9897 | 41668.0095 | 42501.3697 | 43351.3971 | 44218.425 | 45102.7935 | 46004.8494 | 46924.9464 | 47863.4453 | 48820.7142 | 49797.1285 | 50793.0711 | 51808.9325 | 52845.1112 | 53902.0134 | 54980.0537 | 0 | 0 | 0 | 0 | 0 | 0 | 0 | 0 | 0 | 0
2Y- | Chem- | Belt Filter Press Dewatering | 2% | Chemicals |  |  | [2013 $] | 101000 |  |  | 103020 | 105080.4 | 107182.008 | 109325.6482 | 111512.1611 | 113742.4043 | 116017.2524 | 118337.5975 | 120704.3494 | 123118.4364 | 125580.8051 | 128092.4213 | 130654.2697 | 133267.3551 | 135932.7022 | 138651.3562 | 141424.3833 | 144252.871 | 147137.9284 | 150080.687 | 0 | 0 | 0 | 0 | 0 | 0 | 0 | 0 | 0 | 0
2Y- | Dispo- | Belt Filter Press Dewatering | 2% | Reuse and Disposal Costs |  |  | [2013 $] | 0 |  |  | 0 | 0 | 0 | 0 | 0 | 0 | 0 | 0 | 0 | 0 | 0 | 0 | 0 | 0 | 0 | 0 | 0 | 0 | 0 | 0 | 0 | 0 | 0 | 0 | 0 | 0 | 0 | 0 | 0 | 0
2Y- | NG- | Belt Filter Press Dewatering |  | Natural Gas |  |  | [MJ/yr] | 0 |  |  | 0 | 0 | 0 | 0 | 0 | 0 | 0 | 0 | 0 | 0 | 0 | 0 | 0 | 0 | 0 | 0 | 0 | 0 | 0 | 0 | 0 | 0 | 0 | 0 | 0 | 0 | 0 | 0 | 0 | 0
2Y- | kWh- | Belt Filter Press Dewatering |  | Electricity Consumption |  |  | [kWh/yr] | 32490 |  |  | 2098.2548 | 2111.3343 | 2202.3538 | 2268.4189 | 2323.1584 | 2352.8792 | 2391.1663 | 2450.0798 | 2508.7364 | 2571.461 | 2627.1583 | 2677.7478 | 2739.6032 | 2802.0433 | 2868.6664 | 2943.3 | 3015.4328 | 3093.6579 | 3176.4705 | 3262.8809 | 0 | 0 | 0 | 0 | 0 | 0 | 0 | 0 | 0 | 0
2Y- | GHG- | Belt Filter Press Dewatering | 2% | GHG Cost |  |  | [tCO2e/yr] | 0 |  |  | 0 | 0 | 0 | 0 | 0 | 0 | 0 | 0 | 0 | 0 | 0 | 0 | 0 | 0 | 0 | 0 | 0 | 0 | 0 | 0 | 0 | 0 | 0 | 0 | 0 | 0 | 0 | 0 | 0 | 0
2Y- | ExtraOrd- | Belt Filter Press Dewatering | 2% | Extraordinary Maintenance Costs |  |  | [2013 $] | 0 |  |  | 0 | 0 | 0 | 0 | 0 | 0 | 0 | 0 | 0 | 0 | 0 | 0 | 0 | 0 | 0 | 0 | 0 | 0 | 0 | 0 | 0 | 0 | 0 | 0 | 0 | 0 | 0 | 0 | 0 | 0
Benefits
2Y- | kWhProd- | Belt Filter Press Dewatering |  | Electricity Production |  |  | [kWh/yr] | 0 |  |  | 0 | 0 | 0 | 0 | 0 | 0 | 0 | 0 | 0 | 0 | 0 | 0 | 0 | 0 | 0 | 0 | 0 | 0 | 0 | 0 | 0 | 0 | 0 | 0 | 0 | 0 | 0 | 0 | 0 | 0
2Y- | TipFee- | Belt Filter Press Dewatering | 2% | Tipping Fees |  |  | [2013 $] | 0 |  |  | 0 | 0 | 0 | 0 | 0 | 0 | 0 | 0 | 0 | 0 | 0 | 0 | 0 | 0 | 0 | 0 | 0 | 0 | 0 | 0 | 0 | 0 | 0 | 0 | 0 | 0 | 0 | 0 | 0 | 0
|  |  |  | Net Costs | [6 empty] | 325285.2548 | 331762.0743 | 338446.1086 | 345237.0488 | 352151.1609 | 359177.4417 | 366352.2201 | 373690.3547 | 381173.8168 | 388809.8429 | 396590.3079 | 404520.1604 | 412618.8641 | 420878.8894 | 429307.0494 | 437910.4506 | 446681.9264 | 455633.4814 | 464767.0905 | 474085.3133 | 0 | 0 | 0 | 0 | 0 | 0 | 0 | 0 | 0 | 0
|  |  |  | Cake Storage/Load Out Capital Costs |  |  | Units | Default Value | Overwrite Value |  | 2014 | 2015 | 2016 | 2017 | 2018 | 2019 | 2020 | 2021 | 2022 | 2023 | 2024 | 2025 | 2026 | 2027 | 2028 | 2029 | 2030 | 2031 | 2032 | 2033 | 2034 | 2035 | 2036 | 2037 | 2038 | 2039 | 2040 | 2041 | 2042 | 2043
2Y- | Capital | Cake Storage/Load Out | 3% | Capital Cost |  |  | [2013 $] | 0 |  |  | 0 | 0 | 0 | 0 | 0 | 0 | 0 | 0 | 0 | 0 | 0 | 0 | 0 | 0 | 0 | 0 | 0 | 0 | 0 | 0 | 0 | 0 | 0 | 0 | 0 | 0 | 0 | 0 | 0 | 0
|  |  |  | Project Schedule Spend Profile | [6 empty] | 100% | 0% | 0% | 0% | 0% | 0% | 0% | 0% | 0% | 0% | 0% | 0% | 0% | 0% | 0% | 0% | 0% | 0% | 0% | 0% | 0% | 0% | 0% | 0% | 0% | 0% | 0% | 0% | 0% | 0%
|  |  |  | Cake Storage/Load Out O&M |  |  | Units | Default Value | Overwrite Value |  | 2014 | 2015 | 2016 | 2017 | 2018 | 2019 | 2020 | 2021 | 2022 | 2023 | 2024 | 2025 | 2026 | 2027 | 2028 | 2029 | 2030 | 2031 | 2032 | 2033 | 2034 | 2035 | 2036 | 2037 | 2038 | 2039 | 2040 | 2041 | 2042 | 2043
Costs
2Y- | Hrs- | Cake Storage/Load Out | 2% | Labor |  |  | [hrs/yr] | 1277.5 |  |  | 45606.75 | 46518.885 | 47449.2627 | 48398.248 | 49366.2129 | 50353.5372 | 51360.6079 | 52387.8201 | 53435.5765 | 54504.288 | 55594.3738 | 56706.2612 | 57840.3865 | 58997.1942 | 60177.1381 | 61380.6808 | 62608.2945 | 63860.4603 | 65137.6696 | 66440.4229 | 0 | 0 | 0 | 0 | 0 | 0 | 0 | 0 | 0 | 0
2Y- | OMM- | Cake Storage/Load Out | 2% | Maintenance |  |  | [2013 $] | 0 |  |  | 0 | 0 | 0 | 0 | 0 | 0 | 0 | 0 | 0 | 0 | 0 | 0 | 0 | 0 | 0 | 0 | 0 | 0 | 0 | 0 | 0 | 0 | 0 | 0 | 0 | 0 | 0 | 0 | 0 | 0
2Y- | Chem- | Cake Storage/Load Out | 2% | Chemicals |  |  | [2013 $] | 0 |  |  | 0 | 0 | 0 | 0 | 0 | 0 | 0 | 0 | 0 | 0 | 0 | 0 | 0 | 0 | 0 | 0 | 0 | 0 | 0 | 0 | 0 | 0 | 0 | 0 | 0 | 0 | 0 | 0 | 0 | 0
2Y- | Dispo- | Cake Storage/Load Out | 2% | Reuse and Disposal Costs |  |  | [2013 $] | 0 |  |  | 0 | 0 | 0 | 0 | 0 | 0 | 0 | 0 | 0 | 0 | 0 | 0 | 0 | 0 | 0 | 0 | 0 | 0 | 0 | 0 | 0 | 0 | 0 | 0 | 0 | 0 | 0 | 0 | 0 | 0
2Y- | NG- | Cake Storage/Load Out |  | Natural Gas |  |  | [MJ/yr] | 0 |  |  | 0 | 0 | 0 | 0 | 0 | 0 | 0 | 0 | 0 | 0 | 0 | 0 | 0 | 0 | 0 | 0 | 0 | 0 | 0 | 0 | 0 | 0 | 0 | 0 | 0 | 0 | 0 | 0 | 0 | 0
2Y- | kWh- | Cake Storage/Load Out |  | Electricity Consumption |  |  | [kWh/yr] | 0 |  |  | 0 | 0 | 0 | 0 | 0 | 0 | 0 | 0 | 0 | 0 | 0 | 0 | 0 | 0 | 0 | 0 | 0 | 0 | 0 | 0 | 0 | 0 | 0 | 0 | 0 | 0 | 0 | 0 | 0 | 0
2Y- | GHG- | Cake Storage/Load Out | 2% | GHG Cost |  |  | [tCO2e/yr] | 0 |  |  | 0 | 0 | 0 | 0 | 0 | 0 | 0 | 0 | 0 | 0 | 0 | 0 | 0 | 0 | 0 | 0 | 0 | 0 | 0 | 0 | 0 | 0 | 0 | 0 | 0 | 0 | 0 | 0 | 0 | 0
2Y- | ExtraOrd- | Cake Storage/Load Out | 2% | Extraordinary Maintenance Costs |  |  | [2013 $] | 0 |  |  | 0 | 0 | 0 | 0 | 0 | 0 | 0 | 0 | 0 | 0 | 0 | 0 | 0 | 0 | 0 | 0 | 0 | 0 | 0 | 0 | 0 | 0 | 0 | 0 | 0 | 0 | 0 | 0 | 0 | 0
Benefits
2Y- | kWhProd- | Cake Storage/Load Out |  | Electricity Production |  |  | [kWh/yr] | 0 |  |  | 0 | 0 | 0 | 0 | 0 | 0 | 0 | 0 | 0 | 0 | 0 | 0 | 0 | 0 | 0 | 0 | 0 | 0 | 0 | 0 | 0 | 0 | 0 | 0 | 0 | 0 | 0 | 0 | 0 | 0
2Y- | TipFee- | Cake Storage/Load Out | 2% | Tipping Fees |  |  | [2013 $] | 0 |  |  | 0 | 0 | 0 | 0 | 0 | 0 | 0 | 0 | 0 | 0 | 0 | 0 | 0 | 0 | 0 | 0 | 0 | 0 | 0 | 0 | 0 | 0 | 0 | 0 | 0 | 0 | 0 | 0 | 0 | 0
|  |  |  | Net Costs | [6 empty] | 45606.75 | 46518.885 | 47449.2627 | 48398.248 | 49366.2129 | 50353.5372 | 51360.6079 | 52387.8201 | 53435.5765 | 54504.288 | 55594.3738 | 56706.2612 | 57840.3865 | 58997.1942 | 60177.1381 | 61380.6808 | 62608.2945 | 63860.4603 | 65137.6696 | 66440.4229 | 0 | 0 | 0 | 0 | 0 | 0 | 0 | 0 | 0 | 0
|  |  |  | Cake Storage Capital Costs |  |  | Units | Default Value | Overwrite Value |  | 2014 | 2015 | 2016 | 2017 | 2018 | 2019 | 2020 | 2021 | 2022 | 2023 | 2024 | 2025 | 2026 | 2027 | 2028 | 2029 | 2030 | 2031 | 2032 | 2033 | 2034 | 2035 | 2036 | 2037 | 2038 | 2039 | 2040 | 2041 | 2042 | 2043
2Y- | Capital | Cake Storage | 3% | Capital Cost |  |  | [2013 $] | 3325000 |  |  | 3424750 | 0 | 0 | 0 | 0 | 0 | 0 | 0 | 0 | 0 | 0 | 0 | 0 | 0 | 0 | 0 | 0 | 0 | 0 | 0 | 0 | 0 | 0 | 0 | 0 | 0 | 0 | 0 | 0 | 0
|  |  |  | Project Schedule Spend Profile | [6 empty] | 100% | 0% | 0% | 0% | 0% | 0% | 0% | 0% | 0% | 0% | 0% | 0% | 0% | 0% | 0% | 0% | 0% | 0% | 0% | 0% | 0% | 0% | 0% | 0% | 0% | 0% | 0% | 0% | 0% | 0%
|  |  |  | Cake Storage O&M |  |  | Units | Default Value | Overwrite Value |  | 2014 | 2015 | 2016 | 2017 | 2018 | 2019 | 2020 | 2021 | 2022 | 2023 | 2024 | 2025 | 2026 | 2027 | 2028 | 2029 | 2030 | 2031 | 2032 | 2033 | 2034 | 2035 | 2036 | 2037 | 2038 | 2039 | 2040 | 2041 | 2042 | 2043
Costs
2Y- | Hrs- | Cake Storage | 2% | Labor |  |  | [hrs/yr] | 0 |  |  | 0 | 0 | 0 | 0 | 0 | 0 | 0 | 0 | 0 | 0 | 0 | 0 | 0 | 0 | 0 | 0 | 0 | 0 | 0 | 0 | 0 | 0 | 0 | 0 | 0 | 0 | 0 | 0 | 0 | 0
2Y- | OMM- | Cake Storage | 2% | Maintenance |  |  | [2013 $] | 59000 |  |  | 60180 | 61383.6 | 62611.272 | 63863.4974 | 65140.7674 | 66443.5827 | 67772.4544 | 69127.9035 | 70510.4615 | 71920.6708 | 73359.0842 | 74826.2659 | 76322.7912 | 77849.247 | 79406.232 | 80994.3566 | 82614.2437 | 84266.5286 | 85951.8592 | 87670.8964 | 0 | 0 | 0 | 0 | 0 | 0 | 0 | 0 | 0 | 0
2Y- | Chem- | Cake Storage | 2% | Chemicals |  |  | [2013 $] | 0 |  |  | 0 | 0 | 0 | 0 | 0 | 0 | 0 | 0 | 0 | 0 | 0 | 0 | 0 | 0 | 0 | 0 | 0 | 0 | 0 | 0 | 0 | 0 | 0 | 0 | 0 | 0 | 0 | 0 | 0 | 0
2Y- | Dispo- | Cake Storage | 2% | Reuse and Disposal Costs |  |  | [2013 $] | 0 |  |  | 0 | 0 | 0 | 0 | 0 | 0 | 0 | 0 | 0 | 0 | 0 | 0 | 0 | 0 | 0 | 0 | 0 | 0 | 0 | 0 | 0 | 0 | 0 | 0 | 0 | 0 | 0 | 0 | 0 | 0
2Y- | NG- | Cake Storage |  | Natural Gas |  |  | [MJ/yr] | 0 |  |  | 0 | 0 | 0 | 0 | 0 | 0 | 0 | 0 | 0 | 0 | 0 | 0 | 0 | 0 | 0 | 0 | 0 | 0 | 0 | 0 | 0 | 0 | 0 | 0 | 0 | 0 | 0 | 0 | 0 | 0
2Y- | kWh- | Cake Storage |  | Electricity Consumption |  |  | [kWh/yr] | 32850 |  |  | 2121.5041 | 2134.7286 | 2226.7566 | 2293.5537 | 2348.8997 | 2378.9499 | 2417.6613 | 2477.2275 | 2536.534 | 2599.9536 | 2656.2681 | 2707.4181 | 2769.959 | 2833.0909 | 2900.4522 | 2975.9127 | 3048.8448 | 3127.9366 | 3211.6668 | 3299.0347 | 0 | 0 | 0 | 0 | 0 | 0 | 0 | 0 | 0 | 0
2Y- | GHG- | Cake Storage | 2% | GHG Cost |  |  | [tCO2e/yr] | 0 |  |  | 0 | 0 | 0 | 0 | 0 | 0 | 0 | 0 | 0 | 0 | 0 | 0 | 0 | 0 | 0 | 0 | 0 | 0 | 0 | 0 | 0 | 0 | 0 | 0 | 0 | 0 | 0 | 0 | 0 | 0
2Y- | ExtraOrd- | Cake Storage | 2% | Extraordinary Maintenance Costs |  |  | [2013 $] | 0 |  |  | 0 | 0 | 0 | 0 | 0 | 0 | 0 | 0 | 0 | 0 | 0 | 0 | 0 | 0 | 0 | 0 | 0 | 0 | 0 | 0 | 0 | 0 | 0 | 0 | 0 | 0 | 0 | 0 | 0 | 0
Benefits
2Y- | kWhProd- | Cake Storage |  | Electricity Production |  |  | [kWh/yr] | 0 |  |  | 0 | 0 | 0 | 0 | 0 | 0 | 0 | 0 | 0 | 0 | 0 | 0 | 0 | 0 | 0 | 0 | 0 | 0 | 0 | 0 | 0 | 0 | 0 | 0 | 0 | 0 | 0 | 0 | 0 | 0
2Y- | TipFee- | Cake Storage | 2% | Tipping Fees |  |  | [2013 $] | 0 |  |  | 0 | 0 | 0 | 0 | 0 | 0 | 0 | 0 | 0 | 0 | 0 | 0 | 0 | 0 | 0 | 0 | 0 | 0 | 0 | 0 | 0 | 0 | 0 | 0 | 0 | 0 | 0 | 0 | 0 | 0
|  |  |  | Net Costs | [6 empty] | 62301.5041 | 63518.3286 | 64838.0286 | 66157.0512 | 67489.6671 | 68822.5326 | 70190.1157 | 71605.131 | 73046.9956 | 74520.6244 | 76015.3523 | 77533.684 | 79092.7502 | 80682.3379 | 82306.6842 | 83970.2693 | 85663.0885 | 87394.4652 | 89163.526 | 90969.931 | 0 | 0 | 0 | 0 | 0 | 0 | 0 | 0 | 0 | 0
|  |  |  | CHP Capital Costs |  |  | Units | Default Value | Overwrite Value |  | 2014 | 2015 | 2016 | 2017 | 2018 | 2019 | 2020 | 2021 | 2022 | 2023 | 2024 | 2025 | 2026 | 2027 | 2028 | 2029 | 2030 | 2031 | 2032 | 2033 | 2034 | 2035 | 2036 | 2037 | 2038 | 2039 | 2040 | 2041 | 2042 | 2043
2Y- | Capital | CHP | 3% | Capital Cost |  |  | [2013 $] | 741000 |  |  | 763230 | 0 | 0 | 0 | 0 | 0 | 0 | 0 | 0 | 0 | 0 | 0 | 0 | 0 | 0 | 0 | 0 | 0 | 0 | 0 | 0 | 0 | 0 | 0 | 0 | 0 | 0 | 0 | 0 | 0
|  |  |  | Project Schedule Spend Profile | [6 empty] | 100% | 0% | 0% | 0% | 0% | 0% | 0% | 0% | 0% | 0% | 0% | 0% | 0% | 0% | 0% | 0% | 0% | 0% | 0% | 0% | 0% | 0% | 0% | 0% | 0% | 0% | 0% | 0% | 0% | 0%
|  |  |  | CHP O&M |  |  | Units | Default Value | Overwrite Value |  | 2014 | 2015 | 2016 | 2017 | 2018 | 2019 | 2020 | 2021 | 2022 | 2023 | 2024 | 2025 | 2026 | 2027 | 2028 | 2029 | 2030 | 2031 | 2032 | 2033 | 2034 | 2035 | 2036 | 2037 | 2038 | 2039 | 2040 | 2041 | 2042 | 2043
Costs
2Y- | Hrs- | CHP | 2% | Labor |  |  | [hrs/yr] | 1460 |  |  | 52122 | 53164.44 | 54227.7288 | 55312.2834 | 56418.529 | 57546.8996 | 58697.8376 | 59871.7944 | 61069.2303 | 62290.6149 | 63536.4272 | 64807.1557 | 66103.2988 | 67425.3648 | 68773.8721 | 70149.3495 | 71552.3365 | 72983.3833 | 74443.0509 | 75931.9119 | 0 | 0 | 0 | 0 | 0 | 0 | 0 | 0 | 0 | 0
2Y- | OMM- | CHP | 2% | Maintenance |  |  | [2013 $] | 15000 |  |  | 15300 | 15606 | 15918.12 | 16236.4824 | 16561.212 | 16892.4363 | 17230.285 | 17574.8907 | 17926.3885 | 18284.9163 | 18650.6146 | 19023.6269 | 19404.0995 | 19792.1814 | 20188.0251 | 20591.7856 | 21003.6213 | 21423.6937 | 21852.1676 | 22289.2109 | 0 | 0 | 0 | 0 | 0 | 0 | 0 | 0 | 0 | 0
2Y- | Chem- | CHP | 2% | Chemicals |  |  | [2013 $] | 0 |  |  | 0 | 0 | 0 | 0 | 0 | 0 | 0 | 0 | 0 | 0 | 0 | 0 | 0 | 0 | 0 | 0 | 0 | 0 | 0 | 0 | 0 | 0 | 0 | 0 | 0 | 0 | 0 | 0 | 0 | 0
2Y- | Dispo- | CHP | 2% | Reuse and Disposal Costs |  |  | [2013 $] | 0 |  |  | 0 | 0 | 0 | 0 | 0 | 0 | 0 | 0 | 0 | 0 | 0 | 0 | 0 | 0 | 0 | 0 | 0 | 0 | 0 | 0 | 0 | 0 | 0 | 0 | 0 | 0 | 0 | 0 | 0 | 0
2Y- | NG- | CHP |  | Natural Gas |  |  | [MJ/yr] | 0 |  |  | 0 | 0 | 0 | 0 | 0 | 0 | 0 | 0 | 0 | 0 | 0 | 0 | 0 | 0 | 0 | 0 | 0 | 0 | 0 | 0 | 0 | 0 | 0 | 0 | 0 | 0 | 0 | 0 | 0 | 0
2Y- | kWh- | CHP |  | Electricity Consumption |  |  | [kWh/yr] | 0 |  |  | 0 | 0 | 0 | 0 | 0 | 0 | 0 | 0 | 0 | 0 | 0 | 0 | 0 | 0 | 0 | 0 | 0 | 0 | 0 | 0 | 0 | 0 | 0 | 0 | 0 | 0 | 0 | 0 | 0 | 0
2Y- | GHG- | CHP | 2% | GHG Cost |  |  | [tCO2e/yr] | 3340.5379 |  |  | 0 | 0 | 0 | 0 | 0 | 0 | 0 | 0 | 0 | 0 | 0 | 0 | 0 | 0 | 0 | 0 | 0 | 0 | 0 | 0 | 0 | 0 | 0 | 0 | 0 | 0 | 0 | 0 | 0 | 0
2Y- | ExtraOrd- | CHP | 2% | Extraordinary Maintenance Costs |  |  | [2013 $] | 0 |  |  | 0 | 0 | 0 | 0 | 0 | 0 | 0 | 0 | 0 | 0 | 0 | 0 | 0 | 0 | 0 | 0 | 0 | 0 | 0 | 0 | 0 | 0 | 0 | 0 | 0 | 0 | 0 | 0 | 0 | 0
Benefits
2Y- | kWhProd- | CHP |  | Electricity Production |  |  | [kWh/yr] | 2503900 |  |  | 161705.7582 | 162713.7561 | 169728.3366 | 174819.762 | 179038.357 | 181328.8453 | 184279.5141 | 188819.786 | 193340.2604 | 198174.2418 | 202466.6569 | 206365.4274 | 211132.4269 | 215944.4851 | 221078.9117 | 226830.6798 | 232389.7234 | 238418.2804 | 244800.3833 | 251459.7532 | 0 | 0 | 0 | 0 | 0 | 0 | 0 | 0 | 0 | 0
2Y- | TipFee- | CHP | 2% | Tipping Fees |  |  | [2013 $] | 0 |  |  | 0 | 0 | 0 | 0 | 0 | 0 | 0 | 0 | 0 | 0 | 0 | 0 | 0 | 0 | 0 | 0 | 0 | 0 | 0 | 0 | 0 | 0 | 0 | 0 | 0 | 0 | 0 | 0 | 0 | 0
|  |  |  | Net Costs | [6 empty] | -94283.7582 | -93943.3161 | -99582.4878 | -103270.9962 | -106058.6159 | -106889.5094 | -108351.3915 | -111373.1009 | -114344.6416 | -117598.7106 | -120279.6151 | -122534.6448 | -125625.0287 | -128726.9389 | -132117.0146 | -136089.5447 | -139833.7655 | -144011.2034 | -148505.1647 | -153238.6303 | 0 | 0 | 0 | 0 | 0 | 0 | 0 | 0 | 0 | 0
|  |  |  | Dewatering Capital Costs |  |  | Units | Default Value | Overwrite Value |  | 2014 | 2015 | 2016 | 2017 | 2018 | 2019 | 2020 | 2021 | 2022 | 2023 | 2024 | 2025 | 2026 | 2027 | 2028 | 2029 | 2030 | 2031 | 2032 | 2033 | 2034 | 2035 | 2036 | 2037 | 2038 | 2039 | 2040 | 2041 | 2042 | 2043
2Y- | Capital | Dewatering | 3% | Capital Cost |  |  | [2013 $] | 0 |  |  | 0 | 0 | 0 | 0 | 0 | 0 | 0 | 0 | 0 | 0 | 0 | 0 | 0 | 0 | 0 | 0 | 0 | 0 | 0 | 0 | 0 | 0 | 0 | 0 | 0 | 0 | 0 | 0 | 0 | 0
|  |  |  | Project Schedule Spend Profile | [6 empty] | 100% | 0% | 0% | 0% | 0% | 0% | 0% | 0% | 0% | 0% | 0% | 0% | 0% | 0% | 0% | 0% | 0% | 0% | 0% | 0% | 0% | 0% | 0% | 0% | 0% | 0% | 0% | 0% | 0% | 0%
|  |  |  | Dewatering O&M |  |  | Units | Default Value | Overwrite Value |  | 2014 | 2015 | 2016 | 2017 | 2018 | 2019 | 2020 | 2021 | 2022 | 2023 | 2024 | 2025 | 2026 | 2027 | 2028 | 2029 | 2030 | 2031 | 2032 | 2033 | 2034 | 2035 | 2036 | 2037 | 2038 | 2039 | 2040 | 2041 | 2042 | 2043
Costs
2Y- | Hrs- | Dewatering | 2% | Labor |  |  | [hrs/yr] | 0 |  |  | 0 | 0 | 0 | 0 | 0 | 0 | 0 | 0 | 0 | 0 | 0 | 0 | 0 | 0 | 0 | 0 | 0 | 0 | 0 | 0 | 0 | 0 | 0 | 0 | 0 | 0 | 0 | 0 | 0 | 0
2Y- | OMM- | Dewatering | 2% | Maintenance |  |  | [2013 $] | 0 |  |  | 0 | 0 | 0 | 0 | 0 | 0 | 0 | 0 | 0 | 0 | 0 | 0 | 0 | 0 | 0 | 0 | 0 | 0 | 0 | 0 | 0 | 0 | 0 | 0 | 0 | 0 | 0 | 0 | 0 | 0
2Y- | Chem- | Dewatering | 2% | Chemicals |  |  | [2013 $] | 0 |  |  | 0 | 0 | 0 | 0 | 0 | 0 | 0 | 0 | 0 | 0 | 0 | 0 | 0 | 0 | 0 | 0 | 0 | 0 | 0 | 0 | 0 | 0 | 0 | 0 | 0 | 0 | 0 | 0 | 0 | 0
2Y- | Dispo- | Dewatering | 2% | Reuse and Disposal Costs |  |  | [2013 $] | 0 |  |  | 0 | 0 | 0 | 0 | 0 | 0 | 0 | 0 | 0 | 0 | 0 | 0 | 0 | 0 | 0 | 0 | 0 | 0 | 0 | 0 | 0 | 0 | 0 | 0 | 0 | 0 | 0 | 0 | 0 | 0
2Y- | NG- | Dewatering |  | Natural Gas |  |  | [MJ/yr] | 0 |  |  | 0 | 0 | 0 | 0 | 0 | 0 | 0 | 0 | 0 | 0 | 0 | 0 | 0 | 0 | 0 | 0 | 0 | 0 | 0 | 0 | 0 | 0 | 0 | 0 | 0 | 0 | 0 | 0 | 0 | 0
2Y- | kWh- | Dewatering |  | Electricity Consumption |  |  | [kWh/yr] | 0 |  |  | 0 | 0 | 0 | 0 | 0 | 0 | 0 | 0 | 0 | 0 | 0 | 0 | 0 | 0 | 0 | 0 | 0 | 0 | 0 | 0 | 0 | 0 | 0 | 0 | 0 | 0 | 0 | 0 | 0 | 0
2Y- | GHG- | Dewatering | 2% | GHG Cost |  |  | [tCO2e/yr] | 0 |  |  | 0 | 0 | 0 | 0 | 0 | 0 | 0 | 0 | 0 | 0 | 0 | 0 | 0 | 0 | 0 | 0 | 0 | 0 | 0 | 0 | 0 | 0 | 0 | 0 | 0 | 0 | 0 | 0 | 0 | 0
2Y- | ExtraOrd- | Dewatering | 2% | Extraordinary Maintenance Costs |  |  | [2013 $] | 0 |  |  | 0 | 0 | 0 | 0 | 0 | 0 | 0 | 0 | 0 | 0 | 0 | 0 | 0 | 0 | 0 | 0 | 0 | 0 | 0 | 0 | 0 | 0 | 0 | 0 | 0 | 0 | 0 | 0 | 0 | 0
Benefits
2Y- | kWhProd- | Dewatering |  | Electricity Production |  |  | [kWh/yr] | 0 |  |  | 0 | 0 | 0 | 0 | 0 | 0 | 0 | 0 | 0 | 0 | 0 | 0 | 0 | 0 | 0 | 0 | 0 | 0 | 0 | 0 | 0 | 0 | 0 | 0 | 0 | 0 | 0 | 0 | 0 | 0
2Y- | TipFee- | Dewatering | 2% | Tipping Fees |  |  | [2013 $] | 0 |  |  | 0 | 0 | 0 | 0 | 0 | 0 | 0 | 0 | 0 | 0 | 0 | 0 | 0 | 0 | 0 | 0 | 0 | 0 | 0 | 0 | 0 | 0 | 0 | 0 | 0 | 0 | 0 | 0 | 0 | 0
|  |  |  | Net Costs | [6 empty] | 0 | 0 | 0 | 0 | 0 | 0 | 0 | 0 | 0 | 0 | 0 | 0 | 0 | 0 | 0 | 0 | 0 | 0 | 0 | 0 | 0 | 0 | 0 | 0 | 0 | 0 | 0 | 0 | 0 | 0
|  |  |  | Drying/Gasification/Energy Recovery Capital Costs |  |  | Units | Default Value | Overwrite Value |  | 2014 | 2015 | 2016 | 2017 | 2018 | 2019 | 2020 | 2021 | 2022 | 2023 | 2024 | 2025 | 2026 | 2027 | 2028 | 2029 | 2030 | 2031 | 2032 | 2033 | 2034 | 2035 | 2036 | 2037 | 2038 | 2039 | 2040 | 2041 | 2042 | 2043
2Y- | Capital | Drying/Gasification/Energy Recovery | 3% | Capital Cost |  |  | [2013 $] | 0 |  |  | 0 | 0 | 0 | 0 | 0 | 0 | 0 | 0 | 0 | 0 | 0 | 0 | 0 | 0 | 0 | 0 | 0 | 0 | 0 | 0 | 0 | 0 | 0 | 0 | 0 | 0 | 0 | 0 | 0 | 0
|  |  |  | Project Schedule Spend Profile | [6 empty] | 100% | 0% | 0% | 0% | 0% | 0% | 0% | 0% | 0% | 0% | 0% | 0% | 0% | 0% | 0% | 0% | 0% | 0% | 0% | 0% | 0% | 0% | 0% | 0% | 0% | 0% | 0% | 0% | 0% | 0%
|  |  |  | Drying/Gasification/Energy Recovery O&M |  |  | Units | Default Value | Overwrite Value |  | 2014 | 2015 | 2016 | 2017 | 2018 | 2019 | 2020 | 2021 | 2022 | 2023 | 2024 | 2025 | 2026 | 2027 | 2028 | 2029 | 2030 | 2031 | 2032 | 2033 | 2034 | 2035 | 2036 | 2037 | 2038 | 2039 | 2040 | 2041 | 2042 | 2043
Costs
2Y- | Hrs- | Drying/Gasification/Energy Recovery | 2% | Labor |  |  | [hrs/yr] | 0 |  |  | 0 | 0 | 0 | 0 | 0 | 0 | 0 | 0 | 0 | 0 | 0 | 0 | 0 | 0 | 0 | 0 | 0 | 0 | 0 | 0 | 0 | 0 | 0 | 0 | 0 | 0 | 0 | 0 | 0 | 0
2Y- | OMM- | Drying/Gasification/Energy Recovery | 2% | Maintenance |  |  | [2013 $] | 0 |  |  | 0 | 0 | 0 | 0 | 0 | 0 | 0 | 0 | 0 | 0 | 0 | 0 | 0 | 0 | 0 | 0 | 0 | 0 | 0 | 0 | 0 | 0 | 0 | 0 | 0 | 0 | 0 | 0 | 0 | 0
2Y- | Chem- | Drying/Gasification/Energy Recovery | 2% | Chemicals |  |  | [2013 $] | 0 |  |  | 0 | 0 | 0 | 0 | 0 | 0 | 0 | 0 | 0 | 0 | 0 | 0 | 0 | 0 | 0 | 0 | 0 | 0 | 0 | 0 | 0 | 0 | 0 | 0 | 0 | 0 | 0 | 0 | 0 | 0
2Y- | Dispo- | Drying/Gasification/Energy Recovery | 2% | Reuse and Disposal Costs |  |  | [2013 $] | 0 |  |  | 0 | 0 | 0 | 0 | 0 | 0 | 0 | 0 | 0 | 0 | 0 | 0 | 0 | 0 | 0 | 0 | 0 | 0 | 0 | 0 | 0 | 0 | 0 | 0 | 0 | 0 | 0 | 0 | 0 | 0
2Y- | NG- | Drying/Gasification/Energy Recovery |  | Natural Gas |  |  | [MJ/yr] | 0 |  |  | 0 | 0 | 0 | 0 | 0 | 0 | 0 | 0 | 0 | 0 | 0 | 0 | 0 | 0 | 0 | 0 | 0 | 0 | 0 | 0 | 0 | 0 | 0 | 0 | 0 | 0 | 0 | 0 | 0 | 0
2Y- | kWh- | Drying/Gasification/Energy Recovery |  | Electricity Consumption |  |  | [kWh/yr] | 0 |  |  | 0 | 0 | 0 | 0 | 0 | 0 | 0 | 0 | 0 | 0 | 0 | 0 | 0 | 0 | 0 | 0 | 0 | 0 | 0 | 0 | 0 | 0 | 0 | 0 | 0 | 0 | 0 | 0 | 0 | 0
2Y- | GHG- | Drying/Gasification/Energy Recovery | 2% | GHG Cost |  |  | [tCO2e/yr] | 0 |  |  | 0 | 0 | 0 | 0 | 0 | 0 | 0 | 0 | 0 | 0 | 0 | 0 | 0 | 0 | 0 | 0 | 0 | 0 | 0 | 0 | 0 | 0 | 0 | 0 | 0 | 0 | 0 | 0 | 0 | 0
2Y- | ExtraOrd- | Drying/Gasification/Energy Recovery | 2% | Extraordinary Maintenance Costs |  |  | [2013 $] | 0 |  |  | 0 | 0 | 0 | 0 | 0 | 0 | 0 | 0 | 0 | 0 | 0 | 0 | 0 | 0 | 0 | 0 | 0 | 0 | 0 | 0 | 0 | 0 | 0 | 0 | 0 | 0 | 0 | 0 | 0 | 0
Benefits
2Y- | kWhProd- | Drying/Gasification/Energy Recovery |  | Electricity Production |  |  | [kWh/yr] | 0 |  |  | 0 | 0 | 0 | 0 | 0 | 0 | 0 | 0 | 0 | 0 | 0 | 0 | 0 | 0 | 0 | 0 | 0 | 0 | 0 | 0 | 0 | 0 | 0 | 0 | 0 | 0 | 0 | 0 | 0 | 0
2Y- | TipFee- | Drying/Gasification/Energy Recovery | 2% | Tipping Fees |  |  | [2013 $] | 0 |  |  | 0 | 0 | 0 | 0 | 0 | 0 | 0 | 0 | 0 | 0 | 0 | 0 | 0 | 0 | 0 | 0 | 0 | 0 | 0 | 0 | 0 | 0 | 0 | 0 | 0 | 0 | 0 | 0 | 0 | 0
|  |  |  | Net Costs | [6 empty] | 0 | 0 | 0 | 0 | 0 | 0 | 0 | 0 | 0 | 0 | 0 | 0 | 0 | 0 | 0 | 0 | 0 | 0 | 0 | 0 | 0 | 0 | 0 | 0 | 0 | 0 | 0 | 0 | 0 | 0
|  |  |  | Energy Recovery Capital Costs |  |  | Units | Default Value | Overwrite Value |  | 2014 | 2015 | 2016 | 2017 | 2018 | 2019 | 2020 | 2021 | 2022 | 2023 | 2024 | 2025 | 2026 | 2027 | 2028 | 2029 | 2030 | 2031 | 2032 | 2033 | 2034 | 2035 | 2036 | 2037 | 2038 | 2039 | 2040 | 2041 | 2042 | 2043
2Y- | Capital | Energy Recovery | 3% | Capital Cost |  |  | [2013 $] | 0 |  |  | 0 | 0 | 0 | 0 | 0 | 0 | 0 | 0 | 0 | 0 | 0 | 0 | 0 | 0 | 0 | 0 | 0 | 0 | 0 | 0 | 0 | 0 | 0 | 0 | 0 | 0 | 0 | 0 | 0 | 0
|  |  |  | Project Schedule Spend Profile | [6 empty] | 100% | 0% | 0% | 0% | 0% | 0% | 0% | 0% | 0% | 0% | 0% | 0% | 0% | 0% | 0% | 0% | 0% | 0% | 0% | 0% | 0% | 0% | 0% | 0% | 0% | 0% | 0% | 0% | 0% | 0%
|  |  |  | Energy Recovery O&M |  |  | Units | Default Value | Overwrite Value |  | 2014 | 2015 | 2016 | 2017 | 2018 | 2019 | 2020 | 2021 | 2022 | 2023 | 2024 | 2025 | 2026 | 2027 | 2028 | 2029 | 2030 | 2031 | 2032 | 2033 | 2034 | 2035 | 2036 | 2037 | 2038 | 2039 | 2040 | 2041 | 2042 | 2043
Costs
2Y- | Hrs- | Energy Recovery | 2% | Labor |  |  | [hrs/yr] | 0 |  |  | 0 | 0 | 0 | 0 | 0 | 0 | 0 | 0 | 0 | 0 | 0 | 0 | 0 | 0 | 0 | 0 | 0 | 0 | 0 | 0 | 0 | 0 | 0 | 0 | 0 | 0 | 0 | 0 | 0 | 0
2Y- | OMM- | Energy Recovery | 2% | Maintenance |  |  | [2013 $] | 0 |  |  | 0 | 0 | 0 | 0 | 0 | 0 | 0 | 0 | 0 | 0 | 0 | 0 | 0 | 0 | 0 | 0 | 0 | 0 | 0 | 0 | 0 | 0 | 0 | 0 | 0 | 0 | 0 | 0 | 0 | 0
2Y- | Chem- | Energy Recovery | 2% | Chemicals |  |  | [2013 $] | 0 |  |  | 0 | 0 | 0 | 0 | 0 | 0 | 0 | 0 | 0 | 0 | 0 | 0 | 0 | 0 | 0 | 0 | 0 | 0 | 0 | 0 | 0 | 0 | 0 | 0 | 0 | 0 | 0 | 0 | 0 | 0
2Y- | Dispo- | Energy Recovery | 2% | Reuse and Disposal Costs |  |  | [2013 $] | 0 |  |  | 0 | 0 | 0 | 0 | 0 | 0 | 0 | 0 | 0 | 0 | 0 | 0 | 0 | 0 | 0 | 0 | 0 | 0 | 0 | 0 | 0 | 0 | 0 | 0 | 0 | 0 | 0 | 0 | 0 | 0
2Y- | NG- | Energy Recovery |  | Natural Gas |  |  | [MJ/yr] | 0 |  |  | 0 | 0 | 0 | 0 | 0 | 0 | 0 | 0 | 0 | 0 | 0 | 0 | 0 | 0 | 0 | 0 | 0 | 0 | 0 | 0 | 0 | 0 | 0 | 0 | 0 | 0 | 0 | 0 | 0 | 0
2Y- | kWh- | Energy Recovery |  | Electricity Consumption |  |  | [kWh/yr] | 0 |  |  | 0 | 0 | 0 | 0 | 0 | 0 | 0 | 0 | 0 | 0 | 0 | 0 | 0 | 0 | 0 | 0 | 0 | 0 | 0 | 0 | 0 | 0 | 0 | 0 | 0 | 0 | 0 | 0 | 0 | 0
2Y- | GHG- | Energy Recovery | 2% | GHG Cost |  |  | [tCO2e/yr] | 0 |  |  | 0 | 0 | 0 | 0 | 0 | 0 | 0 | 0 | 0 | 0 | 0 | 0 | 0 | 0 | 0 | 0 | 0 | 0 | 0 | 0 | 0 | 0 | 0 | 0 | 0 | 0 | 0 | 0 | 0 | 0
2Y- | ExtraOrd- | Energy Recovery | 2% | Extraordinary Maintenance Costs |  |  | [2013 $] | 0 |  |  | 0 | 0 | 0 | 0 | 0 | 0 | 0 | 0 | 0 | 0 | 0 | 0 | 0 | 0 | 0 | 0 | 0 | 0 | 0 | 0 | 0 | 0 | 0 | 0 | 0 | 0 | 0 | 0 | 0 | 0
Benefits
2Y- | kWhProd- | Energy Recovery |  | Electricity Production |  |  | [kWh/yr] | 0 |  |  | 0 | 0 | 0 | 0 | 0 | 0 | 0 | 0 | 0 | 0 | 0 | 0 | 0 | 0 | 0 | 0 | 0 | 0 | 0 | 0 | 0 | 0 | 0 | 0 | 0 | 0 | 0 | 0 | 0 | 0
2Y- | TipFee- | Energy Recovery | 2% | Tipping Fees |  |  | [2013 $] | 0 |  |  | 0 | 0 | 0 | 0 | 0 | 0 | 0 | 0 | 0 | 0 | 0 | 0 | 0 | 0 | 0 | 0 | 0 | 0 | 0 | 0 | 0 | 0 | 0 | 0 | 0 | 0 | 0 | 0 | 0 | 0
|  |  |  | Net Costs | [6 empty] | 0 | 0 | 0 | 0 | 0 | 0 | 0 | 0 | 0 | 0 | 0 | 0 | 0 | 0 | 0 | 0 | 0 | 0 | 0 | 0 | 0 | 0 | 0 | 0 | 0 | 0 | 0 | 0 | 0 | 0
|  |  |  | Fluid Bed Incineration Capital Costs |  |  | Units | Default Value | Overwrite Value |  | 2014 | 2015 | 2016 | 2017 | 2018 | 2019 | 2020 | 2021 | 2022 | 2023 | 2024 | 2025 | 2026 | 2027 | 2028 | 2029 | 2030 | 2031 | 2032 | 2033 | 2034 | 2035 | 2036 | 2037 | 2038 | 2039 | 2040 | 2041 | 2042 | 2043
2Y- | Capital | Fluid Bed Incineration | 3% | Capital Cost |  |  | [2013 $] | 0 |  |  | 0 | 0 | 0 | 0 | 0 | 0 | 0 | 0 | 0 | 0 | 0 | 0 | 0 | 0 | 0 | 0 | 0 | 0 | 0 | 0 | 0 | 0 | 0 | 0 | 0 | 0 | 0 | 0 | 0 | 0
|  |  |  | Project Schedule Spend Profile | [6 empty] | 100% | 0% | 0% | 0% | 0% | 0% | 0% | 0% | 0% | 0% | 0% | 0% | 0% | 0% | 0% | 0% | 0% | 0% | 0% | 0% | 0% | 0% | 0% | 0% | 0% | 0% | 0% | 0% | 0% | 0%
|  |  |  | Fluid Bed Incineration O&M |  |  | Units | Default Value | Overwrite Value |  | 2014 | 2015 | 2016 | 2017 | 2018 | 2019 | 2020 | 2021 | 2022 | 2023 | 2024 | 2025 | 2026 | 2027 | 2028 | 2029 | 2030 | 2031 | 2032 | 2033 | 2034 | 2035 | 2036 | 2037 | 2038 | 2039 | 2040 | 2041 | 2042 | 2043
Costs
2Y- | Hrs- | Fluid Bed Incineration | 2% | Labor |  |  | [hrs/yr] | 0 |  |  | 0 | 0 | 0 | 0 | 0 | 0 | 0 | 0 | 0 | 0 | 0 | 0 | 0 | 0 | 0 | 0 | 0 | 0 | 0 | 0 | 0 | 0 | 0 | 0 | 0 | 0 | 0 | 0 | 0 | 0
2Y- | OMM- | Fluid Bed Incineration | 2% | Maintenance |  |  | [2013 $] | 0 |  |  | 0 | 0 | 0 | 0 | 0 | 0 | 0 | 0 | 0 | 0 | 0 | 0 | 0 | 0 | 0 | 0 | 0 | 0 | 0 | 0 | 0 | 0 | 0 | 0 | 0 | 0 | 0 | 0 | 0 | 0
2Y- | Chem- | Fluid Bed Incineration | 2% | Chemicals |  |  | [2013 $] | 0 |  |  | 0 | 0 | 0 | 0 | 0 | 0 | 0 | 0 | 0 | 0 | 0 | 0 | 0 | 0 | 0 | 0 | 0 | 0 | 0 | 0 | 0 | 0 | 0 | 0 | 0 | 0 | 0 | 0 | 0 | 0
2Y- | Dispo- | Fluid Bed Incineration | 2% | Reuse and Disposal Costs |  |  | [2013 $] | 0 |  |  | 0 | 0 | 0 | 0 | 0 | 0 | 0 | 0 | 0 | 0 | 0 | 0 | 0 | 0 | 0 | 0 | 0 | 0 | 0 | 0 | 0 | 0 | 0 | 0 | 0 | 0 | 0 | 0 | 0 | 0
2Y- | NG- | Fluid Bed Incineration |  | Natural Gas |  |  | [MJ/yr] | 0 |  |  | 0 | 0 | 0 | 0 | 0 | 0 | 0 | 0 | 0 | 0 | 0 | 0 | 0 | 0 | 0 | 0 | 0 | 0 | 0 | 0 | 0 | 0 | 0 | 0 | 0 | 0 | 0 | 0 | 0 | 0
2Y- | kWh- | Fluid Bed Incineration |  | Electricity Consumption |  |  | [kWh/yr] | 0 |  |  | 0 | 0 | 0 | 0 | 0 | 0 | 0 | 0 | 0 | 0 | 0 | 0 | 0 | 0 | 0 | 0 | 0 | 0 | 0 | 0 | 0 | 0 | 0 | 0 | 0 | 0 | 0 | 0 | 0 | 0
2Y- | GHG- | Fluid Bed Incineration | 2% | GHG Cost |  |  | [tCO2e/yr] | 0 |  |  | 0 | 0 | 0 | 0 | 0 | 0 | 0 | 0 | 0 | 0 | 0 | 0 | 0 | 0 | 0 | 0 | 0 | 0 | 0 | 0 | 0 | 0 | 0 | 0 | 0 | 0 | 0 | 0 | 0 | 0
2Y- | ExtraOrd- | Fluid Bed Incineration | 2% | Extraordinary Maintenance Costs |  |  | [2013 $] | 0 |  |  | 0 | 0 | 0 | 0 | 0 | 0 | 0 | 0 | 0 | 0 | 0 | 0 | 0 | 0 | 0 | 0 | 0 | 0 | 0 | 0 | 0 | 0 | 0 | 0 | 0 | 0 | 0 | 0 | 0 | 0
Benefits
2Y- | kWhProd- | Fluid Bed Incineration |  | Electricity Production |  |  | [kWh/yr] | 0 |  |  | 0 | 0 | 0 | 0 | 0 | 0 | 0 | 0 | 0 | 0 | 0 | 0 | 0 | 0 | 0 | 0 | 0 | 0 | 0 | 0 | 0 | 0 | 0 | 0 | 0 | 0 | 0 | 0 | 0 | 0
2Y- | TipFee- | Fluid Bed Incineration | 2% | Tipping Fees |  |  | [2013 $] | 0 |  |  | 0 | 0 | 0 | 0 | 0 | 0 | 0 | 0 | 0 | 0 | 0 | 0 | 0 | 0 | 0 | 0 | 0 | 0 | 0 | 0 | 0 | 0 | 0 | 0 | 0 | 0 | 0 | 0 | 0 | 0
|  |  |  | Net Costs | [6 empty] | 0 | 0 | 0 | 0 | 0 | 0 | 0 | 0 | 0 | 0 | 0 | 0 | 0 | 0 | 0 | 0 | 0 | 0 | 0 | 0 | 0 | 0 | 0 | 0 | 0 | 0 | 0 | 0 | 0 | 0
|  |  |  | FOG Receiving Capital Costs |  |  | Units | Default Value | Overwrite Value |  | 2014 | 2015 | 2016 | 2017 | 2018 | 2019 | 2020 | 2021 | 2022 | 2023 | 2024 | 2025 | 2026 | 2027 | 2028 | 2029 | 2030 | 2031 | 2032 | 2033 | 2034 | 2035 | 2036 | 2037 | 2038 | 2039 | 2040 | 2041 | 2042 | 2043
2Y- | Capital | FOG Receiving | 3% | Capital Cost |  |  | [2013 $] | 600000 |  |  | 618000 | 0 | 0 | 0 | 0 | 0 | 0 | 0 | 0 | 0 | 0 | 0 | 0 | 0 | 0 | 0 | 0 | 0 | 0 | 0 | 0 | 0 | 0 | 0 | 0 | 0 | 0 | 0 | 0 | 0
|  |  |  | Project Schedule Spend Profile | [6 empty] | 100% | 0% | 0% | 0% | 0% | 0% | 0% | 0% | 0% | 0% | 0% | 0% | 0% | 0% | 0% | 0% | 0% | 0% | 0% | 0% | 0% | 0% | 0% | 0% | 0% | 0% | 0% | 0% | 0% | 0%
|  |  |  | FOG Receiving O&M |  |  | Units | Default Value | Overwrite Value |  | 2014 | 2015 | 2016 | 2017 | 2018 | 2019 | 2020 | 2021 | 2022 | 2023 | 2024 | 2025 | 2026 | 2027 | 2028 | 2029 | 2030 | 2031 | 2032 | 2033 | 2034 | 2035 | 2036 | 2037 | 2038 | 2039 | 2040 | 2041 | 2042 | 2043
Costs
2Y- | Hrs- | FOG Receiving | 2% | Labor |  |  | [hrs/yr] | 3285 |  |  | 117274.5 | 119619.99 | 122012.3898 | 124452.6376 | 126941.6903 | 129480.5242 | 132070.1346 | 134711.5373 | 137405.7681 | 140153.8834 | 142956.9611 | 145816.1003 | 148732.4223 | 151707.0708 | 154741.2122 | 157836.0364 | 160992.7572 | 164212.6123 | 167496.8646 | 170846.8019 | 0 | 0 | 0 | 0 | 0 | 0 | 0 | 0 | 0 | 0
2Y- | OMM- | FOG Receiving | 2% | Maintenance |  |  | [2013 $] | 12000 |  |  | 12240 | 12484.8 | 12734.496 | 12989.1859 | 13248.9696 | 13513.949 | 13784.228 | 14059.9126 | 14341.1108 | 14627.933 | 14920.4917 | 15218.9015 | 15523.2796 | 15833.7452 | 16150.4201 | 16473.4285 | 16802.897 | 17138.955 | 17481.7341 | 17831.3688 | 0 | 0 | 0 | 0 | 0 | 0 | 0 | 0 | 0 | 0
2Y- | Chem- | FOG Receiving | 2% | Chemicals |  |  | [2013 $] | 0 |  |  | 0 | 0 | 0 | 0 | 0 | 0 | 0 | 0 | 0 | 0 | 0 | 0 | 0 | 0 | 0 | 0 | 0 | 0 | 0 | 0 | 0 | 0 | 0 | 0 | 0 | 0 | 0 | 0 | 0 | 0
2Y- | Dispo- | FOG Receiving | 2% | Reuse and Disposal Costs |  |  | [2013 $] | 0 |  |  | 0 | 0 | 0 | 0 | 0 | 0 | 0 | 0 | 0 | 0 | 0 | 0 | 0 | 0 | 0 | 0 | 0 | 0 | 0 | 0 | 0 | 0 | 0 | 0 | 0 | 0 | 0 | 0 | 0 | 0
2Y- | NG- | FOG Receiving |  | Natural Gas |  |  | [MJ/yr] | 0 |  |  | 0 | 0 | 0 | 0 | 0 | 0 | 0 | 0 | 0 | 0 | 0 | 0 | 0 | 0 | 0 | 0 | 0 | 0 | 0 | 0 | 0 | 0 | 0 | 0 | 0 | 0 | 0 | 0 | 0 | 0
2Y- | kWh- | FOG Receiving |  | Electricity Consumption |  |  | [kWh/yr] | 105850 |  |  | 6835.9577 | 6878.5699 | 7175.1046 | 7390.3398 | 7568.6769 | 7665.5051 | 7790.2418 | 7982.1775 | 8173.2763 | 8377.6283 | 8559.0861 | 8723.9029 | 8925.4233 | 9128.8485 | 9345.9015 | 9589.0521 | 9824.0554 | 10078.9069 | 10348.7042 | 10630.2228 | 0 | 0 | 0 | 0 | 0 | 0 | 0 | 0 | 0 | 0
2Y- | GHG- | FOG Receiving | 2% | GHG Cost |  |  | [tCO2e/yr] | 0 |  |  | 0 | 0 | 0 | 0 | 0 | 0 | 0 | 0 | 0 | 0 | 0 | 0 | 0 | 0 | 0 | 0 | 0 | 0 | 0 | 0 | 0 | 0 | 0 | 0 | 0 | 0 | 0 | 0 | 0 | 0
2Y- | ExtraOrd- | FOG Receiving | 2% | Extraordinary Maintenance Costs |  |  | [2013 $] | 0 |  |  | 0 | 0 | 0 | 0 | 0 | 0 | 0 | 0 | 0 | 0 | 0 | 0 | 0 | 0 | 0 | 0 | 0 | 0 | 0 | 0 | 0 | 0 | 0 | 0 | 0 | 0 | 0 | 0 | 0 | 0
Benefits
2Y- | kWhProd- | FOG Receiving |  | Electricity Production |  |  | [kWh/yr] | 0 |  |  | 0 | 0 | 0 | 0 | 0 | 0 | 0 | 0 | 0 | 0 | 0 | 0 | 0 | 0 | 0 | 0 | 0 | 0 | 0 | 0 | 0 | 0 | 0 | 0 | 0 | 0 | 0 | 0 | 0 | 0
2Y- | TipFee- | FOG Receiving | 2% | Tipping Fees |  |  | [2013 $] | 15000 |  |  | 15300 | 15606 | 15918.12 | 16236.4824 | 16561.212 | 16892.4363 | 17230.285 | 17574.8907 | 17926.3885 | 18284.9163 | 18650.6146 | 19023.6269 | 19404.0995 | 19792.1814 | 20188.0251 | 20591.7856 | 21003.6213 | 21423.6937 | 21852.1676 | 22289.2109 | 0 | 0 | 0 | 0 | 0 | 0 | 0 | 0 | 0 | 0
|  |  |  | Net Costs | [6 empty] | 121050.4577 | 123377.3599 | 126003.8704 | 128595.6809 | 131198.1248 | 133767.542 | 136414.3195 | 139178.7367 | 141993.7667 | 144874.5285 | 147785.9243 | 150735.2779 | 153777.0257 | 156877.483 | 160049.5087 | 163306.7314 | 166616.0883 | 170006.7805 | 173475.1353 | 177019.1825 | 0 | 0 | 0 | 0 | 0 | 0 | 0 | 0 | 0 | 0
|  |  |  | Gas Cleaning Capital Costs |  |  | Units | Default Value | Overwrite Value |  | 2014 | 2015 | 2016 | 2017 | 2018 | 2019 | 2020 | 2021 | 2022 | 2023 | 2024 | 2025 | 2026 | 2027 | 2028 | 2029 | 2030 | 2031 | 2032 | 2033 | 2034 | 2035 | 2036 | 2037 | 2038 | 2039 | 2040 | 2041 | 2042 | 2043
2Y- | Capital | Gas Cleaning | 3% | Capital Cost |  |  | [2013 $] | 696000 |  |  | 716880 | 0 | 0 | 0 | 0 | 0 | 0 | 0 | 0 | 0 | 0 | 0 | 0 | 0 | 0 | 0 | 0 | 0 | 0 | 0 | 0 | 0 | 0 | 0 | 0 | 0 | 0 | 0 | 0 | 0
|  |  |  | Project Schedule Spend Profile | [6 empty] | 100% | 0% | 0% | 0% | 0% | 0% | 0% | 0% | 0% | 0% | 0% | 0% | 0% | 0% | 0% | 0% | 0% | 0% | 0% | 0% | 0% | 0% | 0% | 0% | 0% | 0% | 0% | 0% | 0% | 0%
|  |  |  | Gas Cleaning O&M |  |  | Units | Default Value | Overwrite Value |  | 2014 | 2015 | 2016 | 2017 | 2018 | 2019 | 2020 | 2021 | 2022 | 2023 | 2024 | 2025 | 2026 | 2027 | 2028 | 2029 | 2030 | 2031 | 2032 | 2033 | 2034 | 2035 | 2036 | 2037 | 2038 | 2039 | 2040 | 2041 | 2042 | 2043
Costs
2Y- | Hrs- | Gas Cleaning | 2% | Labor |  |  | [hrs/yr] | 1460 |  |  | 52122 | 53164.44 | 54227.7288 | 55312.2834 | 56418.529 | 57546.8996 | 58697.8376 | 59871.7944 | 61069.2303 | 62290.6149 | 63536.4272 | 64807.1557 | 66103.2988 | 67425.3648 | 68773.8721 | 70149.3495 | 71552.3365 | 72983.3833 | 74443.0509 | 75931.9119 | 0 | 0 | 0 | 0 | 0 | 0 | 0 | 0 | 0 | 0
2Y- | OMM- | Gas Cleaning | 2% | Maintenance |  |  | [2013 $] | 13000 |  |  | 13260 | 13525.2 | 13795.704 | 14071.6181 | 14353.0504 | 14640.1115 | 14932.9137 | 15231.572 | 15536.2034 | 15846.9275 | 16163.866 | 16487.1433 | 16816.8862 | 17153.2239 | 17496.2884 | 17846.2142 | 18203.1384 | 18567.2012 | 18938.5452 | 19317.3161 | 0 | 0 | 0 | 0 | 0 | 0 | 0 | 0 | 0 | 0
2Y- | Chem- | Gas Cleaning | 2% | Chemicals |  |  | [2013 $] | 0 |  |  | 0 | 0 | 0 | 0 | 0 | 0 | 0 | 0 | 0 | 0 | 0 | 0 | 0 | 0 | 0 | 0 | 0 | 0 | 0 | 0 | 0 | 0 | 0 | 0 | 0 | 0 | 0 | 0 | 0 | 0
2Y- | Dispo- | Gas Cleaning | 2% | Reuse and Disposal Costs |  |  | [2013 $] | 30000 |  |  | 30600 | 31212 | 31836.24 | 32472.9648 | 33122.4241 | 33784.8726 | 34460.57 | 35149.7814 | 35852.7771 | 36569.8326 | 37301.2293 | 38047.2538 | 38808.1989 | 39584.3629 | 40376.0501 | 41183.5712 | 42007.2426 | 42847.3874 | 43704.3352 | 44578.4219 | 0 | 0 | 0 | 0 | 0 | 0 | 0 | 0 | 0 | 0
2Y- | NG- | Gas Cleaning |  | Natural Gas |  |  | [MJ/yr] | 0 |  |  | 0 | 0 | 0 | 0 | 0 | 0 | 0 | 0 | 0 | 0 | 0 | 0 | 0 | 0 | 0 | 0 | 0 | 0 | 0 | 0 | 0 | 0 | 0 | 0 | 0 | 0 | 0 | 0 | 0 | 0
2Y- | kWh- | Gas Cleaning |  | Electricity Consumption |  |  | [kWh/yr] | 196010 |  |  | 12658.6308 | 12737.5388 | 13286.6533 | 13685.2197 | 14015.4592 | 14194.763 | 14425.7469 | 14781.1679 | 15135.0391 | 15513.4523 | 15849.4706 | 16154.6737 | 16527.8434 | 16904.5403 | 17306.4729 | 17756.7321 | 18191.9045 | 18663.8313 | 19163.4343 | 19684.7423 | 0 | 0 | 0 | 0 | 0 | 0 | 0 | 0 | 0 | 0
2Y- | GHG- | Gas Cleaning | 2% | GHG Cost |  |  | [tCO2e/yr] | 0 |  |  | 0 | 0 | 0 | 0 | 0 | 0 | 0 | 0 | 0 | 0 | 0 | 0 | 0 | 0 | 0 | 0 | 0 | 0 | 0 | 0 | 0 | 0 | 0 | 0 | 0 | 0 | 0 | 0 | 0 | 0
2Y- | ExtraOrd- | Gas Cleaning | 2% | Extraordinary Maintenance Costs |  |  | [2013 $] | 0 |  |  | 0 | 0 | 0 | 0 | 0 | 0 | 0 | 0 | 0 | 0 | 0 | 0 | 0 | 0 | 0 | 0 | 0 | 0 | 0 | 0 | 0 | 0 | 0 | 0 | 0 | 0 | 0 | 0 | 0 | 0
Benefits
2Y- | kWhProd- | Gas Cleaning |  | Electricity Production |  |  | [kWh/yr] | 0 |  |  | 0 | 0 | 0 | 0 | 0 | 0 | 0 | 0 | 0 | 0 | 0 | 0 | 0 | 0 | 0 | 0 | 0 | 0 | 0 | 0 | 0 | 0 | 0 | 0 | 0 | 0 | 0 | 0 | 0 | 0
2Y- | TipFee- | Gas Cleaning | 2% | Tipping Fees |  |  | [2013 $] | 0 |  |  | 0 | 0 | 0 | 0 | 0 | 0 | 0 | 0 | 0 | 0 | 0 | 0 | 0 | 0 | 0 | 0 | 0 | 0 | 0 | 0 | 0 | 0 | 0 | 0 | 0 | 0 | 0 | 0 | 0 | 0
|  |  |  | Net Costs | [6 empty] | 108640.6308 | 110639.1788 | 113146.3261 | 115542.0859 | 117909.4628 | 120166.6466 | 122517.0682 | 125034.3156 | 127593.2498 | 130220.8272 | 132850.993 | 135496.2265 | 138256.2273 | 141067.4919 | 143952.6835 | 146935.867 | 149954.622 | 153061.8032 | 156249.3656 | 159512.3923 | 0 | 0 | 0 | 0 | 0 | 0 | 0 | 0 | 0 | 0
|  |  |  | Gravity Belt Thickener Capital Costs |  |  | Units | Default Value | Overwrite Value |  | 2014 | 2015 | 2016 | 2017 | 2018 | 2019 | 2020 | 2021 | 2022 | 2023 | 2024 | 2025 | 2026 | 2027 | 2028 | 2029 | 2030 | 2031 | 2032 | 2033 | 2034 | 2035 | 2036 | 2037 | 2038 | 2039 | 2040 | 2041 | 2042 | 2043
2Y- | Capital | Gravity Belt Thickener | 3% | Capital Cost |  |  | [2013 $] | 2050000 |  |  | 2111500 | 0 | 0 | 0 | 0 | 0 | 0 | 0 | 0 | 0 | 0 | 0 | 0 | 0 | 0 | 0 | 0 | 0 | 0 | 0 | 0 | 0 | 0 | 0 | 0 | 0 | 0 | 0 | 0 | 0
|  |  |  | Project Schedule Spend Profile | [6 empty] | 100% | 0% | 0% | 0% | 0% | 0% | 0% | 0% | 0% | 0% | 0% | 0% | 0% | 0% | 0% | 0% | 0% | 0% | 0% | 0% | 0% | 0% | 0% | 0% | 0% | 0% | 0% | 0% | 0% | 0%
|  |  |  | Gravity Belt Thickener O&M |  |  | Units | Default Value | Overwrite Value |  | 2014 | 2015 | 2016 | 2017 | 2018 | 2019 | 2020 | 2021 | 2022 | 2023 | 2024 | 2025 | 2026 | 2027 | 2028 | 2029 | 2030 | 2031 | 2032 | 2033 | 2034 | 2035 | 2036 | 2037 | 2038 | 2039 | 2040 | 2041 | 2042 | 2043
Costs
2Y- | Hrs- | Gravity Belt Thickener | 2% | Labor |  |  | [hrs/yr] | 5110 |  |  | 182427 | 186075.54 | 189797.0508 | 193592.9918 | 197464.8517 | 201414.1487 | 205442.4317 | 209551.2803 | 213742.3059 | 218017.152 | 222377.4951 | 226825.045 | 231361.5459 | 235988.7768 | 240708.5523 | 245522.7234 | 250433.1778 | 255441.8414 | 260550.6782 | 265761.6918 | 0 | 0 | 0 | 0 | 0 | 0 | 0 | 0 | 0 | 0
2Y- | OMM- | Gravity Belt Thickener | 2% | Maintenance |  |  | [2013 $] | 25000 |  |  | 25500 | 26010 | 26530.2 | 27060.804 | 27602.0201 | 28154.0605 | 28717.1417 | 29291.4845 | 29877.3142 | 30474.8605 | 31084.3577 | 31706.0449 | 32340.1658 | 32986.9691 | 33646.7085 | 34319.6426 | 35006.0355 | 35706.1562 | 36420.2793 | 37148.6849 | 0 | 0 | 0 | 0 | 0 | 0 | 0 | 0 | 0 | 0
2Y- | Chem- | Gravity Belt Thickener | 2% | Chemicals |  |  | [2013 $] | 30000 |  |  | 30600 | 31212 | 31836.24 | 32472.9648 | 33122.4241 | 33784.8726 | 34460.57 | 35149.7814 | 35852.7771 | 36569.8326 | 37301.2293 | 38047.2538 | 38808.1989 | 39584.3629 | 40376.0501 | 41183.5712 | 42007.2426 | 42847.3874 | 43704.3352 | 44578.4219 | 0 | 0 | 0 | 0 | 0 | 0 | 0 | 0 | 0 | 0
2Y- | Dispo- | Gravity Belt Thickener | 2% | Reuse and Disposal Costs |  |  | [2013 $] | 0 |  |  | 0 | 0 | 0 | 0 | 0 | 0 | 0 | 0 | 0 | 0 | 0 | 0 | 0 | 0 | 0 | 0 | 0 | 0 | 0 | 0 | 0 | 0 | 0 | 0 | 0 | 0 | 0 | 0 | 0 | 0
2Y- | NG- | Gravity Belt Thickener |  | Natural Gas |  |  | [MJ/yr] | 0 |  |  | 0 | 0 | 0 | 0 | 0 | 0 | 0 | 0 | 0 | 0 | 0 | 0 | 0 | 0 | 0 | 0 | 0 | 0 | 0 | 0 | 0 | 0 | 0 | 0 | 0 | 0 | 0 | 0 | 0 | 0
2Y- | kWh- | Gravity Belt Thickener |  | Electricity Consumption |  |  | [kWh/yr] | 57670 |  |  | 3724.4183 | 3747.6346 | 3909.1949 | 4026.461 | 4123.624 | 4176.3787 | 4244.3387 | 4348.9105 | 4453.0264 | 4564.363 | 4663.2262 | 4753.023 | 4862.8168 | 4973.6485 | 5091.905 | 5224.3801 | 5352.4164 | 5491.2665 | 5638.2596 | 5791.6386 | 0 | 0 | 0 | 0 | 0 | 0 | 0 | 0 | 0 | 0
2Y- | GHG- | Gravity Belt Thickener | 2% | GHG Cost |  |  | [tCO2e/yr] | 0 |  |  | 0 | 0 | 0 | 0 | 0 | 0 | 0 | 0 | 0 | 0 | 0 | 0 | 0 | 0 | 0 | 0 | 0 | 0 | 0 | 0 | 0 | 0 | 0 | 0 | 0 | 0 | 0 | 0 | 0 | 0
2Y- | ExtraOrd- | Gravity Belt Thickener | 2% | Extraordinary Maintenance Costs |  |  | [2013 $] | 0 |  |  | 0 | 0 | 0 | 0 | 0 | 0 | 0 | 0 | 0 | 0 | 0 | 0 | 0 | 0 | 0 | 0 | 0 | 0 | 0 | 0 | 0 | 0 | 0 | 0 | 0 | 0 | 0 | 0 | 0 | 0
Benefits
2Y- | kWhProd- | Gravity Belt Thickener |  | Electricity Production |  |  | [kWh/yr] | 0 |  |  | 0 | 0 | 0 | 0 | 0 | 0 | 0 | 0 | 0 | 0 | 0 | 0 | 0 | 0 | 0 | 0 | 0 | 0 | 0 | 0 | 0 | 0 | 0 | 0 | 0 | 0 | 0 | 0 | 0 | 0
2Y- | TipFee- | Gravity Belt Thickener | 2% | Tipping Fees |  |  | [2013 $] | 0 |  |  | 0 | 0 | 0 | 0 | 0 | 0 | 0 | 0 | 0 | 0 | 0 | 0 | 0 | 0 | 0 | 0 | 0 | 0 | 0 | 0 | 0 | 0 | 0 | 0 | 0 | 0 | 0 | 0 | 0 | 0
|  |  |  | Net Costs | [6 empty] | 242251.4183 | 247045.1746 | 252072.6857 | 257153.2216 | 262312.9198 | 267529.4604 | 272864.482 | 278341.4568 | 283925.4236 | 289626.2081 | 295426.3082 | 301331.3666 | 307372.7274 | 313533.7572 | 319823.2159 | 326250.3172 | 332798.8722 | 339486.6515 | 346313.5523 | 353280.4372 | 0 | 0 | 0 | 0 | 0 | 0 | 0 | 0 | 0 | 0
|  |  |  | Gravity Thickener Capital Costs |  |  | Units | Default Value | Overwrite Value |  | 2014 | 2015 | 2016 | 2017 | 2018 | 2019 | 2020 | 2021 | 2022 | 2023 | 2024 | 2025 | 2026 | 2027 | 2028 | 2029 | 2030 | 2031 | 2032 | 2033 | 2034 | 2035 | 2036 | 2037 | 2038 | 2039 | 2040 | 2041 | 2042 | 2043
2Y- | Capital | Gravity Thickener | 3% | Capital Cost |  |  | [2013 $] | 1029000 |  |  | 1059870 | 0 | 0 | 0 | 0 | 0 | 0 | 0 | 0 | 0 | 0 | 0 | 0 | 0 | 0 | 0 | 0 | 0 | 0 | 0 | 0 | 0 | 0 | 0 | 0 | 0 | 0 | 0 | 0 | 0
|  |  |  | Project Schedule Spend Profile | [6 empty] | 100% | 0% | 0% | 0% | 0% | 0% | 0% | 0% | 0% | 0% | 0% | 0% | 0% | 0% | 0% | 0% | 0% | 0% | 0% | 0% | 0% | 0% | 0% | 0% | 0% | 0% | 0% | 0% | 0% | 0%
|  |  |  | Gravity Thickener O&M |  |  | Units | Default Value | Overwrite Value |  | 2014 | 2015 | 2016 | 2017 | 2018 | 2019 | 2020 | 2021 | 2022 | 2023 | 2024 | 2025 | 2026 | 2027 | 2028 | 2029 | 2030 | 2031 | 2032 | 2033 | 2034 | 2035 | 2036 | 2037 | 2038 | 2039 | 2040 | 2041 | 2042 | 2043
Costs
2Y- | Hrs- | Gravity Thickener | 2% | Labor |  |  | [hrs/yr] | 1460 |  |  | 52122 | 53164.44 | 54227.7288 | 55312.2834 | 56418.529 | 57546.8996 | 58697.8376 | 59871.7944 | 61069.2303 | 62290.6149 | 63536.4272 | 64807.1557 | 66103.2988 | 67425.3648 | 68773.8721 | 70149.3495 | 71552.3365 | 72983.3833 | 74443.0509 | 75931.9119 | 0 | 0 | 0 | 0 | 0 | 0 | 0 | 0 | 0 | 0
2Y- | OMM- | Gravity Thickener | 2% | Maintenance |  |  | [2013 $] | 10000 |  |  | 10200 | 10404 | 10612.08 | 10824.3216 | 11040.808 | 11261.6242 | 11486.8567 | 11716.5938 | 11950.9257 | 12189.9442 | 12433.7431 | 12682.4179 | 12936.0663 | 13194.7876 | 13458.6834 | 13727.8571 | 14002.4142 | 14282.4625 | 14568.1117 | 14859.474 | 0 | 0 | 0 | 0 | 0 | 0 | 0 | 0 | 0 | 0
2Y- | Chem- | Gravity Thickener | 2% | Chemicals |  |  | [2013 $] | 0 |  |  | 0 | 0 | 0 | 0 | 0 | 0 | 0 | 0 | 0 | 0 | 0 | 0 | 0 | 0 | 0 | 0 | 0 | 0 | 0 | 0 | 0 | 0 | 0 | 0 | 0 | 0 | 0 | 0 | 0 | 0
2Y- | Dispo- | Gravity Thickener | 2% | Reuse and Disposal Costs |  |  | [2013 $] | 0 |  |  | 0 | 0 | 0 | 0 | 0 | 0 | 0 | 0 | 0 | 0 | 0 | 0 | 0 | 0 | 0 | 0 | 0 | 0 | 0 | 0 | 0 | 0 | 0 | 0 | 0 | 0 | 0 | 0 | 0 | 0
2Y- | NG- | Gravity Thickener |  | Natural Gas |  |  | [MJ/yr] | 0 |  |  | 0 | 0 | 0 | 0 | 0 | 0 | 0 | 0 | 0 | 0 | 0 | 0 | 0 | 0 | 0 | 0 | 0 | 0 | 0 | 0 | 0 | 0 | 0 | 0 | 0 | 0 | 0 | 0 | 0 | 0
2Y- | kWh- | Gravity Thickener |  | Electricity Consumption |  |  | [kWh/yr] | 8400 |  |  | 542.4851 | 545.8667 | 569.3989 | 586.4795 | 600.6319 | 608.3159 | 618.2148 | 633.4463 | 648.6114 | 664.8283 | 679.2284 | 692.3078 | 708.3 | 724.4433 | 741.6681 | 760.964 | 779.6133 | 799.8377 | 821.2481 | 843.5888 | 0 | 0 | 0 | 0 | 0 | 0 | 0 | 0 | 0 | 0
2Y- | GHG- | Gravity Thickener | 2% | GHG Cost |  |  | [tCO2e/yr] | 0 |  |  | 0 | 0 | 0 | 0 | 0 | 0 | 0 | 0 | 0 | 0 | 0 | 0 | 0 | 0 | 0 | 0 | 0 | 0 | 0 | 0 | 0 | 0 | 0 | 0 | 0 | 0 | 0 | 0 | 0 | 0
2Y- | ExtraOrd- | Gravity Thickener | 2% | Extraordinary Maintenance Costs |  |  | [2013 $] | 0 |  |  | 0 | 0 | 0 | 0 | 0 | 0 | 0 | 0 | 0 | 0 | 0 | 0 | 0 | 0 | 0 | 0 | 0 | 0 | 0 | 0 | 0 | 0 | 0 | 0 | 0 | 0 | 0 | 0 | 0 | 0
Benefits
2Y- | kWhProd- | Gravity Thickener |  | Electricity Production |  |  | [kWh/yr] | 0 |  |  | 0 | 0 | 0 | 0 | 0 | 0 | 0 | 0 | 0 | 0 | 0 | 0 | 0 | 0 | 0 | 0 | 0 | 0 | 0 | 0 | 0 | 0 | 0 | 0 | 0 | 0 | 0 | 0 | 0 | 0
2Y- | TipFee- | Gravity Thickener | 2% | Tipping Fees |  |  | [2013 $] | 0 |  |  | 0 | 0 | 0 | 0 | 0 | 0 | 0 | 0 | 0 | 0 | 0 | 0 | 0 | 0 | 0 | 0 | 0 | 0 | 0 | 0 | 0 | 0 | 0 | 0 | 0 | 0 | 0 | 0 | 0 | 0
|  |  |  | Net Costs | [6 empty] | 62864.4851 | 64114.3067 | 65409.2077 | 66723.0845 | 68059.969 | 69416.8398 | 70802.909 | 72221.8345 | 73668.7674 | 75145.3874 | 76649.3986 | 78181.8815 | 79747.6651 | 81344.5958 | 82974.2236 | 84638.1706 | 86334.364 | 88065.6834 | 89832.4108 | 91634.9747 | 0 | 0 | 0 | 0 | 0 | 0 | 0 | 0 | 0 | 0
|  |  |  | Pre-Dewatering Capital Costs |  |  | Units | Default Value | Overwrite Value |  | 2014 | 2015 | 2016 | 2017 | 2018 | 2019 | 2020 | 2021 | 2022 | 2023 | 2024 | 2025 | 2026 | 2027 | 2028 | 2029 | 2030 | 2031 | 2032 | 2033 | 2034 | 2035 | 2036 | 2037 | 2038 | 2039 | 2040 | 2041 | 2042 | 2043
2Y- | Capital | Pre-Dewatering | 3% | Capital Cost |  |  | [2013 $] | 0 |  |  | 0 | 0 | 0 | 0 | 0 | 0 | 0 | 0 | 0 | 0 | 0 | 0 | 0 | 0 | 0 | 0 | 0 | 0 | 0 | 0 | 0 | 0 | 0 | 0 | 0 | 0 | 0 | 0 | 0 | 0
|  |  |  | Project Schedule Spend Profile | [6 empty] | 100% | 0% | 0% | 0% | 0% | 0% | 0% | 0% | 0% | 0% | 0% | 0% | 0% | 0% | 0% | 0% | 0% | 0% | 0% | 0% | 0% | 0% | 0% | 0% | 0% | 0% | 0% | 0% | 0% | 0%
|  |  |  | Pre-Dewatering O&M |  |  | Units | Default Value | Overwrite Value |  | 2014 | 2015 | 2016 | 2017 | 2018 | 2019 | 2020 | 2021 | 2022 | 2023 | 2024 | 2025 | 2026 | 2027 | 2028 | 2029 | 2030 | 2031 | 2032 | 2033 | 2034 | 2035 | 2036 | 2037 | 2038 | 2039 | 2040 | 2041 | 2042 | 2043
Costs
2Y- | Hrs- | Pre-Dewatering | 2% | Labor |  |  | [hrs/yr] | 0 |  |  | 0 | 0 | 0 | 0 | 0 | 0 | 0 | 0 | 0 | 0 | 0 | 0 | 0 | 0 | 0 | 0 | 0 | 0 | 0 | 0 | 0 | 0 | 0 | 0 | 0 | 0 | 0 | 0 | 0 | 0
2Y- | OMM- | Pre-Dewatering | 2% | Maintenance |  |  | [2013 $] | 0 |  |  | 0 | 0 | 0 | 0 | 0 | 0 | 0 | 0 | 0 | 0 | 0 | 0 | 0 | 0 | 0 | 0 | 0 | 0 | 0 | 0 | 0 | 0 | 0 | 0 | 0 | 0 | 0 | 0 | 0 | 0
2Y- | Chem- | Pre-Dewatering | 2% | Chemicals |  |  | [2013 $] | 0 |  |  | 0 | 0 | 0 | 0 | 0 | 0 | 0 | 0 | 0 | 0 | 0 | 0 | 0 | 0 | 0 | 0 | 0 | 0 | 0 | 0 | 0 | 0 | 0 | 0 | 0 | 0 | 0 | 0 | 0 | 0
2Y- | Dispo- | Pre-Dewatering | 2% | Reuse and Disposal Costs |  |  | [2013 $] | 0 |  |  | 0 | 0 | 0 | 0 | 0 | 0 | 0 | 0 | 0 | 0 | 0 | 0 | 0 | 0 | 0 | 0 | 0 | 0 | 0 | 0 | 0 | 0 | 0 | 0 | 0 | 0 | 0 | 0 | 0 | 0
2Y- | NG- | Pre-Dewatering |  | Natural Gas |  |  | [MJ/yr] | 0 |  |  | 0 | 0 | 0 | 0 | 0 | 0 | 0 | 0 | 0 | 0 | 0 | 0 | 0 | 0 | 0 | 0 | 0 | 0 | 0 | 0 | 0 | 0 | 0 | 0 | 0 | 0 | 0 | 0 | 0 | 0
2Y- | kWh- | Pre-Dewatering |  | Electricity Consumption |  |  | [kWh/yr] | 0 |  |  | 0 | 0 | 0 | 0 | 0 | 0 | 0 | 0 | 0 | 0 | 0 | 0 | 0 | 0 | 0 | 0 | 0 | 0 | 0 | 0 | 0 | 0 | 0 | 0 | 0 | 0 | 0 | 0 | 0 | 0
2Y- | GHG- | Pre-Dewatering | 2% | GHG Cost |  |  | [tCO2e/yr] | 0 |  |  | 0 | 0 | 0 | 0 | 0 | 0 | 0 | 0 | 0 | 0 | 0 | 0 | 0 | 0 | 0 | 0 | 0 | 0 | 0 | 0 | 0 | 0 | 0 | 0 | 0 | 0 | 0 | 0 | 0 | 0
2Y- | ExtraOrd- | Pre-Dewatering | 2% | Extraordinary Maintenance Costs |  |  | [2013 $] | 0 |  |  | 0 | 0 | 0 | 0 | 0 | 0 | 0 | 0 | 0 | 0 | 0 | 0 | 0 | 0 | 0 | 0 | 0 | 0 | 0 | 0 | 0 | 0 | 0 | 0 | 0 | 0 | 0 | 0 | 0 | 0
Benefits
2Y- | kWhProd- | Pre-Dewatering |  | Electricity Production |  |  | [kWh/yr] | 0 |  |  | 0 | 0 | 0 | 0 | 0 | 0 | 0 | 0 | 0 | 0 | 0 | 0 | 0 | 0 | 0 | 0 | 0 | 0 | 0 | 0 | 0 | 0 | 0 | 0 | 0 | 0 | 0 | 0 | 0 | 0
2Y- | TipFee- | Pre-Dewatering | 2% | Tipping Fees |  |  | [2013 $] | 0 |  |  | 0 | 0 | 0 | 0 | 0 | 0 | 0 | 0 | 0 | 0 | 0 | 0 | 0 | 0 | 0 | 0 | 0 | 0 | 0 | 0 | 0 | 0 | 0 | 0 | 0 | 0 | 0 | 0 | 0 | 0
|  |  |  | Net Costs | [6 empty] | 0 | 0 | 0 | 0 | 0 | 0 | 0 | 0 | 0 | 0 | 0 | 0 | 0 | 0 | 0 | 0 | 0 | 0 | 0 | 0 | 0 | 0 | 0 | 0 | 0 | 0 | 0 | 0 | 0 | 0
|  |  |  | Pre-Treatment (CAMBI) Capital Costs |  |  | Units | Default Value | Overwrite Value |  | 2014 | 2015 | 2016 | 2017 | 2018 | 2019 | 2020 | 2021 | 2022 | 2023 | 2024 | 2025 | 2026 | 2027 | 2028 | 2029 | 2030 | 2031 | 2032 | 2033 | 2034 | 2035 | 2036 | 2037 | 2038 | 2039 | 2040 | 2041 | 2042 | 2043
2Y- | Capital | Pre-Treatment (CAMBI) | 3% | Capital Cost |  |  | [2013 $] | 0 |  |  | 0 | 0 | 0 | 0 | 0 | 0 | 0 | 0 | 0 | 0 | 0 | 0 | 0 | 0 | 0 | 0 | 0 | 0 | 0 | 0 | 0 | 0 | 0 | 0 | 0 | 0 | 0 | 0 | 0 | 0
|  |  |  | Project Schedule Spend Profile | [6 empty] | 100% | 0% | 0% | 0% | 0% | 0% | 0% | 0% | 0% | 0% | 0% | 0% | 0% | 0% | 0% | 0% | 0% | 0% | 0% | 0% | 0% | 0% | 0% | 0% | 0% | 0% | 0% | 0% | 0% | 0%
|  |  |  | Pre-Treatment (CAMBI) O&M |  |  | Units | Default Value | Overwrite Value |  | 2014 | 2015 | 2016 | 2017 | 2018 | 2019 | 2020 | 2021 | 2022 | 2023 | 2024 | 2025 | 2026 | 2027 | 2028 | 2029 | 2030 | 2031 | 2032 | 2033 | 2034 | 2035 | 2036 | 2037 | 2038 | 2039 | 2040 | 2041 | 2042 | 2043
Costs
2Y- | Hrs- | Pre-Treatment (CAMBI) | 2% | Labor |  |  | [hrs/yr] | 0 |  |  | 0 | 0 | 0 | 0 | 0 | 0 | 0 | 0 | 0 | 0 | 0 | 0 | 0 | 0 | 0 | 0 | 0 | 0 | 0 | 0 | 0 | 0 | 0 | 0 | 0 | 0 | 0 | 0 | 0 | 0
2Y- | OMM- | Pre-Treatment (CAMBI) | 2% | Maintenance |  |  | [2013 $] | 0 |  |  | 0 | 0 | 0 | 0 | 0 | 0 | 0 | 0 | 0 | 0 | 0 | 0 | 0 | 0 | 0 | 0 | 0 | 0 | 0 | 0 | 0 | 0 | 0 | 0 | 0 | 0 | 0 | 0 | 0 | 0
2Y- | Chem- | Pre-Treatment (CAMBI) | 2% | Chemicals |  |  | [2013 $] | 0 |  |  | 0 | 0 | 0 | 0 | 0 | 0 | 0 | 0 | 0 | 0 | 0 | 0 | 0 | 0 | 0 | 0 | 0 | 0 | 0 | 0 | 0 | 0 | 0 | 0 | 0 | 0 | 0 | 0 | 0 | 0
2Y- | Dispo- | Pre-Treatment (CAMBI) | 2% | Reuse and Disposal Costs |  |  | [2013 $] | 0 |  |  | 0 | 0 | 0 | 0 | 0 | 0 | 0 | 0 | 0 | 0 | 0 | 0 | 0 | 0 | 0 | 0 | 0 | 0 | 0 | 0 | 0 | 0 | 0 | 0 | 0 | 0 | 0 | 0 | 0 | 0
2Y- | NG- | Pre-Treatment (CAMBI) |  | Natural Gas |  |  | [MJ/yr] | 0 |  |  | 0 | 0 | 0 | 0 | 0 | 0 | 0 | 0 | 0 | 0 | 0 | 0 | 0 | 0 | 0 | 0 | 0 | 0 | 0 | 0 | 0 | 0 | 0 | 0 | 0 | 0 | 0 | 0 | 0 | 0
2Y- | kWh- | Pre-Treatment (CAMBI) |  | Electricity Consumption |  |  | [kWh/yr] | 0 |  |  | 0 | 0 | 0 | 0 | 0 | 0 | 0 | 0 | 0 | 0 | 0 | 0 | 0 | 0 | 0 | 0 | 0 | 0 | 0 | 0 | 0 | 0 | 0 | 0 | 0 | 0 | 0 | 0 | 0 | 0
2Y- | GHG- | Pre-Treatment (CAMBI) | 2% | GHG Cost |  |  | [tCO2e/yr] | 0 |  |  | 0 | 0 | 0 | 0 | 0 | 0 | 0 | 0 | 0 | 0 | 0 | 0 | 0 | 0 | 0 | 0 | 0 | 0 | 0 | 0 | 0 | 0 | 0 | 0 | 0 | 0 | 0 | 0 | 0 | 0
2Y- | ExtraOrd- | Pre-Treatment (CAMBI) | 2% | Extraordinary Maintenance Costs |  |  | [2013 $] | 0 |  |  | 0 | 0 | 0 | 0 | 0 | 0 | 0 | 0 | 0 | 0 | 0 | 0 | 0 | 0 | 0 | 0 | 0 | 0 | 0 | 0 | 0 | 0 | 0 | 0 | 0 | 0 | 0 | 0 | 0 | 0
Benefits
2Y- | kWhProd- | Pre-Treatment (CAMBI) |  | Electricity Production |  |  | [kWh/yr] | 0 |  |  | 0 | 0 | 0 | 0 | 0 | 0 | 0 | 0 | 0 | 0 | 0 | 0 | 0 | 0 | 0 | 0 | 0 | 0 | 0 | 0 | 0 | 0 | 0 | 0 | 0 | 0 | 0 | 0 | 0 | 0
2Y- | TipFee- | Pre-Treatment (CAMBI) | 2% | Tipping Fees |  |  | [2013 $] | 0 |  |  | 0 | 0 | 0 | 0 | 0 | 0 | 0 | 0 | 0 | 0 | 0 | 0 | 0 | 0 | 0 | 0 | 0 | 0 | 0 | 0 | 0 | 0 | 0 | 0 | 0 | 0 | 0 | 0 | 0 | 0
|  |  |  | Net Costs | [6 empty] | 0 | 0 | 0 | 0 | 0 | 0 | 0 | 0 | 0 | 0 | 0 | 0 | 0 | 0 | 0 | 0 | 0 | 0 | 0 | 0 | 0 | 0 | 0 | 0 | 0 | 0 | 0 | 0 | 0 | 0
|  |  |  | Sitework Capital Costs |  |  | Units | Default Value | Overwrite Value |  | 2014 | 2015 | 2016 | 2017 | 2018 | 2019 | 2020 | 2021 | 2022 | 2023 | 2024 | 2025 | 2026 | 2027 | 2028 | 2029 | 2030 | 2031 | 2032 | 2033 | 2034 | 2035 | 2036 | 2037 | 2038 | 2039 | 2040 | 2041 | 2042 | 2043
2Y- | Capital | Sitework | 3% | Capital Cost |  |  | [2013 $] | 978000 |  |  | 1007340 | 0 | 0 | 0 | 0 | 0 | 0 | 0 | 0 | 0 | 0 | 0 | 0 | 0 | 0 | 0 | 0 | 0 | 0 | 0 | 0 | 0 | 0 | 0 | 0 | 0 | 0 | 0 | 0 | 0
|  |  |  | Project Schedule Spend Profile | [6 empty] | 100% | 0% | 0% | 0% | 0% | 0% | 0% | 0% | 0% | 0% | 0% | 0% | 0% | 0% | 0% | 0% | 0% | 0% | 0% | 0% | 0% | 0% | 0% | 0% | 0% | 0% | 0% | 0% | 0% | 0%
|  |  |  | General Requirements Capital Costs |  |  | Units | Default Value | Overwrite Value |  | 2014 | 2015 | 2016 | 2017 | 2018 | 2019 | 2020 | 2021 | 2022 | 2023 | 2024 | 2025 | 2026 | 2027 | 2028 | 2029 | 2030 | 2031 | 2032 | 2033 | 2034 | 2035 | 2036 | 2037 | 2038 | 2039 | 2040 | 2041 | 2042 | 2043
2Y- | Capital | General Requirements | 3% | Capital Cost |  |  | [2013 $] | 1956000 |  |  | 2014680 | 0 | 0 | 0 | 0 | 0 | 0 | 0 | 0 | 0 | 0 | 0 | 0 | 0 | 0 | 0 | 0 | 0 | 0 | 0 | 0 | 0 | 0 | 0 | 0 | 0 | 0 | 0 | 0 | 0
|  |  |  | Project Schedule Spend Profile | [6 empty] | 100% | 0% | 0% | 0% | 0% | 0% | 0% | 0% | 0% | 0% | 0% | 0% | 0% | 0% | 0% | 0% | 0% | 0% | 0% | 0% | 0% | 0% | 0% | 0% | 0% | 0% | 0% | 0% | 0% | 0%
|  |  |  | Contingencies Capital Costs |  |  | Units | Default Value | Overwrite Value |  | 2014 | 2015 | 2016 | 2017 | 2018 | 2019 | 2020 | 2021 | 2022 | 2023 | 2024 | 2025 | 2026 | 2027 | 2028 | 2029 | 2030 | 2031 | 2032 | 2033 | 2034 | 2035 | 2036 | 2037 | 2038 | 2039 | 2040 | 2041 | 2042 | 2043
2Y- | Capital | Contingencies | 3% | Capital Cost |  |  | [2013 $] | 6749000 |  |  | 6951470 | 0 | 0 | 0 | 0 | 0 | 0 | 0 | 0 | 0 | 0 | 0 | 0 | 0 | 0 | 0 | 0 | 0 | 0 | 0 | 0 | 0 | 0 | 0 | 0 | 0 | 0 | 0 | 0 | 0
|  |  |  | Project Schedule Spend Profile | [6 empty] | 100% | 0% | 0% | 0% | 0% | 0% | 0% | 0% | 0% | 0% | 0% | 0% | 0% | 0% | 0% | 0% | 0% | 0% | 0% | 0% | 0% | 0% | 0% | 0% | 0% | 0% | 0% | 0% | 0% | 0%
|  |  |  | Engineering, Legal & Admin Capital Costs |  |  | Units | Default Value | Overwrite Value |  | 2014 | 2015 | 2016 | 2017 | 2018 | 2019 | 2020 | 2021 | 2022 | 2023 | 2024 | 2025 | 2026 | 2027 | 2028 | 2029 | 2030 | 2031 | 2032 | 2033 | 2034 | 2035 | 2036 | 2037 | 2038 | 2039 | 2040 | 2041 | 2042 | 2043
2Y- | Capital | Engineering, Legal & Admin | 3% | Capital Cost |  |  | [2013 $] | 4387000 |  |  | 4518610 | 0 | 0 | 0 | 0 | 0 | 0 | 0 | 0 | 0 | 0 | 0 | 0 | 0 | 0 | 0 | 0 | 0 | 0 | 0 | 0 | 0 | 0 | 0 | 0 | 0 | 0 | 0 | 0 | 0
|  |  |  | Project Schedule Spend Profile | [6 empty] | 100% | 0% | 0% | 0% | 0% | 0% | 0% | 0% | 0% | 0% | 0% | 0% | 0% | 0% | 0% | 0% | 0% | 0% | 0% | 0% | 0% | 0% | 0% | 0% | 0% | 0% | 0% | 0% | 0% | 0%
|  |  |  | Land Application O&M |  |  | Units | Default Value | Overwrite Value |  | 2014 | 2015 | 2016 | 2017 | 2018 | 2019 | 2020 | 2021 | 2022 | 2023 | 2024 | 2025 | 2026 | 2027 | 2028 | 2029 | 2030 | 2031 | 2032 | 2033 | 2034 | 2035 | 2036 | 2037 | 2038 | 2039 | 2040 | 2041 | 2042 | 2043
Costs
2Y- | Hrs- | Land Application | 2% | Labor |  |  | [hrs/yr] | 0 |  |  | 0 | 0 | 0 | 0 | 0 | 0 | 0 | 0 | 0 | 0 | 0 | 0 | 0 | 0 | 0 | 0 | 0 | 0 | 0 | 0 | 0 | 0 | 0 | 0 | 0 | 0 | 0 | 0 | 0 | 0
2Y- | OMM- | Land Application | 2% | Maintenance |  |  | [2013 $] | 0 |  |  | 0 | 0 | 0 | 0 | 0 | 0 | 0 | 0 | 0 | 0 | 0 | 0 | 0 | 0 | 0 | 0 | 0 | 0 | 0 | 0 | 0 | 0 | 0 | 0 | 0 | 0 | 0 | 0 | 0 | 0
2Y- | Chem- | Land Application | 2% | Chemicals |  |  | [2013 $] | 0 |  |  | 0 | 0 | 0 | 0 | 0 | 0 | 0 | 0 | 0 | 0 | 0 | 0 | 0 | 0 | 0 | 0 | 0 | 0 | 0 | 0 | 0 | 0 | 0 | 0 | 0 | 0 | 0 | 0 | 0 | 0
2Y- | Dispo- | Land Application | 2% | Reuse and Disposal Costs |  |  | [2013 $] | 0 |  |  | 0 | 0 | 0 | 0 | 0 | 0 | 0 | 0 | 0 | 0 | 0 | 0 | 0 | 0 | 0 | 0 | 0 | 0 | 0 | 0 | 0 | 0 | 0 | 0 | 0 | 0 | 0 | 0 | 0 | 0
2Y- | NG- | Land Application |  | Natural Gas |  |  | [MJ/yr] | 0 |  |  | 0 | 0 | 0 | 0 | 0 | 0 | 0 | 0 | 0 | 0 | 0 | 0 | 0 | 0 | 0 | 0 | 0 | 0 | 0 | 0 | 0 | 0 | 0 | 0 | 0 | 0 | 0 | 0 | 0 | 0
2Y- | kWh- | Land Application |  | Electricity Consumption |  |  | [kWh/yr] | 0 |  |  | 0 | 0 | 0 | 0 | 0 | 0 | 0 | 0 | 0 | 0 | 0 | 0 | 0 | 0 | 0 | 0 | 0 | 0 | 0 | 0 | 0 | 0 | 0 | 0 | 0 | 0 | 0 | 0 | 0 | 0
2Y- | GHG- | Land Application | 2% | GHG Cost |  |  | [tCO2e/yr] | 0 |  |  | 0 | 0 | 0 | 0 | 0 | 0 | 0 | 0 | 0 | 0 | 0 | 0 | 0 | 0 | 0 | 0 | 0 | 0 | 0 | 0 | 0 | 0 | 0 | 0 | 0 | 0 | 0 | 0 | 0 | 0
2Y- | ExtraOrd- | Land Application | 2% | Extraordinary Maintenance Costs |  |  | [2013 $] | 0 |  |  | 0 | 0 | 0 | 0 | 0 | 0 | 0 | 0 | 0 | 0 | 0 | 0 | 0 | 0 | 0 | 0 | 0 | 0 | 0 | 0 | 0 | 0 | 0 | 0 | 0 | 0 | 0 | 0 | 0 | 0
Benefits
2Y- | kWhProd- | Land Application |  | Electricity Production |  |  | [kWh/yr] | 0 |  |  | 0 | 0 | 0 | 0 | 0 | 0 | 0 | 0 | 0 | 0 | 0 | 0 | 0 | 0 | 0 | 0 | 0 | 0 | 0 | 0 | 0 | 0 | 0 | 0 | 0 | 0 | 0 | 0 | 0 | 0
2Y- | TipFee- | Land Application | 2% | Tipping Fees |  |  | [2013 $] | 0 |  |  | 0 | 0 | 0 | 0 | 0 | 0 | 0 | 0 | 0 | 0 | 0 | 0 | 0 | 0 | 0 | 0 | 0 | 0 | 0 | 0 | 0 | 0 | 0 | 0 | 0 | 0 | 0 | 0 | 0 | 0
|  |  |  | Net Costs | [6 empty] | 0 | 0 | 0 | 0 | 0 | 0 | 0 | 0 | 0 | 0 | 0 | 0 | 0 | 0 | 0 | 0 | 0 | 0 | 0 | 0 | 0 | 0 | 0 | 0 | 0 | 0 | 0 | 0 | 0 | 0
|  |  |  | Land Disposal O&M |  |  | Units | Default Value | Overwrite Value |  | 2014 | 2015 | 2016 | 2017 | 2018 | 2019 | 2020 | 2021 | 2022 | 2023 | 2024 | 2025 | 2026 | 2027 | 2028 | 2029 | 2030 | 2031 | 2032 | 2033 | 2034 | 2035 | 2036 | 2037 | 2038 | 2039 | 2040 | 2041 | 2042 | 2043
Costs
2Y- | Hrs- | Land Disposal | 2% | Labor |  |  | [hrs/yr] | 0 |  |  | 0 | 0 | 0 | 0 | 0 | 0 | 0 | 0 | 0 | 0 | 0 | 0 | 0 | 0 | 0 | 0 | 0 | 0 | 0 | 0 | 0 | 0 | 0 | 0 | 0 | 0 | 0 | 0 | 0 | 0
2Y- | OMM- | Land Disposal | 2% | Maintenance |  |  | [2013 $] | 0 |  |  | 0 | 0 | 0 | 0 | 0 | 0 | 0 | 0 | 0 | 0 | 0 | 0 | 0 | 0 | 0 | 0 | 0 | 0 | 0 | 0 | 0 | 0 | 0 | 0 | 0 | 0 | 0 | 0 | 0 | 0
2Y- | Chem- | Land Disposal | 2% | Chemicals |  |  | [2013 $] | 0 |  |  | 0 | 0 | 0 | 0 | 0 | 0 | 0 | 0 | 0 | 0 | 0 | 0 | 0 | 0 | 0 | 0 | 0 | 0 | 0 | 0 | 0 | 0 | 0 | 0 | 0 | 0 | 0 | 0 | 0 | 0
2Y- | Dispo- | Land Disposal | 2% | Reuse and Disposal Costs |  |  | [2013 $] | 575000 |  |  | 586500 | 598230 | 610194.6 | 622398.492 | 634846.4618 | 647543.3911 | 660494.2589 | 673704.1441 | 687178.227 | 700921.7915 | 714940.2273 | 729239.0319 | 743823.8125 | 758700.2888 | 773874.2945 | 789351.7804 | 805138.816 | 821241.5924 | 837666.4242 | 854419.7527 | 0 | 0 | 0 | 0 | 0 | 0 | 0 | 0 | 0 | 0
2Y- | NG- | Land Disposal |  | Natural Gas |  |  | [MJ/yr] | 0 |  |  | 0 | 0 | 0 | 0 | 0 | 0 | 0 | 0 | 0 | 0 | 0 | 0 | 0 | 0 | 0 | 0 | 0 | 0 | 0 | 0 | 0 | 0 | 0 | 0 | 0 | 0 | 0 | 0 | 0 | 0
2Y- | kWh- | Land Disposal |  | Electricity Consumption |  |  | [kWh/yr] | 0 |  |  | 0 | 0 | 0 | 0 | 0 | 0 | 0 | 0 | 0 | 0 | 0 | 0 | 0 | 0 | 0 | 0 | 0 | 0 | 0 | 0 | 0 | 0 | 0 | 0 | 0 | 0 | 0 | 0 | 0 | 0
2Y- | GHG- | Land Disposal | 2% | GHG Cost |  |  | [tCO2e/yr] | 0 |  |  | 0 | 0 | 0 | 0 | 0 | 0 | 0 | 0 | 0 | 0 | 0 | 0 | 0 | 0 | 0 | 0 | 0 | 0 | 0 | 0 | 0 | 0 | 0 | 0 | 0 | 0 | 0 | 0 | 0 | 0
2Y- | ExtraOrd- | Land Disposal | 2% | Extraordinary Maintenance Costs |  |  | [2013 $] | 0 |  |  | 0 | 0 | 0 | 0 | 0 | 0 | 0 | 0 | 0 | 0 | 0 | 0 | 0 | 0 | 0 | 0 | 0 | 0 | 0 | 0 | 0 | 0 | 0 | 0 | 0 | 0 | 0 | 0 | 0 | 0
Benefits
2Y- | kWhProd- | Land Disposal |  | Electricity Production |  |  | [kWh/yr] | 0 |  |  | 0 | 0 | 0 | 0 | 0 | 0 | 0 | 0 | 0 | 0 | 0 | 0 | 0 | 0 | 0 | 0 | 0 | 0 | 0 | 0 | 0 | 0 | 0 | 0 | 0 | 0 | 0 | 0 | 0 | 0
2Y- | TipFee- | Land Disposal | 2% | Tipping Fees |  |  | [2013 $] | 0 |  |  | 0 | 0 | 0 | 0 | 0 | 0 | 0 | 0 | 0 | 0 | 0 | 0 | 0 | 0 | 0 | 0 | 0 | 0 | 0 | 0 | 0 | 0 | 0 | 0 | 0 | 0 | 0 | 0 | 0 | 0
|  |  |  | Net Costs | [6 empty] | 586500 | 598230 | 610194.6 | 622398.492 | 634846.4618 | 647543.3911 | 660494.2589 | 673704.1441 | 687178.227 | 700921.7915 | 714940.2273 | 729239.0319 | 743823.8125 | 758700.2888 | 773874.2945 | 789351.7804 | 805138.816 | 821241.5924 | 837666.4242 | 854419.7527 | 0 | 0 | 0 | 0 | 0 | 0 | 0 | 0 | 0 | 0
|  |  |  | General O&M O&M |  |  | Units | Default Value | Overwrite Value |  | 2014 | 2015 | 2016 | 2017 | 2018 | 2019 | 2020 | 2021 | 2022 | 2023 | 2024 | 2025 | 2026 | 2027 | 2028 | 2029 | 2030 | 2031 | 2032 | 2033 | 2034 | 2035 | 2036 | 2037 | 2038 | 2039 | 2040 | 2041 | 2042 | 2043
Costs
2Y- | Hrs- | General O&M | 2% | Labor |  |  | [hrs/yr] | 0 |  |  | 0 | 0 | 0 | 0 | 0 | 0 | 0 | 0 | 0 | 0 | 0 | 0 | 0 | 0 | 0 | 0 | 0 | 0 | 0 | 0 | 0 | 0 | 0 | 0 | 0 | 0 | 0 | 0 | 0 | 0
2Y- | OMM- | General O&M | 2% | Maintenance |  |  | [2013 $] | 0 |  |  | 0 | 0 | 0 | 0 | 0 | 0 | 0 | 0 | 0 | 0 | 0 | 0 | 0 | 0 | 0 | 0 | 0 | 0 | 0 | 0 | 0 | 0 | 0 | 0 | 0 | 0 | 0 | 0 | 0 | 0
2Y- | Chem- | General O&M | 2% | Chemicals |  |  | [2013 $] | 132000 |  |  | 134640 | 137332.8 | 140079.456 | 142881.0451 | 145738.666 | 148653.4393 | 151626.5081 | 154659.0383 | 157752.2191 | 160907.2634 | 164125.4087 | 167407.9169 | 170756.0752 | 174171.1967 | 177654.6207 | 181207.7131 | 184831.8673 | 188528.5047 | 192299.0748 | 196145.0563 | 0 | 0 | 0 | 0 | 0 | 0 | 0 | 0 | 0 | 0
2Y- | Dispo- | General O&M | 2% | Reuse and Disposal Costs |  |  | [2013 $] | 0 |  |  | 0 | 0 | 0 | 0 | 0 | 0 | 0 | 0 | 0 | 0 | 0 | 0 | 0 | 0 | 0 | 0 | 0 | 0 | 0 | 0 | 0 | 0 | 0 | 0 | 0 | 0 | 0 | 0 | 0 | 0
2Y- | NG- | General O&M |  | Natural Gas |  |  | [MJ/yr] | 0 |  |  | 0 | 0 | 0 | 0 | 0 | 0 | 0 | 0 | 0 | 0 | 0 | 0 | 0 | 0 | 0 | 0 | 0 | 0 | 0 | 0 | 0 | 0 | 0 | 0 | 0 | 0 | 0 | 0 | 0 | 0
2Y- | kWh- | General O&M |  | Electricity Consumption |  |  | [kWh/yr] | 0 |  |  | 0 | 0 | 0 | 0 | 0 | 0 | 0 | 0 | 0 | 0 | 0 | 0 | 0 | 0 | 0 | 0 | 0 | 0 | 0 | 0 | 0 | 0 | 0 | 0 | 0 | 0 | 0 | 0 | 0 | 0
2Y- | GHG- | General O&M | 2% | GHG Cost |  |  | [tCO2e/yr] | 0 |  |  | 0 | 0 | 0 | 0 | 0 | 0 | 0 | 0 | 0 | 0 | 0 | 0 | 0 | 0 | 0 | 0 | 0 | 0 | 0 | 0 | 0 | 0 | 0 | 0 | 0 | 0 | 0 | 0 | 0 | 0
2Y- | ExtraOrd- | General O&M | 2% | Extraordinary Maintenance Costs |  |  | [2013 $] | 0 |  |  | 0 | 0 | 0 | 0 | 0 | 0 | 0 | 0 | 0 | 0 | 0 | 0 | 0 | 0 | 0 | 0 | 0 | 0 | 0 | 0 | 0 | 0 | 0 | 0 | 0 | 0 | 0 | 0 | 0 | 0
Benefits
2Y- | kWhProd- | General O&M |  | Electricity Production |  |  | [kWh/yr] | 0 |  |  | 0 | 0 | 0 | 0 | 0 | 0 | 0 | 0 | 0 | 0 | 0 | 0 | 0 | 0 | 0 | 0 | 0 | 0 | 0 | 0 | 0 | 0 | 0 | 0 | 0 | 0 | 0 | 0 | 0 | 0
2Y- | TipFee- | General O&M | 2% | Tipping Fees |  |  | [2013 $] | 0 |  |  | 0 | 0 | 0 | 0 | 0 | 0 | 0 | 0 | 0 | 0 | 0 | 0 | 0 | 0 | 0 | 0 | 0 | 0 | 0 | 0 | 0 | 0 | 0 | 0 | 0 | 0 | 0 | 0 | 0 | 0
|  |  |  | Net Costs | [6 empty] | 134640 | 137332.8 | 140079.456 | 142881.0451 | 145738.666 | 148653.4393 | 151626.5081 | 154659.0383 | 157752.2191 | 160907.2634 | 164125.4087 | 167407.9169 | 170756.0752 | 174171.1967 | 177654.6207 | 181207.7131 | 184831.8673 | 188528.5047 | 192299.0748 | 196145.0563 | 0 | 0 | 0 | 0 | 0 | 0 | 0 | 0 | 0 | 0
|  |  |  | Electricity |  |  | Units |  |  |  | 2014 | 2015 | 2016 | 2017 | 2018 | 2019 | 2020 | 2021 | 2022 | 2023 | 2024 | 2025 | 2026 | 2027 | 2028 | 2029 | 2030 | 2031 | 2032 | 2033 | 2034 | 2035 | 2036 | 2037 | 2038 | 2039 | 2040 | 2041 | 2042 | 2043
|  |  |  | Usage Cost of Electricity Forecast |  |  | [Nominal $/kWh] |  |  |  | 0.064582 | 0.064984 | 0.067786 | 0.069819 | 0.071504 | 0.072419 | 0.073597 | 0.07541 | 0.077216 | 0.079146 | 0.080861 | 0.082418 | 0.084321 | 0.086243 | 0.088294 | 0.090591 | 0.092811 | 0.095219 | 0.097768 | 0.10043 | 0.10338 | 0.10714 | 0.11153 | 0.1157 | 0.11992 | 0.12437 | 0.12799 | 0.1308 | 0.13368 | 0.13662
|  |  |  | Natural Gas |  |  | Units |  |  |  | 2014 | 2015 | 2016 | 2017 | 2018 | 2019 | 2020 | 2021 | 2022 | 2023 | 2024 | 2025 | 2026 | 2027 | 2028 | 2029 | 2030 | 2031 | 2032 | 2033 | 2034 | 2035 | 2036 | 2037 | 2038 | 2039 | 2040 | 2041 | 2042 | 2043
|  |  |  | Usage Cost of Natural Gas Forecast |  |  | [Nominal $/GJ] |  |  |  | 0.0043492 | 0.0044637 | 0.0049882 | 0.005274 | 0.005627 | 0.0058541 | 0.0060384 | 0.0062668 | 0.0065922 | 0.0069223 | 0.0071632 | 0.0073415 | 0.0076021 | 0.0077885 | 0.0080592 | 0.0083232 | 0.0085754 | 0.0088889 | 0.0091809 | 0.0095488 | 0.010078 | 0.010655 | 0.011383 | 0.012093 | 0.01283 | 0.013272 | 0.013882 | 0.014424 | 0.014986 | 0.015571
|  |  |  | Clean-Up Schedule | [6 empty] | 2014 | 2015 | 2016 | 2017 | 2018 | 2019 | 2020 | 2021 | 2022 | 2023 | 2024 | 2025 | 2026 | 2027 | 2028 | 2029 | 2030 | 2031 | 2032 | 2033 | 2034 | 2035 | 2036 | 2037 | 2038 | 2039 | 2040 | 2041 | 2042 | 2043
[11 empty] | 0 | 0 | 0 | 0 | 1 | 1 | 1 | 1 | 1 | 2 | 2 | 2 | 2 | 2 | 3 | 3 | 3 | 3 | 3 | 4 | 4 | 4 | 4 | 4 | 5 | 5 | 5 | 5 | 5 | 6
|  |  |  | Clean-Up Schedule - 5 yrs | [6 empty] | 0 | 0 | 0 | 0 | 1 | 0 | 0 | 0 | 0 | 1 | 0 | 0 | 0 | 0 | 1 | 0 | 0 | 0 | 0 | 1 | 0 | 0 | 0 | 0 | 1 | 0 | 0 | 0 | 0 | 1
GHG Cost
|  |  |  | GHG Cost | [6 empty] | 0 | 0 | 0 | 0 | 0 | 0 | 0 | 0 | 0 | 0 | 0 | 0 | 0 | 0 | 0 | 0 | 0 | 0 | 0 | 0 | 0 | 0 | 0 | 0 | 0 | 0 | 0 | 0 | 0 | 0

## 3Y
[5 empty] | Client | Water & Environment Research Foundation
[5 empty] | Project | ENER1C12
[5 empty] | Configuration Number: | 3Y
COST SUMMARY
Config | Category | Part | Esc Factor | Capital Cost Summary |  |  |  | NPV 2013 $ | Overwrite Value |  | 2014 | 2015 | 2016 | 2017 | 2018 | 2019 | 2020 | 2021 | 2022 | 2023 | 2024 | 2025 | 2026 | 2027 | 2028 | 2029 | 2030 | 2031 | 2032 | 2033 | 2034 | 2035 | 2036 | 2037 | 2038 | 2039 | 2040 | 2041 | 2042 | 2043
| Capital |  |  | Capital Cost |  |  | [2013 $] | 28335688.6792 |  |  | 30035830 | 0 | 0 | 0 | 0 | 0 | 0 | 0 | 0 | 0 | 0 | 0 | 0 | 0 | 0 | 0 | 0 | 0 | 0 | 0 | 0 | 0 | 0 | 0 | 0 | 0 | 0 | 0 | 0 | 0
|  |  |  | Blank Capital Line 1 |  |  | [2013 $] | 0
|  |  |  | Blank Capital Line 2 |  |  | [2013 $] | 0
|  |  |  | Blank Capital Line 3 |  |  | [2013 $] | 0
|  |  |  | Total Capital Costs |  |  |  | 28335688.6792 |  |  | 30035830 | 0 | 0 | 0 | 0 | 0 | 0 | 0 | 0 | 0 | 0 | 0 | 0 | 0 | 0 | 0 | 0 | 0 | 0 | 0 | 0 | 0 | 0 | 0 | 0 | 0 | 0 | 0 | 0 | 0
|  |  |  | O&M Summary |  |  | Percent of Total O&M | NPV 2013 $ | Overwrite Value |  | 2014 | 2015 | 2016 | 2017 | 2018 | 2019 | 2020 | 2021 | 2022 | 2023 | 2024 | 2025 | 2026 | 2027 | 2028 | 2029 | 2030 | 2031 | 2032 | 2033 | 2034 | 2035 | 2036 | 2037 | 2038 | 2039 | 2040 | 2041 | 2042 | 2043
Costs
| Hrs- |  |  | Labor |  |  | [2013 $] | 9468277.8887 |  |  | 705699.75 | 719813.745 | 734210.0199 | 748894.2203 | 763872.1047 | 779149.5468 | 794732.5377 | 810627.1885 | 826839.7323 | 843376.5269 | 860244.0574 | 877448.9386 | 894997.9174 | 912897.8757 | 931155.8332 | 949778.9499 | 968774.5289 | 988150.0195 | 1007913.0199 | 1028071.2803 | 0 | 0 | 0 | 0 | 0 | 0 | 0 | 0 | 0 | 0
| OMM- |  |  | Maintenance |  |  | [2013 $] | 3202337.2071 |  |  | 238680 | 243453.6 | 248322.672 | 253289.1254 | 258354.9079 | 263522.0061 | 268792.4462 | 274168.2952 | 279651.6611 | 285244.6943 | 290949.5882 | 296768.5799 | 302703.9515 | 308758.0306 | 314933.1912 | 321231.855 | 327656.4921 | 334209.6219 | 340893.8144 | 347711.6907 | 0 | 0 | 0 | 0 | 0 | 0 | 0 | 0 | 0 | 0
| Chem- |  |  | Chemicals |  |  | [2013 $] | 4406634.9602 |  |  | 328440 | 335008.8 | 341708.976 | 348543.1555 | 355514.0186 | 362624.299 | 369876.785 | 377274.3207 | 384819.8071 | 392516.2032 | 400366.5273 | 408373.8578 | 416541.335 | 424872.1617 | 433369.6049 | 442036.997 | 450877.737 | 459895.2917 | 469093.1976 | 478475.0615 | 0 | 0 | 0 | 0 | 0 | 0 | 0 | 0 | 0 | 0
| Dispo- |  |  | Reuse and Disposal Costs |  |  | [2013 $] | 4748765.0037 |  |  | 353940 | 361018.8 | 368239.176 | 375603.9595 | 383116.0387 | 390778.3595 | 398593.9267 | 406565.8052 | 414697.1213 | 422991.0637 | 431450.885 | 440079.9027 | 448881.5008 | 457859.1308 | 467016.3134 | 476356.6397 | 485883.7725 | 495601.4479 | 505513.4769 | 515623.7464 | 0 | 0 | 0 | 0 | 0 | 0 | 0 | 0 | 0 | 0
| NG- |  |  | Natural Gas |  |  | [2013 $] | 698562.8294 |  |  | 41129.1146 | 42212.7131 | 47172.5503 | 49875.4832 | 53212.932 | 55360.5325 | 57104.1458 | 59263.8464 | 62341.1029 | 65462.7473 | 67741.0753 | 69426.9378 | 71891.8455 | 73653.8641 | 76213.8888 | 78710.7439 | 81095.4202 | 84060.3814 | 86822.0145 | 90300.9744 | 0 | 0 | 0 | 0 | 0 | 0 | 0 | 0 | 0 | 0
| kWh- |  |  | Electricity Consumption |  |  | [2013 $] | 116863.9606 |  |  | 8510.5575 | 8563.6083 | 8932.7849 | 9200.7461 | 9422.7704 | 9543.3185 | 9698.6119 | 9937.566 | 10175.4781 | 10429.89 | 10655.7994 | 10860.9913 | 11111.878 | 11365.1361 | 11635.3604 | 11938.0754 | 12230.6473 | 12547.9296 | 12883.819 | 13234.301 | 0 | 0 | 0 | 0 | 0 | 0 | 0 | 0 | 0 | 0
| GHG- |  |  | GHG Cost |  |  | [2013 $] | 0 |  |  | 0 | 0 | 0 | 0 | 0 | 0 | 0 | 0 | 0 | 0 | 0 | 0 | 0 | 0 | 0 | 0 | 0 | 0 | 0 | 0 | 0 | 0 | 0 | 0 | 0 | 0 | 0 | 0 | 0 | 0
| ExtraOrd- |  |  | Extraordinary Maintenance Costs |  |  | [2013 $] | 0 |  |  | 0 | 0 | 0 | 0 | 0 | 0 | 0 | 0 | 0 | 0 | 0 | 0 | 0 | 0 | 0 | 0 | 0 | 0 | 0 | 0 | 0 | 0 | 0 | 0 | 0 | 0 | 0 | 0 | 0 | 0
|  |  |  | Blank O&M Line 1 |  |  | [2013 $] | 0
|  |  |  | Blank O&M Line 2 |  |  | [2013 $] | 0
|  |  |  | Blank O&M Line 3 |  |  | [2013 $] | 0
Benefits
| kWhProd- |  |  | Electricity Production |  |  | [2013 $] | 744477.8794 |  |  | 54216.2163 | 54554.1748 | 56906.0021 | 58613.0397 | 60027.4375 | 60795.3855 | 61784.6767 | 63306.9253 | 64822.5363 | 66443.2589 | 67882.4068 | 69189.5748 | 70787.8399 | 72401.2122 | 74122.6672 | 76051.1025 | 77914.9218 | 79936.1581 | 82075.9302 | 84308.6636 | 0 | 0 | 0 | 0 | 0 | 0 | 0 | 0 | 0 | 0
| TipFee- |  |  | Tipping Fees |  |  | [2013 $] | 0 |  |  | 0 | 0 | 0 | 0 | 0 | 0 | 0 | 0 | 0 | 0 | 0 | 0 | 0 | 0 | 0 | 0 | 0 | 0 | 0 | 0 | 0 | 0 | 0 | 0 | 0 | 0 | 0 | 0 | 0 | 0
|  |  |  | Blank Benefit Line 1 |  |  | [2013 $] | 0
|  |  |  | Blank Benefit Line 2 |  |  | [2013 $] | 0
|  |  |  | Blank Benefit Line 3 |  |  | [2013 $] | 0
|  |  |  | Net Costs |  |  |  | 21896963.9703 |  |  | 1622183.2057 | 1655517.0916 | 1691680.1771 | 1726793.6504 | 1763465.3349 | 1800182.6769 | 1837013.7766 | 1874530.0965 | 1913702.3664 | 1953577.8665 | 1993525.5258 | 2033769.6333 | 2075340.5881 | 2117004.9868 | 2160201.5247 | 2204002.1584 | 2248603.6761 | 2294528.5339 | 2341043.412 | 2389108.3906 | 0 | 0 | 0 | 0 | 0 | 0 | 0 | 0 | 0 | 0
|  |  |  | Total Cash Flow |  |  |  | 50232652.6496 |  |  | 31658013.2057 | 1655517.0916 | 1691680.1771 | 1726793.6504 | 1763465.3349 | 1800182.6769 | 1837013.7766 | 1874530.0965 | 1913702.3664 | 1953577.8665 | 1993525.5258 | 2033769.6333 | 2075340.5881 | 2117004.9868 | 2160201.5247 | 2204002.1584 | 2248603.6761 | 2294528.5339 | 2341043.412 | 2389108.3906 | 0 | 0 | 0 | 0 | 0 | 0 | 0 | 0 | 0 | 0
|  |  |  | Cumilative Cash flow | [5 empty] | 0 | 29866050.1941 | 31339454.512 | 32759821.8094 | 34127604.1176 | 35445368.0016 | 36714425.7545 | 37936144.8344 | 39112248.2074 | 40244965.6977 | 41335833.3746 | 42385997.7532 | 43396718.9535 | 44369719.6057 | 45306072.9529 | 46207449.5733 | 47075046.8323 | 47910098.2291 | 48713972.0545 | 49487717.3603 | 50232652.6496 | 0 | 0 | 0 | 0 | 0 | 0 | 0 | 0 | 0 | 0
|  |  |  | COST SUMMARY BY MODULES | [6 empty] | 2014: 31658013.2057
|  |  |  | Capital Costs Summary by Modelus |  |  | Cash Flow Units | NPV 2013 $ |  |  | 2014 | 2015 | 2016 | 2017 | 2018 | 2019 | 2020 | 2021 | 2022 | 2023 | 2024 | 2025 | 2026 | 2027 | 2028 | 2029 | 2030 | 2031 | 2032 | 2033 | 2034 | 2035 | 2036 | 2037 | 2038 | 2039 | 2040 | 2041 | 2042 | 2043
Capital Costs
|  |  |  | Anaerobic Digestion |  |  | [Nominal $] | 0 |  |  | 0 | 0 | 0 | 0 | 0 | 0 | 0 | 0 | 0 | 0 | 0 | 0 | 0 | 0 | 0 | 0 | 0 | 0 | 0 | 0 | 0 | 0 | 0 | 0 | 0 | 0 | 0 | 0 | 0 | 0
|  |  |  | Ash Conveyance & Storage |  |  | [Nominal $] | 340094.3396 |  |  | 360500 | 0 | 0 | 0 | 0 | 0 | 0 | 0 | 0 | 0 | 0 | 0 | 0 | 0 | 0 | 0 | 0 | 0 | 0 | 0 | 0 | 0 | 0 | 0 | 0 | 0 | 0 | 0 | 0 | 0
|  |  |  | Belt Filter Press Dewatering |  |  | [Nominal $] | 0 |  |  | 0 | 0 | 0 | 0 | 0 | 0 | 0 | 0 | 0 | 0 | 0 | 0 | 0 | 0 | 0 | 0 | 0 | 0 | 0 | 0 | 0 | 0 | 0 | 0 | 0 | 0 | 0 | 0 | 0 | 0
|  |  |  | Cake Storage/Load Out |  |  | [Nominal $] | 3230896.2264 |  |  | 3424750 | 0 | 0 | 0 | 0 | 0 | 0 | 0 | 0 | 0 | 0 | 0 | 0 | 0 | 0 | 0 | 0 | 0 | 0 | 0 | 0 | 0 | 0 | 0 | 0 | 0 | 0 | 0 | 0 | 0
|  |  |  | Cake Storage |  |  | [Nominal $] | 0 |  |  | 0 | 0 | 0 | 0 | 0 | 0 | 0 | 0 | 0 | 0 | 0 | 0 | 0 | 0 | 0 | 0 | 0 | 0 | 0 | 0 | 0 | 0 | 0 | 0 | 0 | 0 | 0 | 0 | 0 | 0
|  |  |  | CHP |  |  | [Nominal $] | 0 |  |  | 0 | 0 | 0 | 0 | 0 | 0 | 0 | 0 | 0 | 0 | 0 | 0 | 0 | 0 | 0 | 0 | 0 | 0 | 0 | 0 | 0 | 0 | 0 | 0 | 0 | 0 | 0 | 0 | 0 | 0
|  |  |  | Dewatering |  |  | [Nominal $] | 4690386.7925 |  |  | 4971810 | 0 | 0 | 0 | 0 | 0 | 0 | 0 | 0 | 0 | 0 | 0 | 0 | 0 | 0 | 0 | 0 | 0 | 0 | 0 | 0 | 0 | 0 | 0 | 0 | 0 | 0 | 0 | 0 | 0
|  |  |  | Drying/Gasification/Energy Recovery |  |  | [Nominal $] | 0 |  |  | 0 | 0 | 0 | 0 | 0 | 0 | 0 | 0 | 0 | 0 | 0 | 0 | 0 | 0 | 0 | 0 | 0 | 0 | 0 | 0 | 0 | 0 | 0 | 0 | 0 | 0 | 0 | 0 | 0 | 0
|  |  |  | Energy Recovery |  |  | [Nominal $] | 913396.2264 |  |  | 968200 | 0 | 0 | 0 | 0 | 0 | 0 | 0 | 0 | 0 | 0 | 0 | 0 | 0 | 0 | 0 | 0 | 0 | 0 | 0 | 0 | 0 | 0 | 0 | 0 | 0 | 0 | 0 | 0 | 0
|  |  |  | Fluid Bed Incineration |  |  | [Nominal $] | 4314339.6226 |  |  | 4573200 | 0 | 0 | 0 | 0 | 0 | 0 | 0 | 0 | 0 | 0 | 0 | 0 | 0 | 0 | 0 | 0 | 0 | 0 | 0 | 0 | 0 | 0 | 0 | 0 | 0 | 0 | 0 | 0 | 0
|  |  |  | FOG Receiving |  |  | [Nominal $] | 0 |  |  | 0 | 0 | 0 | 0 | 0 | 0 | 0 | 0 | 0 | 0 | 0 | 0 | 0 | 0 | 0 | 0 | 0 | 0 | 0 | 0 | 0 | 0 | 0 | 0 | 0 | 0 | 0 | 0 | 0 | 0
|  |  |  | Gas Cleaning |  |  | [Nominal $] | 0 |  |  | 0 | 0 | 0 | 0 | 0 | 0 | 0 | 0 | 0 | 0 | 0 | 0 | 0 | 0 | 0 | 0 | 0 | 0 | 0 | 0 | 0 | 0 | 0 | 0 | 0 | 0 | 0 | 0 | 0 | 0
|  |  |  | Gravity Belt Thickener |  |  | [Nominal $] | 1991981.1321 |  |  | 2111500 | 0 | 0 | 0 | 0 | 0 | 0 | 0 | 0 | 0 | 0 | 0 | 0 | 0 | 0 | 0 | 0 | 0 | 0 | 0 | 0 | 0 | 0 | 0 | 0 | 0 | 0 | 0 | 0 | 0
|  |  |  | Gravity Thickener |  |  | [Nominal $] | 999877.3585 |  |  | 1059870 | 0 | 0 | 0 | 0 | 0 | 0 | 0 | 0 | 0 | 0 | 0 | 0 | 0 | 0 | 0 | 0 | 0 | 0 | 0 | 0 | 0 | 0 | 0 | 0 | 0 | 0 | 0 | 0 | 0
|  |  |  | Pre-Dewatering |  |  | [Nominal $] | 0 |  |  | 0 | 0 | 0 | 0 | 0 | 0 | 0 | 0 | 0 | 0 | 0 | 0 | 0 | 0 | 0 | 0 | 0 | 0 | 0 | 0 | 0 | 0 | 0 | 0 | 0 | 0 | 0 | 0 | 0 | 0
|  |  |  | Pre-Treatment (CAMBI) |  |  | [Nominal $] | 0 |  |  | 0 | 0 | 0 | 0 | 0 | 0 | 0 | 0 | 0 | 0 | 0 | 0 | 0 | 0 | 0 | 0 | 0 | 0 | 0 | 0 | 0 | 0 | 0 | 0 | 0 | 0 | 0 | 0 | 0 | 0
|  |  |  | Sitework |  |  | [Nominal $] | 824000 |  |  | 873440 | 0 | 0 | 0 | 0 | 0 | 0 | 0 | 0 | 0 | 0 | 0 | 0 | 0 | 0 | 0 | 0 | 0 | 0 | 0 | 0 | 0 | 0 | 0 | 0 | 0 | 0 | 0 | 0 | 0
|  |  |  | General Requirements |  |  | [Nominal $] | 1648000 |  |  | 1746880 | 0 | 0 | 0 | 0 | 0 | 0 | 0 | 0 | 0 | 0 | 0 | 0 | 0 | 0 | 0 | 0 | 0 | 0 | 0 | 0 | 0 | 0 | 0 | 0 | 0 | 0 | 0 | 0 | 0
|  |  |  | Contingencies |  |  | [Nominal $] | 5686377.3585 |  |  | 6027560 | 0 | 0 | 0 | 0 | 0 | 0 | 0 | 0 | 0 | 0 | 0 | 0 | 0 | 0 | 0 | 0 | 0 | 0 | 0 | 0 | 0 | 0 | 0 | 0 | 0 | 0 | 0 | 0 | 0
|  |  |  | Engineering, Legal & Admin |  |  | [Nominal $] | 3696339.6226 |  |  | 3918120 | 0 | 0 | 0 | 0 | 0 | 0 | 0 | 0 | 0 | 0 | 0 | 0 | 0 | 0 | 0 | 0 | 0 | 0 | 0 | 0 | 0 | 0 | 0 | 0 | 0 | 0 | 0 | 0 | 0
|  |  |  | Total Capital Costs |  |  | [Nominal $] | 28335688.6792 |  |  | 30035830 | 0 | 0 | 0 | 0 | 0 | 0 | 0 | 0 | 0 | 0 | 0 | 0 | 0 | 0 | 0 | 0 | 0 | 0 | 0 | 0 | 0 | 0 | 0 | 0 | 0 | 0 | 0 | 0 | 0
|  |  |  | O&M Costs Summary By Modules | [6 empty] | 2014 | 2015 | 2016 | 2017 | 2018 | 2019 | 2020 | 2021 | 2022 | 2023 | 2024 | 2025 | 2026 | 2027 | 2028 | 2029 | 2030 | 2031 | 2032 | 2033 | 2034 | 2035 | 2036 | 2037 | 2038 | 2039 | 2040 | 2041 | 2042 | 2043
|  |  |  | Anaerobic Digestion |  |  | [Nominal $] | 0 |  |  | 0 | 0 | 0 | 0 | 0 | 0 | 0 | 0 | 0 | 0 | 0 | 0 | 0 | 0 | 0 | 0 | 0 | 0 | 0 | 0 | 0 | 0 | 0 | 0 | 0 | 0 | 0 | 0 | 0 | 0
|  |  |  | Ash Conveyance & Storage |  |  | [Nominal $] | 1395890.5775 |  |  | 104040 | 106120.8 | 108243.216 | 110408.0803 | 112616.2419 | 114868.5668 | 117165.9381 | 119509.2569 | 121899.442 | 124337.4308 | 126824.1795 | 129360.663 | 131947.8763 | 134586.8338 | 137278.5705 | 140024.1419 | 142824.6248 | 145681.1173 | 148594.7396 | 151566.6344 | 0 | 0 | 0 | 0 | 0 | 0 | 0 | 0 | 0 | 0
|  |  |  | Belt Filter Press Dewatering |  |  | [Nominal $] | 5227136.372 |  |  | 389545.2548 | 397307.2743 | 405302.2126 | 413430.2749 | 421708.2515 | 430125.6741 | 438719.4172 | 447504.8957 | 456464.6486 | 465606.4914 | 474922.8893 | 484419.3935 | 494116.0818 | 504006.0515 | 514096.7547 | 524395.95 | 534897.1358 | 545612.995 | 556546.1944 | 567699.9992 | 0 | 0 | 0 | 0 | 0 | 0 | 0 | 0 | 0 | 0
|  |  |  | Cake Storage/Load Out |  |  | [Nominal $] | 1419326.4854 |  |  | 105786.75 | 107902.485 | 110060.5347 | 112261.7454 | 114506.9803 | 116797.1199 | 119133.0623 | 121515.7236 | 123946.038 | 126424.9588 | 128953.458 | 131532.5271 | 134163.1777 | 136846.4412 | 139583.37 | 142375.0374 | 145222.5382 | 148126.989 | 151089.5287 | 154111.3193 | 0 | 0 | 0 | 0 | 0 | 0 | 0 | 0 | 0 | 0
|  |  |  | Cake Storage |  |  | [Nominal $] | 29131.7431 |  |  | 2121.5041 | 2134.7286 | 2226.7566 | 2293.5537 | 2348.8997 | 2378.9499 | 2417.6613 | 2477.2275 | 2536.534 | 2599.9536 | 2656.2681 | 2707.4181 | 2769.959 | 2833.0909 | 2900.4522 | 2975.9127 | 3048.8448 | 3127.9366 | 3211.6668 | 3299.0347 | 0 | 0 | 0 | 0 | 0 | 0 | 0 | 0 | 0 | 0
|  |  |  | CHP |  |  | [Nominal $] | 0 |  |  | 0 | 0 | 0 | 0 | 0 | 0 | 0 | 0 | 0 | 0 | 0 | 0 | 0 | 0 | 0 | 0 | 0 | 0 | 0 | 0 | 0 | 0 | 0 | 0 | 0 | 0 | 0 | 0 | 0 | 0
|  |  |  | Dewatering |  |  | [Nominal $] | 168513.4654 |  |  | 9921.5265 | 10182.9217 | 11379.3772 | 12031.4024 | 12836.4911 | 13354.5542 | 13775.1639 | 14296.1459 | 15038.4688 | 15791.4992 | 16341.0976 | 16747.7761 | 17342.3828 | 17767.4325 | 18384.9841 | 18987.2974 | 19562.55 | 20277.784 | 20943.9694 | 21783.1947 | 0 | 0 | 0 | 0 | 0 | 0 | 0 | 0 | 0 | 0
|  |  |  | Drying/Gasification/Energy Recovery |  |  | [Nominal $] | 0 |  |  | 0 | 0 | 0 | 0 | 0 | 0 | 0 | 0 | 0 | 0 | 0 | 0 | 0 | 0 | 0 | 0 | 0 | 0 | 0 | 0 | 0 | 0 | 0 | 0 | 0 | 0 | 0 | 0 | 0 | 0
|  |  |  | Energy Recovery |  |  | [Nominal $] | 1658646.4509 |  |  | 123624 | 126096.48 | 128618.4096 | 131190.7778 | 133814.5933 | 136490.8852 | 139220.7029 | 142005.117 | 144845.2193 | 147742.1237 | 150696.9662 | 153710.9055 | 156785.1236 | 159920.8261 | 163119.2426 | 166381.6275 | 169709.26 | 173103.4452 | 176565.5141 | 180096.8244 | 0 | 0 | 0 | 0 | 0 | 0 | 0 | 0 | 0 | 0
|  |  |  | Fluid Bed Incineration |  |  | [Nominal $] | 6233354.2843 |  |  | 457564.3718 | 467660.0767 | 478875.3203 | 489218.9532 | 500536.6738 | 511802.0167 | 522747.5574 | 533688.0925 | 545547.9615 | 557557.2101 | 569333.3763 | 581021.7084 | 593244.3866 | 605157.6387 | 617812.1051 | 630460.3289 | 643341.693 | 656764.6588 | 670178.6988 | 684313.2317 | 0 | 0 | 0 | 0 | 0 | 0 | 0 | 0 | 0 | 0
|  |  |  | FOG Receiving |  |  | [Nominal $] | 0 |  |  | 0 | 0 | 0 | 0 | 0 | 0 | 0 | 0 | 0 | 0 | 0 | 0 | 0 | 0 | 0 | 0 | 0 | 0 | 0 | 0 | 0 | 0 | 0 | 0 | 0 | 0 | 0 | 0 | 0 | 0
|  |  |  | Gas Cleaning |  |  | [Nominal $] | 0 |  |  | 0 | 0 | 0 | 0 | 0 | 0 | 0 | 0 | 0 | 0 | 0 | 0 | 0 | 0 | 0 | 0 | 0 | 0 | 0 | 0 | 0 | 0 | 0 | 0 | 0 | 0 | 0 | 0 | 0 | 0
|  |  |  | Gravity Belt Thickener |  |  | [Nominal $] | 3182681.5596 |  |  | 237128.169 | 241819.7803 | 246742.2429 | 251715.926 | 256766.7744 | 261872.5776 | 267094.5588 | 272456.0122 | 277922.1631 | 283502.7434 | 289180.3269 | 294960.4873 | 300874.3385 | 306905.3158 | 313062.0884 | 319353.776 | 325764.2532 | 332311.1415 | 338994.3 | 345814.5464 | 0 | 0 | 0 | 0 | 0 | 0 | 0 | 0 | 0 | 0
|  |  |  | Gravity Thickener |  |  | [Nominal $] | 844262.4112 |  |  | 62911.6296 | 64161.7451 | 65458.6912 | 66774.0523 | 68112.1667 | 69469.7053 | 70856.6349 | 72276.884 | 73725.1348 | 75203.1641 | 76708.4268 | 78242.0463 | 79809.2198 | 81407.5533 | 83038.6781 | 84704.302 | 86402.1161 | 88135.1931 | 89903.7812 | 91708.2865 | 0 | 0 | 0 | 0 | 0 | 0 | 0 | 0 | 0 | 0
|  |  |  | Pre-Dewatering |  |  | [Nominal $] | 0 |  |  | 0 | 0 | 0 | 0 | 0 | 0 | 0 | 0 | 0 | 0 | 0 | 0 | 0 | 0 | 0 | 0 | 0 | 0 | 0 | 0 | 0 | 0 | 0 | 0 | 0 | 0 | 0 | 0 | 0 | 0
|  |  |  | Pre-Treatment (CAMBI) |  |  | [Nominal $] | 0 |  |  | 0 | 0 | 0 | 0 | 0 | 0 | 0 | 0 | 0 | 0 | 0 | 0 | 0 | 0 | 0 | 0 | 0 | 0 | 0 | 0 | 0 | 0 | 0 | 0 | 0 | 0 | 0 | 0 | 0 | 0
|  |  |  | Landfill Application |  |  | [Nominal $] | 0 |  |  | 0 | 0 | 0 | 0 | 0 | 0 | 0 | 0 | 0 | 0 | 0 | 0 | 0 | 0 | 0 | 0 | 0 | 0 | 0 | 0 | 0 | 0 | 0 | 0 | 0 | 0 | 0 | 0 | 0 | 0
|  |  |  | Landfill Disposal |  |  | [Nominal $] | 0 |  |  | 0 | 0 | 0 | 0 | 0 | 0 | 0 | 0 | 0 | 0 | 0 | 0 | 0 | 0 | 0 | 0 | 0 | 0 | 0 | 0 | 0 | 0 | 0 | 0 | 0 | 0 | 0 | 0 | 0 | 0
|  |  |  | Genaral O&M |  |  | [Nominal $] | 1738020.6209 |  |  | 129540 | 132130.8 | 134773.416 | 137468.8843 | 140218.262 | 143022.6272 | 145883.0798 | 148800.7414 | 151776.7562 | 154812.2913 | 157908.5372 | 161066.7079 | 164288.0421 | 167573.8029 | 170925.279 | 174343.7845 | 177830.6602 | 181387.2734 | 185015.0189 | 188715.3193 | 0 | 0 | 0 | 0 | 0 | 0 | 0 | 0 | 0 | 0
|  |  |  | Total O&M Costs |  |  | [Nominal $] | 21896963.9703 |  |  | 1622183.2057 | 1655517.0916 | 1691680.1771 | 1726793.6504 | 1763465.3349 | 1800182.6769 | 1837013.7766 | 1874530.0965 | 1913702.3664 | 1953577.8665 | 1993525.5258 | 2033769.6333 | 2075340.5881 | 2117004.9868 | 2160201.5247 | 2204002.1584 | 2248603.6761 | 2294528.5339 | 2341043.412 | 2389108.3906 | 0 | 0 | 0 | 0 | 0 | 0 | 0 | 0 | 0 | 0
|  |  |  | Total Cash flow |  |  | [Nominal $] | 50260517.3783 |  |  | 31660027.2057 | 1657532.0916 | 1693696.1771 | 1728810.6504 | 1765483.3349 | 1802201.6769 | 1839033.7766 | 1876551.0965 | 1915724.3664 | 1955600.8665 | 1995549.5258 | 2035794.6333 | 2077366.5881 | 2119031.9868 | 2162229.5247 | 2206031.1584 | 2250633.6761 | 2296559.5339 | 2343075.412 | 2391141.3906 | 2034 | 2035 | 2036 | 2037 | 2038 | 2039 | 2040 | 2041 | 2042 | 2043
DETAIL COSTS BY MODULES
|  |  |  | Anaerobic Digestion Capital Costs |  |  | Units | Default Value | Overwrite Value |  | 2014 | 2015 | 2016 | 2017 | 2018 | 2019 | 2020 | 2021 | 2022 | 2023 | 2024 | 2025 | 2026 | 2027 | 2028 | 2029 | 2030 | 2031 | 2032 | 2033 | 2034 | 2035 | 2036 | 2037 | 2038 | 2039 | 2040 | 2041 | 2042 | 2043
3Y- | Capital | Anaerobic Digestion | 3% | Capital Cost |  |  | [2013 $] | 0 |  |  | 0 | 0 | 0 | 0 | 0 | 0 | 0 | 0 | 0 | 0 | 0 | 0 | 0 | 0 | 0 | 0 | 0 | 0 | 0 | 0 | 0 | 0 | 0 | 0 | 0 | 0 | 0 | 0 | 0 | 0
|  |  |  | Project Schedule Spend Profile | [6 empty] | 100% | 0% | 0% | 0% | 0% | 0% | 0% | 0% | 0% | 0% | 0% | 0% | 0% | 0% | 0% | 0% | 0% | 0% | 0% | 0% | 0% | 0% | 0% | 0% | 0% | 0% | 0% | 0% | 0% | 0%
|  |  |  | Anaerobic Digestion O&M |  |  | Units | Default Value | Overwrite Value |  | 2014 | 2015 | 2016 | 2017 | 2018 | 2019 | 2020 | 2021 | 2022 | 2023 | 2024 | 2025 | 2026 | 2027 | 2028 | 2029 | 2030 | 2031 | 2032 | 2033 | 2034 | 2035 | 2036 | 2037 | 2038 | 2039 | 2040 | 2041 | 2042 | 2043
Costs
3Y- | Hrs- | Anaerobic Digestion | 2% | Labor |  |  | [hrs/yr] | 0 |  |  | 0 | 0 | 0 | 0 | 0 | 0 | 0 | 0 | 0 | 0 | 0 | 0 | 0 | 0 | 0 | 0 | 0 | 0 | 0 | 0 | 0 | 0 | 0 | 0 | 0 | 0 | 0 | 0 | 0 | 0
3Y- | OMM- | Anaerobic Digestion | 2% | Maintenance |  |  | [2013 $] | 0 |  |  | 0 | 0 | 0 | 0 | 0 | 0 | 0 | 0 | 0 | 0 | 0 | 0 | 0 | 0 | 0 | 0 | 0 | 0 | 0 | 0 | 0 | 0 | 0 | 0 | 0 | 0 | 0 | 0 | 0 | 0
3Y- | Chem- | Anaerobic Digestion | 2% | Chemicals |  |  | [2013 $] | 0 |  |  | 0 | 0 | 0 | 0 | 0 | 0 | 0 | 0 | 0 | 0 | 0 | 0 | 0 | 0 | 0 | 0 | 0 | 0 | 0 | 0 | 0 | 0 | 0 | 0 | 0 | 0 | 0 | 0 | 0 | 0
3Y- | Dispo- | Anaerobic Digestion | 2% | Reuse and Disposal Costs |  |  | [2013 $] | 0 |  |  | 0 | 0 | 0 | 0 | 0 | 0 | 0 | 0 | 0 | 0 | 0 | 0 | 0 | 0 | 0 | 0 | 0 | 0 | 0 | 0 | 0 | 0 | 0 | 0 | 0 | 0 | 0 | 0 | 0 | 0
3Y- | NG- | Anaerobic Digestion |  | Natural Gas |  |  | [MJ/yr] | 0 |  |  | 0 | 0 | 0 | 0 | 0 | 0 | 0 | 0 | 0 | 0 | 0 | 0 | 0 | 0 | 0 | 0 | 0 | 0 | 0 | 0 | 0 | 0 | 0 | 0 | 0 | 0 | 0 | 0 | 0 | 0
3Y- | kWh- | Anaerobic Digestion |  | Electricity Consumption |  |  | [kWh/yr] | 0 |  |  | 0 | 0 | 0 | 0 | 0 | 0 | 0 | 0 | 0 | 0 | 0 | 0 | 0 | 0 | 0 | 0 | 0 | 0 | 0 | 0 | 0 | 0 | 0 | 0 | 0 | 0 | 0 | 0 | 0 | 0
3Y- | GHG- | Anaerobic Digestion | 2% | GHG Cost |  |  | [tCO2e/yr] | 0 |  |  | 0 | 0 | 0 | 0 | 0 | 0 | 0 | 0 | 0 | 0 | 0 | 0 | 0 | 0 | 0 | 0 | 0 | 0 | 0 | 0 | 0 | 0 | 0 | 0 | 0 | 0 | 0 | 0 | 0 | 0
3Y- | ExtraOrd- | Anaerobic Digestion | 2% | Extraordinary Maintenance Costs |  |  | [2013 $] | 0 |  |  | 0 | 0 | 0 | 0 | 0 | 0 | 0 | 0 | 0 | 0 | 0 | 0 | 0 | 0 | 0 | 0 | 0 | 0 | 0 | 0 | 0 | 0 | 0 | 0 | 0 | 0 | 0 | 0 | 0 | 0
Benefits
3Y- | kWhProd- | Anaerobic Digestion |  | Electricity Production |  |  | [kWh/yr] | 0 |  |  | 0 | 0 | 0 | 0 | 0 | 0 | 0 | 0 | 0 | 0 | 0 | 0 | 0 | 0 | 0 | 0 | 0 | 0 | 0 | 0 | 0 | 0 | 0 | 0 | 0 | 0 | 0 | 0 | 0 | 0
3Y- | TipFee- | Anaerobic Digestion | 2% | Tipping Fees |  |  | [2013 $] | 0 |  |  | 0 | 0 | 0 | 0 | 0 | 0 | 0 | 0 | 0 | 0 | 0 | 0 | 0 | 0 | 0 | 0 | 0 | 0 | 0 | 0 | 0 | 0 | 0 | 0 | 0 | 0 | 0 | 0 | 0 | 0
|  |  |  | Net Costs | [6 empty] | 0 | 0 | 0 | 0 | 0 | 0 | 0 | 0 | 0 | 0 | 0 | 0 | 0 | 0 | 0 | 0 | 0 | 0 | 0 | 0 | 0 | 0 | 0 | 0 | 0 | 0 | 0 | 0 | 0 | 0
|  |  |  | Ash Conveyance & Storage Capital Costs |  |  | Units | Default Value | Overwrite Value |  | 2014 | 2015 | 2016 | 2017 | 2018 | 2019 | 2020 | 2021 | 2022 | 2023 | 2024 | 2025 | 2026 | 2027 | 2028 | 2029 | 2030 | 2031 | 2032 | 2033 | 2034 | 2035 | 2036 | 2037 | 2038 | 2039 | 2040 | 2041 | 2042 | 2043
3Y- | Capital | Ash Conveyance & Storage | 3% | Capital Cost |  |  | [2013 $] | 350000 |  |  | 360500 | 0 | 0 | 0 | 0 | 0 | 0 | 0 | 0 | 0 | 0 | 0 | 0 | 0 | 0 | 0 | 0 | 0 | 0 | 0 | 0 | 0 | 0 | 0 | 0 | 0 | 0 | 0 | 0 | 0
|  |  |  | Project Schedule Spend Profile | [6 empty] | 100% | 0% | 0% | 0% | 0% | 0% | 0% | 0% | 0% | 0% | 0% | 0% | 0% | 0% | 0% | 0% | 0% | 0% | 0% | 0% | 0% | 0% | 0% | 0% | 0% | 0% | 0% | 0% | 0% | 0%
|  |  |  | Ash Conveyance & Storage O&M |  |  | Units | Default Value | Overwrite Value |  | 2014 | 2015 | 2016 | 2017 | 2018 | 2019 | 2020 | 2021 | 2022 | 2023 | 2024 | 2025 | 2026 | 2027 | 2028 | 2029 | 2030 | 2031 | 2032 | 2033 | 2034 | 2035 | 2036 | 2037 | 2038 | 2039 | 2040 | 2041 | 2042 | 2043
Costs
3Y- | Hrs- | Ash Conveyance & Storage | 2% | Labor |  |  | [hrs/yr] | 0 |  |  | 0 | 0 | 0 | 0 | 0 | 0 | 0 | 0 | 0 | 0 | 0 | 0 | 0 | 0 | 0 | 0 | 0 | 0 | 0 | 0 | 0 | 0 | 0 | 0 | 0 | 0 | 0 | 0 | 0 | 0
3Y- | OMM- | Ash Conveyance & Storage | 2% | Maintenance |  |  | [2013 $] | 2000 |  |  | 2040 | 2080.8 | 2122.416 | 2164.8643 | 2208.1616 | 2252.3248 | 2297.3713 | 2343.3188 | 2390.1851 | 2437.9888 | 2486.7486 | 2536.4836 | 2587.2133 | 2638.9575 | 2691.7367 | 2745.5714 | 2800.4828 | 2856.4925 | 2913.6223 | 2971.8948 | 0 | 0 | 0 | 0 | 0 | 0 | 0 | 0 | 0 | 0
3Y- | Chem- | Ash Conveyance & Storage | 2% | Chemicals |  |  | [2013 $] | 0 |  |  | 0 | 0 | 0 | 0 | 0 | 0 | 0 | 0 | 0 | 0 | 0 | 0 | 0 | 0 | 0 | 0 | 0 | 0 | 0 | 0 | 0 | 0 | 0 | 0 | 0 | 0 | 0 | 0 | 0 | 0
3Y- | Dispo- | Ash Conveyance & Storage | 2% | Reuse and Disposal Costs |  |  | [2013 $] | 100000 |  |  | 102000 | 104040 | 106120.8 | 108243.216 | 110408.0803 | 112616.2419 | 114868.5668 | 117165.9381 | 119509.2569 | 121899.442 | 124337.4308 | 126824.1795 | 129360.663 | 131947.8763 | 134586.8338 | 137278.5705 | 140024.1419 | 142824.6248 | 145681.1173 | 148594.7396 | 0 | 0 | 0 | 0 | 0 | 0 | 0 | 0 | 0 | 0
3Y- | NG- | Ash Conveyance & Storage |  | Natural Gas |  |  | [MJ/yr] | 0 |  |  | 0 | 0 | 0 | 0 | 0 | 0 | 0 | 0 | 0 | 0 | 0 | 0 | 0 | 0 | 0 | 0 | 0 | 0 | 0 | 0 | 0 | 0 | 0 | 0 | 0 | 0 | 0 | 0 | 0 | 0
3Y- | kWh- | Ash Conveyance & Storage |  | Electricity Consumption |  |  | [kWh/yr] | 0 |  |  | 0 | 0 | 0 | 0 | 0 | 0 | 0 | 0 | 0 | 0 | 0 | 0 | 0 | 0 | 0 | 0 | 0 | 0 | 0 | 0 | 0 | 0 | 0 | 0 | 0 | 0 | 0 | 0 | 0 | 0
3Y- | GHG- | Ash Conveyance & Storage | 2% | GHG Cost |  |  | [tCO2e/yr] | 0 |  |  | 0 | 0 | 0 | 0 | 0 | 0 | 0 | 0 | 0 | 0 | 0 | 0 | 0 | 0 | 0 | 0 | 0 | 0 | 0 | 0 | 0 | 0 | 0 | 0 | 0 | 0 | 0 | 0 | 0 | 0
3Y- | ExtraOrd- | Ash Conveyance & Storage | 2% | Extraordinary Maintenance Costs |  |  | [2013 $] | 0 |  |  | 0 | 0 | 0 | 0 | 0 | 0 | 0 | 0 | 0 | 0 | 0 | 0 | 0 | 0 | 0 | 0 | 0 | 0 | 0 | 0 | 0 | 0 | 0 | 0 | 0 | 0 | 0 | 0 | 0 | 0
Benefits
3Y- | kWhProd- | Ash Conveyance & Storage |  | Electricity Production |  |  | [kWh/yr] | 0 |  |  | 0 | 0 | 0 | 0 | 0 | 0 | 0 | 0 | 0 | 0 | 0 | 0 | 0 | 0 | 0 | 0 | 0 | 0 | 0 | 0 | 0 | 0 | 0 | 0 | 0 | 0 | 0 | 0 | 0 | 0
3Y- | TipFee- | Ash Conveyance & Storage | 2% | Tipping Fees |  |  | [2013 $] | 0 |  |  | 0 | 0 | 0 | 0 | 0 | 0 | 0 | 0 | 0 | 0 | 0 | 0 | 0 | 0 | 0 | 0 | 0 | 0 | 0 | 0 | 0 | 0 | 0 | 0 | 0 | 0 | 0 | 0 | 0 | 0
|  |  |  | Net Costs | [6 empty] | 104040 | 106120.8 | 108243.216 | 110408.0803 | 112616.2419 | 114868.5668 | 117165.9381 | 119509.2569 | 121899.442 | 124337.4308 | 126824.1795 | 129360.663 | 131947.8763 | 134586.8338 | 137278.5705 | 140024.1419 | 142824.6248 | 145681.1173 | 148594.7396 | 151566.6344 | 0 | 0 | 0 | 0 | 0 | 0 | 0 | 0 | 0 | 0
|  |  |  | Belt Filter Press Dewatering Capital Costs |  |  | Units | Default Value | Overwrite Value |  | 2014 | 2015 | 2016 | 2017 | 2018 | 2019 | 2020 | 2021 | 2022 | 2023 | 2024 | 2025 | 2026 | 2027 | 2028 | 2029 | 2030 | 2031 | 2032 | 2033 | 2034 | 2035 | 2036 | 2037 | 2038 | 2039 | 2040 | 2041 | 2042 | 2043
3Y- | Capital | Belt Filter Press Dewatering | 3% | Capital Cost |  |  | [2013 $] | 0 |  |  | 0 | 0 | 0 | 0 | 0 | 0 | 0 | 0 | 0 | 0 | 0 | 0 | 0 | 0 | 0 | 0 | 0 | 0 | 0 | 0 | 0 | 0 | 0 | 0 | 0 | 0 | 0 | 0 | 0 | 0
|  |  |  | Project Schedule Spend Profile | [6 empty] | 100% | 0% | 0% | 0% | 0% | 0% | 0% | 0% | 0% | 0% | 0% | 0% | 0% | 0% | 0% | 0% | 0% | 0% | 0% | 0% | 0% | 0% | 0% | 0% | 0% | 0% | 0% | 0% | 0% | 0%
|  |  |  | Belt Filter Press Dewatering O&M |  |  | Units | Default Value | Overwrite Value |  | 2014 | 2015 | 2016 | 2017 | 2018 | 2019 | 2020 | 2021 | 2022 | 2023 | 2024 | 2025 | 2026 | 2027 | 2028 | 2029 | 2030 | 2031 | 2032 | 2033 | 2034 | 2035 | 2036 | 2037 | 2038 | 2039 | 2040 | 2041 | 2042 | 2043
Costs
3Y- | Hrs- | Belt Filter Press Dewatering | 2% | Labor |  |  | [hrs/yr] | 5110 |  |  | 182427 | 186075.54 | 189797.0508 | 193592.9918 | 197464.8517 | 201414.1487 | 205442.4317 | 209551.2803 | 213742.3059 | 218017.152 | 222377.4951 | 226825.045 | 231361.5459 | 235988.7768 | 240708.5523 | 245522.7234 | 250433.1778 | 255441.8414 | 260550.6782 | 265761.6918 | 0 | 0 | 0 | 0 | 0 | 0 | 0 | 0 | 0 | 0
3Y- | OMM- | Belt Filter Press Dewatering | 2% | Maintenance |  |  | [2013 $] | 59000 |  |  | 60180 | 61383.6 | 62611.272 | 63863.4974 | 65140.7674 | 66443.5827 | 67772.4544 | 69127.9035 | 70510.4615 | 71920.6708 | 73359.0842 | 74826.2659 | 76322.7912 | 77849.247 | 79406.232 | 80994.3566 | 82614.2437 | 84266.5286 | 85951.8592 | 87670.8964 | 0 | 0 | 0 | 0 | 0 | 0 | 0 | 0 | 0 | 0
3Y- | Chem- | Belt Filter Press Dewatering | 2% | Chemicals |  |  | [2013 $] | 142000 |  |  | 144840 | 147736.8 | 150691.536 | 153705.3667 | 156779.4741 | 159915.0635 | 163113.3648 | 166375.6321 | 169703.1447 | 173097.2076 | 176559.1518 | 180090.3348 | 183692.1415 | 187365.9844 | 191113.304 | 194935.5701 | 198834.2815 | 202810.9672 | 206867.1865 | 211004.5302 | 0 | 0 | 0 | 0 | 0 | 0 | 0 | 0 | 0 | 0
3Y- | Dispo- | Belt Filter Press Dewatering | 2% | Reuse and Disposal Costs |  |  | [2013 $] | 0 |  |  | 0 | 0 | 0 | 0 | 0 | 0 | 0 | 0 | 0 | 0 | 0 | 0 | 0 | 0 | 0 | 0 | 0 | 0 | 0 | 0 | 0 | 0 | 0 | 0 | 0 | 0 | 0 | 0 | 0 | 0
3Y- | NG- | Belt Filter Press Dewatering |  | Natural Gas |  |  | [MJ/yr] | 0 |  |  | 0 | 0 | 0 | 0 | 0 | 0 | 0 | 0 | 0 | 0 | 0 | 0 | 0 | 0 | 0 | 0 | 0 | 0 | 0 | 0 | 0 | 0 | 0 | 0 | 0 | 0 | 0 | 0 | 0 | 0
3Y- | kWh- | Belt Filter Press Dewatering |  | Electricity Consumption |  |  | [kWh/yr] | 32490 |  |  | 2098.2548 | 2111.3343 | 2202.3538 | 2268.4189 | 2323.1584 | 2352.8792 | 2391.1663 | 2450.0798 | 2508.7364 | 2571.461 | 2627.1583 | 2677.7478 | 2739.6032 | 2802.0433 | 2868.6664 | 2943.3 | 3015.4328 | 3093.6579 | 3176.4705 | 3262.8809 | 0 | 0 | 0 | 0 | 0 | 0 | 0 | 0 | 0 | 0
3Y- | GHG- | Belt Filter Press Dewatering | 2% | GHG Cost |  |  | [tCO2e/yr] | 0 |  |  | 0 | 0 | 0 | 0 | 0 | 0 | 0 | 0 | 0 | 0 | 0 | 0 | 0 | 0 | 0 | 0 | 0 | 0 | 0 | 0 | 0 | 0 | 0 | 0 | 0 | 0 | 0 | 0 | 0 | 0
3Y- | ExtraOrd- | Belt Filter Press Dewatering | 2% | Extraordinary Maintenance Costs |  |  | [2013 $] | 0 |  |  | 0 | 0 | 0 | 0 | 0 | 0 | 0 | 0 | 0 | 0 | 0 | 0 | 0 | 0 | 0 | 0 | 0 | 0 | 0 | 0 | 0 | 0 | 0 | 0 | 0 | 0 | 0 | 0 | 0 | 0
Benefits
3Y- | kWhProd- | Belt Filter Press Dewatering |  | Electricity Production |  |  | [kWh/yr] | 0 |  |  | 0 | 0 | 0 | 0 | 0 | 0 | 0 | 0 | 0 | 0 | 0 | 0 | 0 | 0 | 0 | 0 | 0 | 0 | 0 | 0 | 0 | 0 | 0 | 0 | 0 | 0 | 0 | 0 | 0 | 0
3Y- | TipFee- | Belt Filter Press Dewatering | 2% | Tipping Fees |  |  | [2013 $] | 0 |  |  | 0 | 0 | 0 | 0 | 0 | 0 | 0 | 0 | 0 | 0 | 0 | 0 | 0 | 0 | 0 | 0 | 0 | 0 | 0 | 0 | 0 | 0 | 0 | 0 | 0 | 0 | 0 | 0 | 0 | 0
|  |  |  | Net Costs | [6 empty] | 389545.2548 | 397307.2743 | 405302.2126 | 413430.2749 | 421708.2515 | 430125.6741 | 438719.4172 | 447504.8957 | 456464.6486 | 465606.4914 | 474922.8893 | 484419.3935 | 494116.0818 | 504006.0515 | 514096.7547 | 524395.95 | 534897.1358 | 545612.995 | 556546.1944 | 567699.9992 | 0 | 0 | 0 | 0 | 0 | 0 | 0 | 0 | 0 | 0
|  |  |  | Cake Storage/Load Out Capital Costs |  |  | Units | Default Value | Overwrite Value |  | 2014 | 2015 | 2016 | 2017 | 2018 | 2019 | 2020 | 2021 | 2022 | 2023 | 2024 | 2025 | 2026 | 2027 | 2028 | 2029 | 2030 | 2031 | 2032 | 2033 | 2034 | 2035 | 2036 | 2037 | 2038 | 2039 | 2040 | 2041 | 2042 | 2043
3Y- | Capital | Cake Storage/Load Out | 3% | Capital Cost |  |  | [2013 $] | 3325000 |  |  | 3424750 | 0 | 0 | 0 | 0 | 0 | 0 | 0 | 0 | 0 | 0 | 0 | 0 | 0 | 0 | 0 | 0 | 0 | 0 | 0 | 0 | 0 | 0 | 0 | 0 | 0 | 0 | 0 | 0 | 0
|  |  |  | Project Schedule Spend Profile | [6 empty] | 100% | 0% | 0% | 0% | 0% | 0% | 0% | 0% | 0% | 0% | 0% | 0% | 0% | 0% | 0% | 0% | 0% | 0% | 0% | 0% | 0% | 0% | 0% | 0% | 0% | 0% | 0% | 0% | 0% | 0%
|  |  |  | Cake Storage/Load Out O&M |  |  | Units | Default Value | Overwrite Value |  | 2014 | 2015 | 2016 | 2017 | 2018 | 2019 | 2020 | 2021 | 2022 | 2023 | 2024 | 2025 | 2026 | 2027 | 2028 | 2029 | 2030 | 2031 | 2032 | 2033 | 2034 | 2035 | 2036 | 2037 | 2038 | 2039 | 2040 | 2041 | 2042 | 2043
Costs
3Y- | Hrs- | Cake Storage/Load Out | 2% | Labor |  |  | [hrs/yr] | 1277.5 |  |  | 45606.75 | 46518.885 | 47449.2627 | 48398.248 | 49366.2129 | 50353.5372 | 51360.6079 | 52387.8201 | 53435.5765 | 54504.288 | 55594.3738 | 56706.2612 | 57840.3865 | 58997.1942 | 60177.1381 | 61380.6808 | 62608.2945 | 63860.4603 | 65137.6696 | 66440.4229 | 0 | 0 | 0 | 0 | 0 | 0 | 0 | 0 | 0 | 0
3Y- | OMM- | Cake Storage/Load Out | 2% | Maintenance |  |  | [2013 $] | 59000 |  |  | 60180 | 61383.6 | 62611.272 | 63863.4974 | 65140.7674 | 66443.5827 | 67772.4544 | 69127.9035 | 70510.4615 | 71920.6708 | 73359.0842 | 74826.2659 | 76322.7912 | 77849.247 | 79406.232 | 80994.3566 | 82614.2437 | 84266.5286 | 85951.8592 | 87670.8964 | 0 | 0 | 0 | 0 | 0 | 0 | 0 | 0 | 0 | 0
3Y- | Chem- | Cake Storage/Load Out | 2% | Chemicals |  |  | [2013 $] | 0 |  |  | 0 | 0 | 0 | 0 | 0 | 0 | 0 | 0 | 0 | 0 | 0 | 0 | 0 | 0 | 0 | 0 | 0 | 0 | 0 | 0 | 0 | 0 | 0 | 0 | 0 | 0 | 0 | 0 | 0 | 0
3Y- | Dispo- | Cake Storage/Load Out | 2% | Reuse and Disposal Costs |  |  | [2013 $] | 0 |  |  | 0 | 0 | 0 | 0 | 0 | 0 | 0 | 0 | 0 | 0 | 0 | 0 | 0 | 0 | 0 | 0 | 0 | 0 | 0 | 0 | 0 | 0 | 0 | 0 | 0 | 0 | 0 | 0 | 0 | 0
3Y- | NG- | Cake Storage/Load Out |  | Natural Gas |  |  | [MJ/yr] | 0 |  |  | 0 | 0 | 0 | 0 | 0 | 0 | 0 | 0 | 0 | 0 | 0 | 0 | 0 | 0 | 0 | 0 | 0 | 0 | 0 | 0 | 0 | 0 | 0 | 0 | 0 | 0 | 0 | 0 | 0 | 0
3Y- | kWh- | Cake Storage/Load Out |  | Electricity Consumption |  |  | [kWh/yr] | 0 |  |  | 0 | 0 | 0 | 0 | 0 | 0 | 0 | 0 | 0 | 0 | 0 | 0 | 0 | 0 | 0 | 0 | 0 | 0 | 0 | 0 | 0 | 0 | 0 | 0 | 0 | 0 | 0 | 0 | 0 | 0
3Y- | GHG- | Cake Storage/Load Out | 2% | GHG Cost |  |  | [tCO2e/yr] | 0 |  |  | 0 | 0 | 0 | 0 | 0 | 0 | 0 | 0 | 0 | 0 | 0 | 0 | 0 | 0 | 0 | 0 | 0 | 0 | 0 | 0 | 0 | 0 | 0 | 0 | 0 | 0 | 0 | 0 | 0 | 0
3Y- | ExtraOrd- | Cake Storage/Load Out | 2% | Extraordinary Maintenance Costs |  |  | [2013 $] | 0 |  |  | 0 | 0 | 0 | 0 | 0 | 0 | 0 | 0 | 0 | 0 | 0 | 0 | 0 | 0 | 0 | 0 | 0 | 0 | 0 | 0 | 0 | 0 | 0 | 0 | 0 | 0 | 0 | 0 | 0 | 0
Benefits
3Y- | kWhProd- | Cake Storage/Load Out |  | Electricity Production |  |  | [kWh/yr] | 0 |  |  | 0 | 0 | 0 | 0 | 0 | 0 | 0 | 0 | 0 | 0 | 0 | 0 | 0 | 0 | 0 | 0 | 0 | 0 | 0 | 0 | 0 | 0 | 0 | 0 | 0 | 0 | 0 | 0 | 0 | 0
3Y- | TipFee- | Cake Storage/Load Out | 2% | Tipping Fees |  |  | [2013 $] | 0 |  |  | 0 | 0 | 0 | 0 | 0 | 0 | 0 | 0 | 0 | 0 | 0 | 0 | 0 | 0 | 0 | 0 | 0 | 0 | 0 | 0 | 0 | 0 | 0 | 0 | 0 | 0 | 0 | 0 | 0 | 0
|  |  |  | Net Costs | [6 empty] | 105786.75 | 107902.485 | 110060.5347 | 112261.7454 | 114506.9803 | 116797.1199 | 119133.0623 | 121515.7236 | 123946.038 | 126424.9588 | 128953.458 | 131532.5271 | 134163.1777 | 136846.4412 | 139583.37 | 142375.0374 | 145222.5382 | 148126.989 | 151089.5287 | 154111.3193 | 0 | 0 | 0 | 0 | 0 | 0 | 0 | 0 | 0 | 0
|  |  |  | Cake Storage Capital Costs |  |  | Units | Default Value | Overwrite Value |  | 2014 | 2015 | 2016 | 2017 | 2018 | 2019 | 2020 | 2021 | 2022 | 2023 | 2024 | 2025 | 2026 | 2027 | 2028 | 2029 | 2030 | 2031 | 2032 | 2033 | 2034 | 2035 | 2036 | 2037 | 2038 | 2039 | 2040 | 2041 | 2042 | 2043
3Y- | Capital | Cake Storage | 3% | Capital Cost |  |  | [2013 $] | 0 |  |  | 0 | 0 | 0 | 0 | 0 | 0 | 0 | 0 | 0 | 0 | 0 | 0 | 0 | 0 | 0 | 0 | 0 | 0 | 0 | 0 | 0 | 0 | 0 | 0 | 0 | 0 | 0 | 0 | 0 | 0
|  |  |  | Project Schedule Spend Profile | [6 empty] | 100% | 0% | 0% | 0% | 0% | 0% | 0% | 0% | 0% | 0% | 0% | 0% | 0% | 0% | 0% | 0% | 0% | 0% | 0% | 0% | 0% | 0% | 0% | 0% | 0% | 0% | 0% | 0% | 0% | 0%
|  |  |  | Cake Storage O&M |  |  | Units | Default Value | Overwrite Value |  | 2014 | 2015 | 2016 | 2017 | 2018 | 2019 | 2020 | 2021 | 2022 | 2023 | 2024 | 2025 | 2026 | 2027 | 2028 | 2029 | 2030 | 2031 | 2032 | 2033 | 2034 | 2035 | 2036 | 2037 | 2038 | 2039 | 2040 | 2041 | 2042 | 2043
Costs
3Y- | Hrs- | Cake Storage | 2% | Labor |  |  | [hrs/yr] | 0 |  |  | 0 | 0 | 0 | 0 | 0 | 0 | 0 | 0 | 0 | 0 | 0 | 0 | 0 | 0 | 0 | 0 | 0 | 0 | 0 | 0 | 0 | 0 | 0 | 0 | 0 | 0 | 0 | 0 | 0 | 0
3Y- | OMM- | Cake Storage | 2% | Maintenance |  |  | [2013 $] | 0 |  |  | 0 | 0 | 0 | 0 | 0 | 0 | 0 | 0 | 0 | 0 | 0 | 0 | 0 | 0 | 0 | 0 | 0 | 0 | 0 | 0 | 0 | 0 | 0 | 0 | 0 | 0 | 0 | 0 | 0 | 0
3Y- | Chem- | Cake Storage | 2% | Chemicals |  |  | [2013 $] | 0 |  |  | 0 | 0 | 0 | 0 | 0 | 0 | 0 | 0 | 0 | 0 | 0 | 0 | 0 | 0 | 0 | 0 | 0 | 0 | 0 | 0 | 0 | 0 | 0 | 0 | 0 | 0 | 0 | 0 | 0 | 0
3Y- | Dispo- | Cake Storage | 2% | Reuse and Disposal Costs |  |  | [2013 $] | 0 |  |  | 0 | 0 | 0 | 0 | 0 | 0 | 0 | 0 | 0 | 0 | 0 | 0 | 0 | 0 | 0 | 0 | 0 | 0 | 0 | 0 | 0 | 0 | 0 | 0 | 0 | 0 | 0 | 0 | 0 | 0
3Y- | NG- | Cake Storage |  | Natural Gas |  |  | [MJ/yr] | 0 |  |  | 0 | 0 | 0 | 0 | 0 | 0 | 0 | 0 | 0 | 0 | 0 | 0 | 0 | 0 | 0 | 0 | 0 | 0 | 0 | 0 | 0 | 0 | 0 | 0 | 0 | 0 | 0 | 0 | 0 | 0
3Y- | kWh- | Cake Storage |  | Electricity Consumption |  |  | [kWh/yr] | 32850 |  |  | 2121.5041 | 2134.7286 | 2226.7566 | 2293.5537 | 2348.8997 | 2378.9499 | 2417.6613 | 2477.2275 | 2536.534 | 2599.9536 | 2656.2681 | 2707.4181 | 2769.959 | 2833.0909 | 2900.4522 | 2975.9127 | 3048.8448 | 3127.9366 | 3211.6668 | 3299.0347 | 0 | 0 | 0 | 0 | 0 | 0 | 0 | 0 | 0 | 0
3Y- | GHG- | Cake Storage | 2% | GHG Cost |  |  | [tCO2e/yr] | 0 |  |  | 0 | 0 | 0 | 0 | 0 | 0 | 0 | 0 | 0 | 0 | 0 | 0 | 0 | 0 | 0 | 0 | 0 | 0 | 0 | 0 | 0 | 0 | 0 | 0 | 0 | 0 | 0 | 0 | 0 | 0
3Y- | ExtraOrd- | Cake Storage | 2% | Extraordinary Maintenance Costs |  |  | [2013 $] | 0 |  |  | 0 | 0 | 0 | 0 | 0 | 0 | 0 | 0 | 0 | 0 | 0 | 0 | 0 | 0 | 0 | 0 | 0 | 0 | 0 | 0 | 0 | 0 | 0 | 0 | 0 | 0 | 0 | 0 | 0 | 0
Benefits
3Y- | kWhProd- | Cake Storage |  | Electricity Production |  |  | [kWh/yr] | 0 |  |  | 0 | 0 | 0 | 0 | 0 | 0 | 0 | 0 | 0 | 0 | 0 | 0 | 0 | 0 | 0 | 0 | 0 | 0 | 0 | 0 | 0 | 0 | 0 | 0 | 0 | 0 | 0 | 0 | 0 | 0
3Y- | TipFee- | Cake Storage | 2% | Tipping Fees |  |  | [2013 $] | 0 |  |  | 0 | 0 | 0 | 0 | 0 | 0 | 0 | 0 | 0 | 0 | 0 | 0 | 0 | 0 | 0 | 0 | 0 | 0 | 0 | 0 | 0 | 0 | 0 | 0 | 0 | 0 | 0 | 0 | 0 | 0
|  |  |  | Net Costs | [6 empty] | 2121.5041 | 2134.7286 | 2226.7566 | 2293.5537 | 2348.8997 | 2378.9499 | 2417.6613 | 2477.2275 | 2536.534 | 2599.9536 | 2656.2681 | 2707.4181 | 2769.959 | 2833.0909 | 2900.4522 | 2975.9127 | 3048.8448 | 3127.9366 | 3211.6668 | 3299.0347 | 0 | 0 | 0 | 0 | 0 | 0 | 0 | 0 | 0 | 0
|  |  |  | CHP Capital Costs |  |  | Units | Default Value | Overwrite Value |  | 2014 | 2015 | 2016 | 2017 | 2018 | 2019 | 2020 | 2021 | 2022 | 2023 | 2024 | 2025 | 2026 | 2027 | 2028 | 2029 | 2030 | 2031 | 2032 | 2033 | 2034 | 2035 | 2036 | 2037 | 2038 | 2039 | 2040 | 2041 | 2042 | 2043
3Y- | Capital | CHP | 3% | Capital Cost |  |  | [2013 $] | 0 |  |  | 0 | 0 | 0 | 0 | 0 | 0 | 0 | 0 | 0 | 0 | 0 | 0 | 0 | 0 | 0 | 0 | 0 | 0 | 0 | 0 | 0 | 0 | 0 | 0 | 0 | 0 | 0 | 0 | 0 | 0
|  |  |  | Project Schedule Spend Profile | [6 empty] | 100% | 0% | 0% | 0% | 0% | 0% | 0% | 0% | 0% | 0% | 0% | 0% | 0% | 0% | 0% | 0% | 0% | 0% | 0% | 0% | 0% | 0% | 0% | 0% | 0% | 0% | 0% | 0% | 0% | 0%
|  |  |  | CHP O&M |  |  | Units | Default Value | Overwrite Value |  | 2014 | 2015 | 2016 | 2017 | 2018 | 2019 | 2020 | 2021 | 2022 | 2023 | 2024 | 2025 | 2026 | 2027 | 2028 | 2029 | 2030 | 2031 | 2032 | 2033 | 2034 | 2035 | 2036 | 2037 | 2038 | 2039 | 2040 | 2041 | 2042 | 2043
Costs
3Y- | Hrs- | CHP | 2% | Labor |  |  | [hrs/yr] | 0 |  |  | 0 | 0 | 0 | 0 | 0 | 0 | 0 | 0 | 0 | 0 | 0 | 0 | 0 | 0 | 0 | 0 | 0 | 0 | 0 | 0 | 0 | 0 | 0 | 0 | 0 | 0 | 0 | 0 | 0 | 0
3Y- | OMM- | CHP | 2% | Maintenance |  |  | [2013 $] | 0 |  |  | 0 | 0 | 0 | 0 | 0 | 0 | 0 | 0 | 0 | 0 | 0 | 0 | 0 | 0 | 0 | 0 | 0 | 0 | 0 | 0 | 0 | 0 | 0 | 0 | 0 | 0 | 0 | 0 | 0 | 0
3Y- | Chem- | CHP | 2% | Chemicals |  |  | [2013 $] | 0 |  |  | 0 | 0 | 0 | 0 | 0 | 0 | 0 | 0 | 0 | 0 | 0 | 0 | 0 | 0 | 0 | 0 | 0 | 0 | 0 | 0 | 0 | 0 | 0 | 0 | 0 | 0 | 0 | 0 | 0 | 0
3Y- | Dispo- | CHP | 2% | Reuse and Disposal Costs |  |  | [2013 $] | 0 |  |  | 0 | 0 | 0 | 0 | 0 | 0 | 0 | 0 | 0 | 0 | 0 | 0 | 0 | 0 | 0 | 0 | 0 | 0 | 0 | 0 | 0 | 0 | 0 | 0 | 0 | 0 | 0 | 0 | 0 | 0
3Y- | NG- | CHP |  | Natural Gas |  |  | [MJ/yr] | 0 |  |  | 0 | 0 | 0 | 0 | 0 | 0 | 0 | 0 | 0 | 0 | 0 | 0 | 0 | 0 | 0 | 0 | 0 | 0 | 0 | 0 | 0 | 0 | 0 | 0 | 0 | 0 | 0 | 0 | 0 | 0
3Y- | kWh- | CHP |  | Electricity Consumption |  |  | [kWh/yr] | 0 |  |  | 0 | 0 | 0 | 0 | 0 | 0 | 0 | 0 | 0 | 0 | 0 | 0 | 0 | 0 | 0 | 0 | 0 | 0 | 0 | 0 | 0 | 0 | 0 | 0 | 0 | 0 | 0 | 0 | 0 | 0
3Y- | GHG- | CHP | 2% | GHG Cost |  |  | [tCO2e/yr] | 0 |  |  | 0 | 0 | 0 | 0 | 0 | 0 | 0 | 0 | 0 | 0 | 0 | 0 | 0 | 0 | 0 | 0 | 0 | 0 | 0 | 0 | 0 | 0 | 0 | 0 | 0 | 0 | 0 | 0 | 0 | 0
3Y- | ExtraOrd- | CHP | 2% | Extraordinary Maintenance Costs |  |  | [2013 $] | 0 |  |  | 0 | 0 | 0 | 0 | 0 | 0 | 0 | 0 | 0 | 0 | 0 | 0 | 0 | 0 | 0 | 0 | 0 | 0 | 0 | 0 | 0 | 0 | 0 | 0 | 0 | 0 | 0 | 0 | 0 | 0
Benefits
3Y- | kWhProd- | CHP |  | Electricity Production |  |  | [kWh/yr] | 0 |  |  | 0 | 0 | 0 | 0 | 0 | 0 | 0 | 0 | 0 | 0 | 0 | 0 | 0 | 0 | 0 | 0 | 0 | 0 | 0 | 0 | 0 | 0 | 0 | 0 | 0 | 0 | 0 | 0 | 0 | 0
3Y- | TipFee- | CHP | 2% | Tipping Fees |  |  | [2013 $] | 0 |  |  | 0 | 0 | 0 | 0 | 0 | 0 | 0 | 0 | 0 | 0 | 0 | 0 | 0 | 0 | 0 | 0 | 0 | 0 | 0 | 0 | 0 | 0 | 0 | 0 | 0 | 0 | 0 | 0 | 0 | 0
|  |  |  | Net Costs | [6 empty] | 0 | 0 | 0 | 0 | 0 | 0 | 0 | 0 | 0 | 0 | 0 | 0 | 0 | 0 | 0 | 0 | 0 | 0 | 0 | 0 | 0 | 0 | 0 | 0 | 0 | 0 | 0 | 0 | 0 | 0
|  |  |  | Dewatering Capital Costs |  |  | Units | Default Value | Overwrite Value |  | 2014 | 2015 | 2016 | 2017 | 2018 | 2019 | 2020 | 2021 | 2022 | 2023 | 2024 | 2025 | 2026 | 2027 | 2028 | 2029 | 2030 | 2031 | 2032 | 2033 | 2034 | 2035 | 2036 | 2037 | 2038 | 2039 | 2040 | 2041 | 2042 | 2043
3Y- | Capital | Dewatering | 3% | Capital Cost |  |  | [2013 $] | 4827000 |  |  | 4971810 | 0 | 0 | 0 | 0 | 0 | 0 | 0 | 0 | 0 | 0 | 0 | 0 | 0 | 0 | 0 | 0 | 0 | 0 | 0 | 0 | 0 | 0 | 0 | 0 | 0 | 0 | 0 | 0 | 0
|  |  |  | Project Schedule Spend Profile | [6 empty] | 100% | 0% | 0% | 0% | 0% | 0% | 0% | 0% | 0% | 0% | 0% | 0% | 0% | 0% | 0% | 0% | 0% | 0% | 0% | 0% | 0% | 0% | 0% | 0% | 0% | 0% | 0% | 0% | 0% | 0%
|  |  |  | Dewatering O&M |  |  | Units | Default Value | Overwrite Value |  | 2014 | 2015 | 2016 | 2017 | 2018 | 2019 | 2020 | 2021 | 2022 | 2023 | 2024 | 2025 | 2026 | 2027 | 2028 | 2029 | 2030 | 2031 | 2032 | 2033 | 2034 | 2035 | 2036 | 2037 | 2038 | 2039 | 2040 | 2041 | 2042 | 2043
Costs
3Y- | Hrs- | Dewatering | 2% | Labor |  |  | [hrs/yr] | 0 |  |  | 0 | 0 | 0 | 0 | 0 | 0 | 0 | 0 | 0 | 0 | 0 | 0 | 0 | 0 | 0 | 0 | 0 | 0 | 0 | 0 | 0 | 0 | 0 | 0 | 0 | 0 | 0 | 0 | 0 | 0
3Y- | OMM- | Dewatering | 2% | Maintenance |  |  | [2013 $] | 0 |  |  | 0 | 0 | 0 | 0 | 0 | 0 | 0 | 0 | 0 | 0 | 0 | 0 | 0 | 0 | 0 | 0 | 0 | 0 | 0 | 0 | 0 | 0 | 0 | 0 | 0 | 0 | 0 | 0 | 0 | 0
3Y- | Chem- | Dewatering | 2% | Chemicals |  |  | [2013 $] | 0 |  |  | 0 | 0 | 0 | 0 | 0 | 0 | 0 | 0 | 0 | 0 | 0 | 0 | 0 | 0 | 0 | 0 | 0 | 0 | 0 | 0 | 0 | 0 | 0 | 0 | 0 | 0 | 0 | 0 | 0 | 0
3Y- | Dispo- | Dewatering | 2% | Reuse and Disposal Costs |  |  | [2013 $] | 0 |  |  | 0 | 0 | 0 | 0 | 0 | 0 | 0 | 0 | 0 | 0 | 0 | 0 | 0 | 0 | 0 | 0 | 0 | 0 | 0 | 0 | 0 | 0 | 0 | 0 | 0 | 0 | 0 | 0 | 0 | 0
3Y- | NG- | Dewatering |  | Natural Gas |  |  | [MJ/yr] | 2281250 |  |  | 9921.5265 | 10182.9217 | 11379.3772 | 12031.4024 | 12836.4911 | 13354.5542 | 13775.1639 | 14296.1459 | 15038.4688 | 15791.4992 | 16341.0976 | 16747.7761 | 17342.3828 | 17767.4325 | 18384.9841 | 18987.2974 | 19562.55 | 20277.784 | 20943.9694 | 21783.1947 | 0 | 0 | 0 | 0 | 0 | 0 | 0 | 0 | 0 | 0
3Y- | kWh- | Dewatering |  | Electricity Consumption |  |  | [kWh/yr] | 0 |  |  | 0 | 0 | 0 | 0 | 0 | 0 | 0 | 0 | 0 | 0 | 0 | 0 | 0 | 0 | 0 | 0 | 0 | 0 | 0 | 0 | 0 | 0 | 0 | 0 | 0 | 0 | 0 | 0 | 0 | 0
3Y- | GHG- | Dewatering | 2% | GHG Cost |  |  | [tCO2e/yr] | 0 |  |  | 0 | 0 | 0 | 0 | 0 | 0 | 0 | 0 | 0 | 0 | 0 | 0 | 0 | 0 | 0 | 0 | 0 | 0 | 0 | 0 | 0 | 0 | 0 | 0 | 0 | 0 | 0 | 0 | 0 | 0
3Y- | ExtraOrd- | Dewatering | 2% | Extraordinary Maintenance Costs |  |  | [2013 $] | 0 |  |  | 0 | 0 | 0 | 0 | 0 | 0 | 0 | 0 | 0 | 0 | 0 | 0 | 0 | 0 | 0 | 0 | 0 | 0 | 0 | 0 | 0 | 0 | 0 | 0 | 0 | 0 | 0 | 0 | 0 | 0
Benefits
3Y- | kWhProd- | Dewatering |  | Electricity Production |  |  | [kWh/yr] | 0 |  |  | 0 | 0 | 0 | 0 | 0 | 0 | 0 | 0 | 0 | 0 | 0 | 0 | 0 | 0 | 0 | 0 | 0 | 0 | 0 | 0 | 0 | 0 | 0 | 0 | 0 | 0 | 0 | 0 | 0 | 0
3Y- | TipFee- | Dewatering | 2% | Tipping Fees |  |  | [2013 $] | 0 |  |  | 0 | 0 | 0 | 0 | 0 | 0 | 0 | 0 | 0 | 0 | 0 | 0 | 0 | 0 | 0 | 0 | 0 | 0 | 0 | 0 | 0 | 0 | 0 | 0 | 0 | 0 | 0 | 0 | 0 | 0
|  |  |  | Net Costs | [6 empty] | 9921.5265 | 10182.9217 | 11379.3772 | 12031.4024 | 12836.4911 | 13354.5542 | 13775.1639 | 14296.1459 | 15038.4688 | 15791.4992 | 16341.0976 | 16747.7761 | 17342.3828 | 17767.4325 | 18384.9841 | 18987.2974 | 19562.55 | 20277.784 | 20943.9694 | 21783.1947 | 0 | 0 | 0 | 0 | 0 | 0 | 0 | 0 | 0 | 0
|  |  |  | Drying/Gasification/Energy Recovery Capital Costs |  |  | Units | Default Value | Overwrite Value |  | 2014 | 2015 | 2016 | 2017 | 2018 | 2019 | 2020 | 2021 | 2022 | 2023 | 2024 | 2025 | 2026 | 2027 | 2028 | 2029 | 2030 | 2031 | 2032 | 2033 | 2034 | 2035 | 2036 | 2037 | 2038 | 2039 | 2040 | 2041 | 2042 | 2043
3Y- | Capital | Drying/Gasification/Energy Recovery | 3% | Capital Cost |  |  | [2013 $] | 0 |  |  | 0 | 0 | 0 | 0 | 0 | 0 | 0 | 0 | 0 | 0 | 0 | 0 | 0 | 0 | 0 | 0 | 0 | 0 | 0 | 0 | 0 | 0 | 0 | 0 | 0 | 0 | 0 | 0 | 0 | 0
|  |  |  | Project Schedule Spend Profile | [6 empty] | 100% | 0% | 0% | 0% | 0% | 0% | 0% | 0% | 0% | 0% | 0% | 0% | 0% | 0% | 0% | 0% | 0% | 0% | 0% | 0% | 0% | 0% | 0% | 0% | 0% | 0% | 0% | 0% | 0% | 0%
|  |  |  | Drying/Gasification/Energy Recovery O&M |  |  | Units | Default Value | Overwrite Value |  | 2014 | 2015 | 2016 | 2017 | 2018 | 2019 | 2020 | 2021 | 2022 | 2023 | 2024 | 2025 | 2026 | 2027 | 2028 | 2029 | 2030 | 2031 | 2032 | 2033 | 2034 | 2035 | 2036 | 2037 | 2038 | 2039 | 2040 | 2041 | 2042 | 2043
Costs
3Y- | Hrs- | Drying/Gasification/Energy Recovery | 2% | Labor |  |  | [hrs/yr] | 0 |  |  | 0 | 0 | 0 | 0 | 0 | 0 | 0 | 0 | 0 | 0 | 0 | 0 | 0 | 0 | 0 | 0 | 0 | 0 | 0 | 0 | 0 | 0 | 0 | 0 | 0 | 0 | 0 | 0 | 0 | 0
3Y- | OMM- | Drying/Gasification/Energy Recovery | 2% | Maintenance |  |  | [2013 $] | 0 |  |  | 0 | 0 | 0 | 0 | 0 | 0 | 0 | 0 | 0 | 0 | 0 | 0 | 0 | 0 | 0 | 0 | 0 | 0 | 0 | 0 | 0 | 0 | 0 | 0 | 0 | 0 | 0 | 0 | 0 | 0
3Y- | Chem- | Drying/Gasification/Energy Recovery | 2% | Chemicals |  |  | [2013 $] | 0 |  |  | 0 | 0 | 0 | 0 | 0 | 0 | 0 | 0 | 0 | 0 | 0 | 0 | 0 | 0 | 0 | 0 | 0 | 0 | 0 | 0 | 0 | 0 | 0 | 0 | 0 | 0 | 0 | 0 | 0 | 0
3Y- | Dispo- | Drying/Gasification/Energy Recovery | 2% | Reuse and Disposal Costs |  |  | [2013 $] | 0 |  |  | 0 | 0 | 0 | 0 | 0 | 0 | 0 | 0 | 0 | 0 | 0 | 0 | 0 | 0 | 0 | 0 | 0 | 0 | 0 | 0 | 0 | 0 | 0 | 0 | 0 | 0 | 0 | 0 | 0 | 0
3Y- | NG- | Drying/Gasification/Energy Recovery |  | Natural Gas |  |  | [MJ/yr] | 0 |  |  | 0 | 0 | 0 | 0 | 0 | 0 | 0 | 0 | 0 | 0 | 0 | 0 | 0 | 0 | 0 | 0 | 0 | 0 | 0 | 0 | 0 | 0 | 0 | 0 | 0 | 0 | 0 | 0 | 0 | 0
3Y- | kWh- | Drying/Gasification/Energy Recovery |  | Electricity Consumption |  |  | [kWh/yr] | 0 |  |  | 0 | 0 | 0 | 0 | 0 | 0 | 0 | 0 | 0 | 0 | 0 | 0 | 0 | 0 | 0 | 0 | 0 | 0 | 0 | 0 | 0 | 0 | 0 | 0 | 0 | 0 | 0 | 0 | 0 | 0
3Y- | GHG- | Drying/Gasification/Energy Recovery | 2% | GHG Cost |  |  | [tCO2e/yr] | 0 |  |  | 0 | 0 | 0 | 0 | 0 | 0 | 0 | 0 | 0 | 0 | 0 | 0 | 0 | 0 | 0 | 0 | 0 | 0 | 0 | 0 | 0 | 0 | 0 | 0 | 0 | 0 | 0 | 0 | 0 | 0
3Y- | ExtraOrd- | Drying/Gasification/Energy Recovery | 2% | Extraordinary Maintenance Costs |  |  | [2013 $] | 0 |  |  | 0 | 0 | 0 | 0 | 0 | 0 | 0 | 0 | 0 | 0 | 0 | 0 | 0 | 0 | 0 | 0 | 0 | 0 | 0 | 0 | 0 | 0 | 0 | 0 | 0 | 0 | 0 | 0 | 0 | 0
Benefits
3Y- | kWhProd- | Drying/Gasification/Energy Recovery |  | Electricity Production |  |  | [kWh/yr] | 0 |  |  | 0 | 0 | 0 | 0 | 0 | 0 | 0 | 0 | 0 | 0 | 0 | 0 | 0 | 0 | 0 | 0 | 0 | 0 | 0 | 0 | 0 | 0 | 0 | 0 | 0 | 0 | 0 | 0 | 0 | 0
3Y- | TipFee- | Drying/Gasification/Energy Recovery | 2% | Tipping Fees |  |  | [2013 $] | 0 |  |  | 0 | 0 | 0 | 0 | 0 | 0 | 0 | 0 | 0 | 0 | 0 | 0 | 0 | 0 | 0 | 0 | 0 | 0 | 0 | 0 | 0 | 0 | 0 | 0 | 0 | 0 | 0 | 0 | 0 | 0
|  |  |  | Net Costs | [6 empty] | 0 | 0 | 0 | 0 | 0 | 0 | 0 | 0 | 0 | 0 | 0 | 0 | 0 | 0 | 0 | 0 | 0 | 0 | 0 | 0 | 0 | 0 | 0 | 0 | 0 | 0 | 0 | 0 | 0 | 0
|  |  |  | Energy Recovery Capital Costs |  |  | Units | Default Value | Overwrite Value |  | 2014 | 2015 | 2016 | 2017 | 2018 | 2019 | 2020 | 2021 | 2022 | 2023 | 2024 | 2025 | 2026 | 2027 | 2028 | 2029 | 2030 | 2031 | 2032 | 2033 | 2034 | 2035 | 2036 | 2037 | 2038 | 2039 | 2040 | 2041 | 2042 | 2043
3Y- | Capital | Energy Recovery | 3% | Capital Cost |  |  | [2013 $] | 940000 |  |  | 968200 | 0 | 0 | 0 | 0 | 0 | 0 | 0 | 0 | 0 | 0 | 0 | 0 | 0 | 0 | 0 | 0 | 0 | 0 | 0 | 0 | 0 | 0 | 0 | 0 | 0 | 0 | 0 | 0 | 0
|  |  |  | Project Schedule Spend Profile | [6 empty] | 100% | 0% | 0% | 0% | 0% | 0% | 0% | 0% | 0% | 0% | 0% | 0% | 0% | 0% | 0% | 0% | 0% | 0% | 0% | 0% | 0% | 0% | 0% | 0% | 0% | 0% | 0% | 0% | 0% | 0%
|  |  |  | Energy Recovery O&M |  |  | Units | Default Value | Overwrite Value |  | 2014 | 2015 | 2016 | 2017 | 2018 | 2019 | 2020 | 2021 | 2022 | 2023 | 2024 | 2025 | 2026 | 2027 | 2028 | 2029 | 2030 | 2031 | 2032 | 2033 | 2034 | 2035 | 2036 | 2037 | 2038 | 2039 | 2040 | 2041 | 2042 | 2043
Costs
3Y- | Hrs- | Energy Recovery | 2% | Labor |  |  | [hrs/yr] | 2920 |  |  | 104244 | 106328.88 | 108455.4576 | 110624.5668 | 112837.0581 | 115093.7992 | 117395.6752 | 119743.5887 | 122138.4605 | 124581.2297 | 127072.8543 | 129614.3114 | 132206.5976 | 134850.7296 | 137547.7442 | 140298.6991 | 143104.673 | 145966.7665 | 148886.1018 | 151863.8239 | 0 | 0 | 0 | 0 | 0 | 0 | 0 | 0 | 0 | 0
3Y- | OMM- | Energy Recovery | 2% | Maintenance |  |  | [2013 $] | 19000 |  |  | 19380 | 19767.6 | 20162.952 | 20566.211 | 20977.5353 | 21397.086 | 21825.0277 | 22261.5282 | 22706.7588 | 23160.894 | 23624.1119 | 24096.5941 | 24578.526 | 25070.0965 | 25571.4984 | 26082.9284 | 26604.587 | 27136.6787 | 27679.4123 | 28233.0005 | 0 | 0 | 0 | 0 | 0 | 0 | 0 | 0 | 0 | 0
3Y- | Chem- | Energy Recovery | 2% | Chemicals |  |  | [2013 $] | 0 |  |  | 0 | 0 | 0 | 0 | 0 | 0 | 0 | 0 | 0 | 0 | 0 | 0 | 0 | 0 | 0 | 0 | 0 | 0 | 0 | 0 | 0 | 0 | 0 | 0 | 0 | 0 | 0 | 0 | 0 | 0
3Y- | Dispo- | Energy Recovery | 2% | Reuse and Disposal Costs |  |  | [2013 $] | 0 |  |  | 0 | 0 | 0 | 0 | 0 | 0 | 0 | 0 | 0 | 0 | 0 | 0 | 0 | 0 | 0 | 0 | 0 | 0 | 0 | 0 | 0 | 0 | 0 | 0 | 0 | 0 | 0 | 0 | 0 | 0
3Y- | NG- | Energy Recovery |  | Natural Gas |  |  | [MJ/yr] | 0 |  |  | 0 | 0 | 0 | 0 | 0 | 0 | 0 | 0 | 0 | 0 | 0 | 0 | 0 | 0 | 0 | 0 | 0 | 0 | 0 | 0 | 0 | 0 | 0 | 0 | 0 | 0 | 0 | 0 | 0 | 0
3Y- | kWh- | Energy Recovery |  | Electricity Consumption |  |  | [kWh/yr] | 0 |  |  | 0 | 0 | 0 | 0 | 0 | 0 | 0 | 0 | 0 | 0 | 0 | 0 | 0 | 0 | 0 | 0 | 0 | 0 | 0 | 0 | 0 | 0 | 0 | 0 | 0 | 0 | 0 | 0 | 0 | 0
3Y- | GHG- | Energy Recovery | 2% | GHG Cost |  |  | [tCO2e/yr] | 0 |  |  | 0 | 0 | 0 | 0 | 0 | 0 | 0 | 0 | 0 | 0 | 0 | 0 | 0 | 0 | 0 | 0 | 0 | 0 | 0 | 0 | 0 | 0 | 0 | 0 | 0 | 0 | 0 | 0 | 0 | 0
3Y- | ExtraOrd- | Energy Recovery | 2% | Extraordinary Maintenance Costs |  |  | [2013 $] | 0 |  |  | 0 | 0 | 0 | 0 | 0 | 0 | 0 | 0 | 0 | 0 | 0 | 0 | 0 | 0 | 0 | 0 | 0 | 0 | 0 | 0 | 0 | 0 | 0 | 0 | 0 | 0 | 0 | 0 | 0 | 0
Benefits
3Y- | kWhProd- | Energy Recovery |  | Electricity Production |  |  | [kWh/yr] | 0 |  |  | 0 | 0 | 0 | 0 | 0 | 0 | 0 | 0 | 0 | 0 | 0 | 0 | 0 | 0 | 0 | 0 | 0 | 0 | 0 | 0 | 0 | 0 | 0 | 0 | 0 | 0 | 0 | 0 | 0 | 0
3Y- | TipFee- | Energy Recovery | 2% | Tipping Fees |  |  | [2013 $] | 0 |  |  | 0 | 0 | 0 | 0 | 0 | 0 | 0 | 0 | 0 | 0 | 0 | 0 | 0 | 0 | 0 | 0 | 0 | 0 | 0 | 0 | 0 | 0 | 0 | 0 | 0 | 0 | 0 | 0 | 0 | 0
|  |  |  | Net Costs | [6 empty] | 123624 | 126096.48 | 128618.4096 | 131190.7778 | 133814.5933 | 136490.8852 | 139220.7029 | 142005.117 | 144845.2193 | 147742.1237 | 150696.9662 | 153710.9055 | 156785.1236 | 159920.8261 | 163119.2426 | 166381.6275 | 169709.26 | 173103.4452 | 176565.5141 | 180096.8244 | 0 | 0 | 0 | 0 | 0 | 0 | 0 | 0 | 0 | 0
|  |  |  | Fluid Bed Incineration Capital Costs |  |  | Units | Default Value | Overwrite Value |  | 2014 | 2015 | 2016 | 2017 | 2018 | 2019 | 2020 | 2021 | 2022 | 2023 | 2024 | 2025 | 2026 | 2027 | 2028 | 2029 | 2030 | 2031 | 2032 | 2033 | 2034 | 2035 | 2036 | 2037 | 2038 | 2039 | 2040 | 2041 | 2042 | 2043
3Y- | Capital | Fluid Bed Incineration | 3% | Capital Cost |  |  | [2013 $] | 4440000 |  |  | 4573200 | 0 | 0 | 0 | 0 | 0 | 0 | 0 | 0 | 0 | 0 | 0 | 0 | 0 | 0 | 0 | 0 | 0 | 0 | 0 | 0 | 0 | 0 | 0 | 0 | 0 | 0 | 0 | 0 | 0
|  |  |  | Project Schedule Spend Profile | [6 empty] | 100% | 0% | 0% | 0% | 0% | 0% | 0% | 0% | 0% | 0% | 0% | 0% | 0% | 0% | 0% | 0% | 0% | 0% | 0% | 0% | 0% | 0% | 0% | 0% | 0% | 0% | 0% | 0% | 0% | 0%
|  |  |  | Fluid Bed Incineration O&M |  |  | Units | Default Value | Overwrite Value |  | 2014 | 2015 | 2016 | 2017 | 2018 | 2019 | 2020 | 2021 | 2022 | 2023 | 2024 | 2025 | 2026 | 2027 | 2028 | 2029 | 2030 | 2031 | 2032 | 2033 | 2034 | 2035 | 2036 | 2037 | 2038 | 2039 | 2040 | 2041 | 2042 | 2043
Costs
3Y- | Hrs- | Fluid Bed Incineration | 2% | Labor |  |  | [hrs/yr] | 3890 |  |  | 138873 | 141650.46 | 144483.4692 | 147373.1386 | 150320.6014 | 153327.0134 | 156393.5537 | 159521.4247 | 162711.8532 | 165966.0903 | 169285.4121 | 172671.1203 | 176124.5427 | 179647.0336 | 183239.9743 | 186904.7737 | 190642.8692 | 194455.7266 | 198344.8411 | 202311.738 | 0 | 0 | 0 | 0 | 0 | 0 | 0 | 0 | 0 | 0
3Y- | OMM- | Fluid Bed Incineration | 2% | Maintenance |  |  | [2013 $] | 60000 |  |  | 61200 | 62424 | 63672.48 | 64945.9296 | 66244.8482 | 67569.7452 | 68921.1401 | 70299.5629 | 71705.5541 | 73139.6652 | 74602.4585 | 76094.5077 | 77616.3978 | 79168.7258 | 80752.1003 | 82367.1423 | 84014.4852 | 85694.7749 | 87408.6704 | 89156.8438 | 0 | 0 | 0 | 0 | 0 | 0 | 0 | 0 | 0 | 0
3Y- | Chem- | Fluid Bed Incineration | 2% | Chemicals |  |  | [2013 $] | 28000 |  |  | 28560 | 29131.2 | 29713.824 | 30308.1005 | 30914.2625 | 31532.5477 | 32163.1987 | 32806.4627 | 33462.5919 | 34131.8438 | 34814.4806 | 35510.7702 | 36220.9857 | 36945.4054 | 37684.3135 | 38437.9997 | 39206.7597 | 39990.8949 | 40790.7128 | 41606.5271 | 0 | 0 | 0 | 0 | 0 | 0 | 0 | 0 | 0 | 0
3Y- | Dispo- | Fluid Bed Incineration | 2% | Reuse and Disposal Costs |  |  | [2013 $] | 247000 |  |  | 251940 | 256978.8 | 262118.376 | 267360.7435 | 272707.9584 | 278162.1176 | 283725.3599 | 289399.8671 | 295187.8644 | 301091.6217 | 307113.4542 | 313255.7233 | 319520.8377 | 325911.2545 | 332429.4796 | 339078.0692 | 345859.6305 | 352776.8232 | 359832.3596 | 367029.0068 | 0 | 0 | 0 | 0 | 0 | 0 | 0 | 0 | 0 | 0
3Y- | NG- | Fluid Bed Incineration |  | Natural Gas |  |  | [MJ/yr] | 7175540 |  |  | 31207.5881 | 32029.7914 | 35793.1731 | 37844.0808 | 40376.4408 | 42005.9783 | 43328.9818 | 44967.7005 | 47302.6341 | 49671.248 | 51399.9777 | 52679.1616 | 54549.4626 | 55886.4317 | 57828.9047 | 59723.4465 | 61532.8702 | 63782.5974 | 65878.0451 | 68517.7797 | 0 | 0 | 0 | 0 | 0 | 0 | 0 | 0 | 0 | 0
3Y- | kWh- | Fluid Bed Incineration |  | Electricity Consumption |  |  | [kWh/yr] | 0 |  |  | 0 | 0 | 0 | 0 | 0 | 0 | 0 | 0 | 0 | 0 | 0 | 0 | 0 | 0 | 0 | 0 | 0 | 0 | 0 | 0 | 0 | 0 | 0 | 0 | 0 | 0 | 0 | 0 | 0 | 0
3Y- | GHG- | Fluid Bed Incineration | 2% | GHG Cost |  |  | [tCO2e/yr] | 2227.2222 |  |  | 0 | 0 | 0 | 0 | 0 | 0 | 0 | 0 | 0 | 0 | 0 | 0 | 0 | 0 | 0 | 0 | 0 | 0 | 0 | 0 | 0 | 0 | 0 | 0 | 0 | 0 | 0 | 0 | 0 | 0
3Y- | ExtraOrd- | Fluid Bed Incineration | 2% | Extraordinary Maintenance Costs |  |  | [2013 $] | 0 |  |  | 0 | 0 | 0 | 0 | 0 | 0 | 0 | 0 | 0 | 0 | 0 | 0 | 0 | 0 | 0 | 0 | 0 | 0 | 0 | 0 | 0 | 0 | 0 | 0 | 0 | 0 | 0 | 0 | 0 | 0
Benefits
3Y- | kWhProd- | Fluid Bed Incineration |  | Electricity Production |  |  | [kWh/yr] | 839500 |  |  | 54216.2163 | 54554.1748 | 56906.0021 | 58613.0397 | 60027.4375 | 60795.3855 | 61784.6767 | 63306.9253 | 64822.5363 | 66443.2589 | 67882.4068 | 69189.5748 | 70787.8399 | 72401.2122 | 74122.6672 | 76051.1025 | 77914.9218 | 79936.1581 | 82075.9302 | 84308.6636 | 0 | 0 | 0 | 0 | 0 | 0 | 0 | 0 | 0 | 0
3Y- | TipFee- | Fluid Bed Incineration | 2% | Tipping Fees |  |  | [2013 $] | 0 |  |  | 0 | 0 | 0 | 0 | 0 | 0 | 0 | 0 | 0 | 0 | 0 | 0 | 0 | 0 | 0 | 0 | 0 | 0 | 0 | 0 | 0 | 0 | 0 | 0 | 0 | 0 | 0 | 0 | 0 | 0
|  |  |  | Net Costs | [6 empty] | 457564.3718 | 467660.0767 | 478875.3203 | 489218.9532 | 500536.6738 | 511802.0167 | 522747.5574 | 533688.0925 | 545547.9615 | 557557.2101 | 569333.3763 | 581021.7084 | 593244.3866 | 605157.6387 | 617812.1051 | 630460.3289 | 643341.693 | 656764.6588 | 670178.6988 | 684313.2317 | 0 | 0 | 0 | 0 | 0 | 0 | 0 | 0 | 0 | 0
|  |  |  | FOG Receiving Capital Costs |  |  | Units | Default Value | Overwrite Value |  | 2014 | 2015 | 2016 | 2017 | 2018 | 2019 | 2020 | 2021 | 2022 | 2023 | 2024 | 2025 | 2026 | 2027 | 2028 | 2029 | 2030 | 2031 | 2032 | 2033 | 2034 | 2035 | 2036 | 2037 | 2038 | 2039 | 2040 | 2041 | 2042 | 2043
3Y- | Capital | FOG Receiving | 3% | Capital Cost |  |  | [2013 $] | 0 |  |  | 0 | 0 | 0 | 0 | 0 | 0 | 0 | 0 | 0 | 0 | 0 | 0 | 0 | 0 | 0 | 0 | 0 | 0 | 0 | 0 | 0 | 0 | 0 | 0 | 0 | 0 | 0 | 0 | 0 | 0
|  |  |  | Project Schedule Spend Profile | [6 empty] | 100% | 0% | 0% | 0% | 0% | 0% | 0% | 0% | 0% | 0% | 0% | 0% | 0% | 0% | 0% | 0% | 0% | 0% | 0% | 0% | 0% | 0% | 0% | 0% | 0% | 0% | 0% | 0% | 0% | 0%
|  |  |  | FOG Receiving O&M |  |  | Units | Default Value | Overwrite Value |  | 2014 | 2015 | 2016 | 2017 | 2018 | 2019 | 2020 | 2021 | 2022 | 2023 | 2024 | 2025 | 2026 | 2027 | 2028 | 2029 | 2030 | 2031 | 2032 | 2033 | 2034 | 2035 | 2036 | 2037 | 2038 | 2039 | 2040 | 2041 | 2042 | 2043
Costs
3Y- | Hrs- | FOG Receiving | 2% | Labor |  |  | [hrs/yr] | 0 |  |  | 0 | 0 | 0 | 0 | 0 | 0 | 0 | 0 | 0 | 0 | 0 | 0 | 0 | 0 | 0 | 0 | 0 | 0 | 0 | 0 | 0 | 0 | 0 | 0 | 0 | 0 | 0 | 0 | 0 | 0
3Y- | OMM- | FOG Receiving | 2% | Maintenance |  |  | [2013 $] | 0 |  |  | 0 | 0 | 0 | 0 | 0 | 0 | 0 | 0 | 0 | 0 | 0 | 0 | 0 | 0 | 0 | 0 | 0 | 0 | 0 | 0 | 0 | 0 | 0 | 0 | 0 | 0 | 0 | 0 | 0 | 0
3Y- | Chem- | FOG Receiving | 2% | Chemicals |  |  | [2013 $] | 0 |  |  | 0 | 0 | 0 | 0 | 0 | 0 | 0 | 0 | 0 | 0 | 0 | 0 | 0 | 0 | 0 | 0 | 0 | 0 | 0 | 0 | 0 | 0 | 0 | 0 | 0 | 0 | 0 | 0 | 0 | 0
3Y- | Dispo- | FOG Receiving | 2% | Reuse and Disposal Costs |  |  | [2013 $] | 0 |  |  | 0 | 0 | 0 | 0 | 0 | 0 | 0 | 0 | 0 | 0 | 0 | 0 | 0 | 0 | 0 | 0 | 0 | 0 | 0 | 0 | 0 | 0 | 0 | 0 | 0 | 0 | 0 | 0 | 0 | 0
3Y- | NG- | FOG Receiving |  | Natural Gas |  |  | [MJ/yr] | 0 |  |  | 0 | 0 | 0 | 0 | 0 | 0 | 0 | 0 | 0 | 0 | 0 | 0 | 0 | 0 | 0 | 0 | 0 | 0 | 0 | 0 | 0 | 0 | 0 | 0 | 0 | 0 | 0 | 0 | 0 | 0
3Y- | kWh- | FOG Receiving |  | Electricity Consumption |  |  | [kWh/yr] | 0 |  |  | 0 | 0 | 0 | 0 | 0 | 0 | 0 | 0 | 0 | 0 | 0 | 0 | 0 | 0 | 0 | 0 | 0 | 0 | 0 | 0 | 0 | 0 | 0 | 0 | 0 | 0 | 0 | 0 | 0 | 0
3Y- | GHG- | FOG Receiving | 2% | GHG Cost |  |  | [tCO2e/yr] | 0 |  |  | 0 | 0 | 0 | 0 | 0 | 0 | 0 | 0 | 0 | 0 | 0 | 0 | 0 | 0 | 0 | 0 | 0 | 0 | 0 | 0 | 0 | 0 | 0 | 0 | 0 | 0 | 0 | 0 | 0 | 0
3Y- | ExtraOrd- | FOG Receiving | 2% | Extraordinary Maintenance Costs |  |  | [2013 $] | 0 |  |  | 0 | 0 | 0 | 0 | 0 | 0 | 0 | 0 | 0 | 0 | 0 | 0 | 0 | 0 | 0 | 0 | 0 | 0 | 0 | 0 | 0 | 0 | 0 | 0 | 0 | 0 | 0 | 0 | 0 | 0
Benefits
3Y- | kWhProd- | FOG Receiving |  | Electricity Production |  |  | [kWh/yr] | 0 |  |  | 0 | 0 | 0 | 0 | 0 | 0 | 0 | 0 | 0 | 0 | 0 | 0 | 0 | 0 | 0 | 0 | 0 | 0 | 0 | 0 | 0 | 0 | 0 | 0 | 0 | 0 | 0 | 0 | 0 | 0
3Y- | TipFee- | FOG Receiving | 2% | Tipping Fees |  |  | [2013 $] | 0 |  |  | 0 | 0 | 0 | 0 | 0 | 0 | 0 | 0 | 0 | 0 | 0 | 0 | 0 | 0 | 0 | 0 | 0 | 0 | 0 | 0 | 0 | 0 | 0 | 0 | 0 | 0 | 0 | 0 | 0 | 0
|  |  |  | Net Costs | [6 empty] | 0 | 0 | 0 | 0 | 0 | 0 | 0 | 0 | 0 | 0 | 0 | 0 | 0 | 0 | 0 | 0 | 0 | 0 | 0 | 0 | 0 | 0 | 0 | 0 | 0 | 0 | 0 | 0 | 0 | 0
|  |  |  | Gas Cleaning Capital Costs |  |  | Units | Default Value | Overwrite Value |  | 2014 | 2015 | 2016 | 2017 | 2018 | 2019 | 2020 | 2021 | 2022 | 2023 | 2024 | 2025 | 2026 | 2027 | 2028 | 2029 | 2030 | 2031 | 2032 | 2033 | 2034 | 2035 | 2036 | 2037 | 2038 | 2039 | 2040 | 2041 | 2042 | 2043
3Y- | Capital | Gas Cleaning | 3% | Capital Cost |  |  | [2013 $] | 0 |  |  | 0 | 0 | 0 | 0 | 0 | 0 | 0 | 0 | 0 | 0 | 0 | 0 | 0 | 0 | 0 | 0 | 0 | 0 | 0 | 0 | 0 | 0 | 0 | 0 | 0 | 0 | 0 | 0 | 0 | 0
|  |  |  | Project Schedule Spend Profile | [6 empty] | 100% | 0% | 0% | 0% | 0% | 0% | 0% | 0% | 0% | 0% | 0% | 0% | 0% | 0% | 0% | 0% | 0% | 0% | 0% | 0% | 0% | 0% | 0% | 0% | 0% | 0% | 0% | 0% | 0% | 0%
|  |  |  | Gas Cleaning O&M |  |  | Units | Default Value | Overwrite Value |  | 2014 | 2015 | 2016 | 2017 | 2018 | 2019 | 2020 | 2021 | 2022 | 2023 | 2024 | 2025 | 2026 | 2027 | 2028 | 2029 | 2030 | 2031 | 2032 | 2033 | 2034 | 2035 | 2036 | 2037 | 2038 | 2039 | 2040 | 2041 | 2042 | 2043
Costs
3Y- | Hrs- | Gas Cleaning | 2% | Labor |  |  | [hrs/yr] | 0 |  |  | 0 | 0 | 0 | 0 | 0 | 0 | 0 | 0 | 0 | 0 | 0 | 0 | 0 | 0 | 0 | 0 | 0 | 0 | 0 | 0 | 0 | 0 | 0 | 0 | 0 | 0 | 0 | 0 | 0 | 0
3Y- | OMM- | Gas Cleaning | 2% | Maintenance |  |  | [2013 $] | 0 |  |  | 0 | 0 | 0 | 0 | 0 | 0 | 0 | 0 | 0 | 0 | 0 | 0 | 0 | 0 | 0 | 0 | 0 | 0 | 0 | 0 | 0 | 0 | 0 | 0 | 0 | 0 | 0 | 0 | 0 | 0
3Y- | Chem- | Gas Cleaning | 2% | Chemicals |  |  | [2013 $] | 0 |  |  | 0 | 0 | 0 | 0 | 0 | 0 | 0 | 0 | 0 | 0 | 0 | 0 | 0 | 0 | 0 | 0 | 0 | 0 | 0 | 0 | 0 | 0 | 0 | 0 | 0 | 0 | 0 | 0 | 0 | 0
3Y- | Dispo- | Gas Cleaning | 2% | Reuse and Disposal Costs |  |  | [2013 $] | 0 |  |  | 0 | 0 | 0 | 0 | 0 | 0 | 0 | 0 | 0 | 0 | 0 | 0 | 0 | 0 | 0 | 0 | 0 | 0 | 0 | 0 | 0 | 0 | 0 | 0 | 0 | 0 | 0 | 0 | 0 | 0
3Y- | NG- | Gas Cleaning |  | Natural Gas |  |  | [MJ/yr] | 0 |  |  | 0 | 0 | 0 | 0 | 0 | 0 | 0 | 0 | 0 | 0 | 0 | 0 | 0 | 0 | 0 | 0 | 0 | 0 | 0 | 0 | 0 | 0 | 0 | 0 | 0 | 0 | 0 | 0 | 0 | 0
3Y- | kWh- | Gas Cleaning |  | Electricity Consumption |  |  | [kWh/yr] | 0 |  |  | 0 | 0 | 0 | 0 | 0 | 0 | 0 | 0 | 0 | 0 | 0 | 0 | 0 | 0 | 0 | 0 | 0 | 0 | 0 | 0 | 0 | 0 | 0 | 0 | 0 | 0 | 0 | 0 | 0 | 0
3Y- | GHG- | Gas Cleaning | 2% | GHG Cost |  |  | [tCO2e/yr] | 0 |  |  | 0 | 0 | 0 | 0 | 0 | 0 | 0 | 0 | 0 | 0 | 0 | 0 | 0 | 0 | 0 | 0 | 0 | 0 | 0 | 0 | 0 | 0 | 0 | 0 | 0 | 0 | 0 | 0 | 0 | 0
3Y- | ExtraOrd- | Gas Cleaning | 2% | Extraordinary Maintenance Costs |  |  | [2013 $] | 0 |  |  | 0 | 0 | 0 | 0 | 0 | 0 | 0 | 0 | 0 | 0 | 0 | 0 | 0 | 0 | 0 | 0 | 0 | 0 | 0 | 0 | 0 | 0 | 0 | 0 | 0 | 0 | 0 | 0 | 0 | 0
Benefits
3Y- | kWhProd- | Gas Cleaning |  | Electricity Production |  |  | [kWh/yr] | 0 |  |  | 0 | 0 | 0 | 0 | 0 | 0 | 0 | 0 | 0 | 0 | 0 | 0 | 0 | 0 | 0 | 0 | 0 | 0 | 0 | 0 | 0 | 0 | 0 | 0 | 0 | 0 | 0 | 0 | 0 | 0
3Y- | TipFee- | Gas Cleaning | 2% | Tipping Fees |  |  | [2013 $] | 0 |  |  | 0 | 0 | 0 | 0 | 0 | 0 | 0 | 0 | 0 | 0 | 0 | 0 | 0 | 0 | 0 | 0 | 0 | 0 | 0 | 0 | 0 | 0 | 0 | 0 | 0 | 0 | 0 | 0 | 0 | 0
|  |  |  | Net Costs | [6 empty] | 0 | 0 | 0 | 0 | 0 | 0 | 0 | 0 | 0 | 0 | 0 | 0 | 0 | 0 | 0 | 0 | 0 | 0 | 0 | 0 | 0 | 0 | 0 | 0 | 0 | 0 | 0 | 0 | 0 | 0
|  |  |  | Gravity Belt Thickener Capital Costs |  |  | Units | Default Value | Overwrite Value |  | 2014 | 2015 | 2016 | 2017 | 2018 | 2019 | 2020 | 2021 | 2022 | 2023 | 2024 | 2025 | 2026 | 2027 | 2028 | 2029 | 2030 | 2031 | 2032 | 2033 | 2034 | 2035 | 2036 | 2037 | 2038 | 2039 | 2040 | 2041 | 2042 | 2043
3Y- | Capital | Gravity Belt Thickener | 3% | Capital Cost |  |  | [2013 $] | 2050000 |  |  | 2111500 | 0 | 0 | 0 | 0 | 0 | 0 | 0 | 0 | 0 | 0 | 0 | 0 | 0 | 0 | 0 | 0 | 0 | 0 | 0 | 0 | 0 | 0 | 0 | 0 | 0 | 0 | 0 | 0 | 0
|  |  |  | Project Schedule Spend Profile | [6 empty] | 100% | 0% | 0% | 0% | 0% | 0% | 0% | 0% | 0% | 0% | 0% | 0% | 0% | 0% | 0% | 0% | 0% | 0% | 0% | 0% | 0% | 0% | 0% | 0% | 0% | 0% | 0% | 0% | 0% | 0%
|  |  |  | Gravity Belt Thickener O&M |  |  | Units | Default Value | Overwrite Value |  | 2014 | 2015 | 2016 | 2017 | 2018 | 2019 | 2020 | 2021 | 2022 | 2023 | 2024 | 2025 | 2026 | 2027 | 2028 | 2029 | 2030 | 2031 | 2032 | 2033 | 2034 | 2035 | 2036 | 2037 | 2038 | 2039 | 2040 | 2041 | 2042 | 2043
Costs
3Y- | Hrs- | Gravity Belt Thickener | 2% | Labor |  |  | [hrs/yr] | 5110 |  |  | 182427 | 186075.54 | 189797.0508 | 193592.9918 | 197464.8517 | 201414.1487 | 205442.4317 | 209551.2803 | 213742.3059 | 218017.152 | 222377.4951 | 226825.045 | 231361.5459 | 235988.7768 | 240708.5523 | 245522.7234 | 250433.1778 | 255441.8414 | 260550.6782 | 265761.6918 | 0 | 0 | 0 | 0 | 0 | 0 | 0 | 0 | 0 | 0
3Y- | OMM- | Gravity Belt Thickener | 2% | Maintenance |  |  | [2013 $] | 25000 |  |  | 25500 | 26010 | 26530.2 | 27060.804 | 27602.0201 | 28154.0605 | 28717.1417 | 29291.4845 | 29877.3142 | 30474.8605 | 31084.3577 | 31706.0449 | 32340.1658 | 32986.9691 | 33646.7085 | 34319.6426 | 35006.0355 | 35706.1562 | 36420.2793 | 37148.6849 | 0 | 0 | 0 | 0 | 0 | 0 | 0 | 0 | 0 | 0
3Y- | Chem- | Gravity Belt Thickener | 2% | Chemicals |  |  | [2013 $] | 25000 |  |  | 25500 | 26010 | 26530.2 | 27060.804 | 27602.0201 | 28154.0605 | 28717.1417 | 29291.4845 | 29877.3142 | 30474.8605 | 31084.3577 | 31706.0449 | 32340.1658 | 32986.9691 | 33646.7085 | 34319.6426 | 35006.0355 | 35706.1562 | 36420.2793 | 37148.6849 | 0 | 0 | 0 | 0 | 0 | 0 | 0 | 0 | 0 | 0
3Y- | Dispo- | Gravity Belt Thickener | 2% | Reuse and Disposal Costs |  |  | [2013 $] | 0 |  |  | 0 | 0 | 0 | 0 | 0 | 0 | 0 | 0 | 0 | 0 | 0 | 0 | 0 | 0 | 0 | 0 | 0 | 0 | 0 | 0 | 0 | 0 | 0 | 0 | 0 | 0 | 0 | 0 | 0 | 0
3Y- | NG- | Gravity Belt Thickener |  | Natural Gas |  |  | [MJ/yr] | 0 |  |  | 0 | 0 | 0 | 0 | 0 | 0 | 0 | 0 | 0 | 0 | 0 | 0 | 0 | 0 | 0 | 0 | 0 | 0 | 0 | 0 | 0 | 0 | 0 | 0 | 0 | 0 | 0 | 0 | 0 | 0
3Y- | kWh- | Gravity Belt Thickener |  | Electricity Consumption |  |  | [kWh/yr] | 57310 |  |  | 3701.169 | 3724.2403 | 3884.7921 | 4001.3262 | 4097.8826 | 4150.308 | 4217.8437 | 4321.7628 | 4425.2288 | 4535.8704 | 4634.1164 | 4723.3526 | 4832.4611 | 4942.6009 | 5060.1192 | 5191.7673 | 5319.0044 | 5456.9878 | 5603.0632 | 5755.4848 | 0 | 0 | 0 | 0 | 0 | 0 | 0 | 0 | 0 | 0
3Y- | GHG- | Gravity Belt Thickener | 2% | GHG Cost |  |  | [tCO2e/yr] | 0 |  |  | 0 | 0 | 0 | 0 | 0 | 0 | 0 | 0 | 0 | 0 | 0 | 0 | 0 | 0 | 0 | 0 | 0 | 0 | 0 | 0 | 0 | 0 | 0 | 0 | 0 | 0 | 0 | 0 | 0 | 0
3Y- | ExtraOrd- | Gravity Belt Thickener | 2% | Extraordinary Maintenance Costs |  |  | [2013 $] | 0 |  |  | 0 | 0 | 0 | 0 | 0 | 0 | 0 | 0 | 0 | 0 | 0 | 0 | 0 | 0 | 0 | 0 | 0 | 0 | 0 | 0 | 0 | 0 | 0 | 0 | 0 | 0 | 0 | 0 | 0 | 0
Benefits
3Y- | kWhProd- | Gravity Belt Thickener |  | Electricity Production |  |  | [kWh/yr] | 0 |  |  | 0 | 0 | 0 | 0 | 0 | 0 | 0 | 0 | 0 | 0 | 0 | 0 | 0 | 0 | 0 | 0 | 0 | 0 | 0 | 0 | 0 | 0 | 0 | 0 | 0 | 0 | 0 | 0 | 0 | 0
3Y- | TipFee- | Gravity Belt Thickener | 2% | Tipping Fees |  |  | [2013 $] | 0 |  |  | 0 | 0 | 0 | 0 | 0 | 0 | 0 | 0 | 0 | 0 | 0 | 0 | 0 | 0 | 0 | 0 | 0 | 0 | 0 | 0 | 0 | 0 | 0 | 0 | 0 | 0 | 0 | 0 | 0 | 0
|  |  |  | Net Costs | [6 empty] | 237128.169 | 241819.7803 | 246742.2429 | 251715.926 | 256766.7744 | 261872.5776 | 267094.5588 | 272456.0122 | 277922.1631 | 283502.7434 | 289180.3269 | 294960.4873 | 300874.3385 | 306905.3158 | 313062.0884 | 319353.776 | 325764.2532 | 332311.1415 | 338994.3 | 345814.5464 | 0 | 0 | 0 | 0 | 0 | 0 | 0 | 0 | 0 | 0
|  |  |  | Gravity Thickener Capital Costs |  |  | Units | Default Value | Overwrite Value |  | 2014 | 2015 | 2016 | 2017 | 2018 | 2019 | 2020 | 2021 | 2022 | 2023 | 2024 | 2025 | 2026 | 2027 | 2028 | 2029 | 2030 | 2031 | 2032 | 2033 | 2034 | 2035 | 2036 | 2037 | 2038 | 2039 | 2040 | 2041 | 2042 | 2043
3Y- | Capital | Gravity Thickener | 3% | Capital Cost |  |  | [2013 $] | 1029000 |  |  | 1059870 | 0 | 0 | 0 | 0 | 0 | 0 | 0 | 0 | 0 | 0 | 0 | 0 | 0 | 0 | 0 | 0 | 0 | 0 | 0 | 0 | 0 | 0 | 0 | 0 | 0 | 0 | 0 | 0 | 0
|  |  |  | Project Schedule Spend Profile | [6 empty] | 100% | 0% | 0% | 0% | 0% | 0% | 0% | 0% | 0% | 0% | 0% | 0% | 0% | 0% | 0% | 0% | 0% | 0% | 0% | 0% | 0% | 0% | 0% | 0% | 0% | 0% | 0% | 0% | 0% | 0%
|  |  |  | Gravity Thickener O&M |  |  | Units | Default Value | Overwrite Value |  | 2014 | 2015 | 2016 | 2017 | 2018 | 2019 | 2020 | 2021 | 2022 | 2023 | 2024 | 2025 | 2026 | 2027 | 2028 | 2029 | 2030 | 2031 | 2032 | 2033 | 2034 | 2035 | 2036 | 2037 | 2038 | 2039 | 2040 | 2041 | 2042 | 2043
Costs
3Y- | Hrs- | Gravity Thickener | 2% | Labor |  |  | [hrs/yr] | 1460 |  |  | 52122 | 53164.44 | 54227.7288 | 55312.2834 | 56418.529 | 57546.8996 | 58697.8376 | 59871.7944 | 61069.2303 | 62290.6149 | 63536.4272 | 64807.1557 | 66103.2988 | 67425.3648 | 68773.8721 | 70149.3495 | 71552.3365 | 72983.3833 | 74443.0509 | 75931.9119 | 0 | 0 | 0 | 0 | 0 | 0 | 0 | 0 | 0 | 0
3Y- | OMM- | Gravity Thickener | 2% | Maintenance |  |  | [2013 $] | 10000 |  |  | 10200 | 10404 | 10612.08 | 10824.3216 | 11040.808 | 11261.6242 | 11486.8567 | 11716.5938 | 11950.9257 | 12189.9442 | 12433.7431 | 12682.4179 | 12936.0663 | 13194.7876 | 13458.6834 | 13727.8571 | 14002.4142 | 14282.4625 | 14568.1117 | 14859.474 | 0 | 0 | 0 | 0 | 0 | 0 | 0 | 0 | 0 | 0
3Y- | Chem- | Gravity Thickener | 2% | Chemicals |  |  | [2013 $] | 0 |  |  | 0 | 0 | 0 | 0 | 0 | 0 | 0 | 0 | 0 | 0 | 0 | 0 | 0 | 0 | 0 | 0 | 0 | 0 | 0 | 0 | 0 | 0 | 0 | 0 | 0 | 0 | 0 | 0 | 0 | 0
3Y- | Dispo- | Gravity Thickener | 2% | Reuse and Disposal Costs |  |  | [2013 $] | 0 |  |  | 0 | 0 | 0 | 0 | 0 | 0 | 0 | 0 | 0 | 0 | 0 | 0 | 0 | 0 | 0 | 0 | 0 | 0 | 0 | 0 | 0 | 0 | 0 | 0 | 0 | 0 | 0 | 0 | 0 | 0
3Y- | NG- | Gravity Thickener |  | Natural Gas |  |  | [MJ/yr] | 0 |  |  | 0 | 0 | 0 | 0 | 0 | 0 | 0 | 0 | 0 | 0 | 0 | 0 | 0 | 0 | 0 | 0 | 0 | 0 | 0 | 0 | 0 | 0 | 0 | 0 | 0 | 0 | 0 | 0 | 0 | 0
3Y- | kWh- | Gravity Thickener |  | Electricity Consumption |  |  | [kWh/yr] | 9130 |  |  | 589.6296 | 593.3051 | 618.8824 | 637.4474 | 652.8297 | 661.1815 | 671.9406 | 688.4958 | 704.9789 | 722.6051 | 738.2566 | 752.4727 | 769.8546 | 787.4009 | 806.1226 | 827.0954 | 847.3654 | 869.3474 | 892.6185 | 916.9007 | 0 | 0 | 0 | 0 | 0 | 0 | 0 | 0 | 0 | 0
3Y- | GHG- | Gravity Thickener | 2% | GHG Cost |  |  | [tCO2e/yr] | 0 |  |  | 0 | 0 | 0 | 0 | 0 | 0 | 0 | 0 | 0 | 0 | 0 | 0 | 0 | 0 | 0 | 0 | 0 | 0 | 0 | 0 | 0 | 0 | 0 | 0 | 0 | 0 | 0 | 0 | 0 | 0
3Y- | ExtraOrd- | Gravity Thickener | 2% | Extraordinary Maintenance Costs |  |  | [2013 $] | 0 |  |  | 0 | 0 | 0 | 0 | 0 | 0 | 0 | 0 | 0 | 0 | 0 | 0 | 0 | 0 | 0 | 0 | 0 | 0 | 0 | 0 | 0 | 0 | 0 | 0 | 0 | 0 | 0 | 0 | 0 | 0
Benefits
3Y- | kWhProd- | Gravity Thickener |  | Electricity Production |  |  | [kWh/yr] | 0 |  |  | 0 | 0 | 0 | 0 | 0 | 0 | 0 | 0 | 0 | 0 | 0 | 0 | 0 | 0 | 0 | 0 | 0 | 0 | 0 | 0 | 0 | 0 | 0 | 0 | 0 | 0 | 0 | 0 | 0 | 0
3Y- | TipFee- | Gravity Thickener | 2% | Tipping Fees |  |  | [2013 $] | 0 |  |  | 0 | 0 | 0 | 0 | 0 | 0 | 0 | 0 | 0 | 0 | 0 | 0 | 0 | 0 | 0 | 0 | 0 | 0 | 0 | 0 | 0 | 0 | 0 | 0 | 0 | 0 | 0 | 0 | 0 | 0
|  |  |  | Net Costs | [6 empty] | 62911.6296 | 64161.7451 | 65458.6912 | 66774.0523 | 68112.1667 | 69469.7053 | 70856.6349 | 72276.884 | 73725.1348 | 75203.1641 | 76708.4268 | 78242.0463 | 79809.2198 | 81407.5533 | 83038.6781 | 84704.302 | 86402.1161 | 88135.1931 | 89903.7812 | 91708.2865 | 0 | 0 | 0 | 0 | 0 | 0 | 0 | 0 | 0 | 0
|  |  |  | Pre-Dewatering Capital Costs |  |  | Units | Default Value | Overwrite Value |  | 2014 | 2015 | 2016 | 2017 | 2018 | 2019 | 2020 | 2021 | 2022 | 2023 | 2024 | 2025 | 2026 | 2027 | 2028 | 2029 | 2030 | 2031 | 2032 | 2033 | 2034 | 2035 | 2036 | 2037 | 2038 | 2039 | 2040 | 2041 | 2042 | 2043
3Y- | Capital | Pre-Dewatering | 3% | Capital Cost |  |  | [2013 $] | 0 |  |  | 0 | 0 | 0 | 0 | 0 | 0 | 0 | 0 | 0 | 0 | 0 | 0 | 0 | 0 | 0 | 0 | 0 | 0 | 0 | 0 | 0 | 0 | 0 | 0 | 0 | 0 | 0 | 0 | 0 | 0
|  |  |  | Project Schedule Spend Profile | [6 empty] | 100% | 0% | 0% | 0% | 0% | 0% | 0% | 0% | 0% | 0% | 0% | 0% | 0% | 0% | 0% | 0% | 0% | 0% | 0% | 0% | 0% | 0% | 0% | 0% | 0% | 0% | 0% | 0% | 0% | 0%
|  |  |  | Pre-Dewatering O&M |  |  | Units | Default Value | Overwrite Value |  | 2014 | 2015 | 2016 | 2017 | 2018 | 2019 | 2020 | 2021 | 2022 | 2023 | 2024 | 2025 | 2026 | 2027 | 2028 | 2029 | 2030 | 2031 | 2032 | 2033 | 2034 | 2035 | 2036 | 2037 | 2038 | 2039 | 2040 | 2041 | 2042 | 2043
Costs
3Y- | Hrs- | Pre-Dewatering | 2% | Labor |  |  | [hrs/yr] | 0 |  |  | 0 | 0 | 0 | 0 | 0 | 0 | 0 | 0 | 0 | 0 | 0 | 0 | 0 | 0 | 0 | 0 | 0 | 0 | 0 | 0 | 0 | 0 | 0 | 0 | 0 | 0 | 0 | 0 | 0 | 0
3Y- | OMM- | Pre-Dewatering | 2% | Maintenance |  |  | [2013 $] | 0 |  |  | 0 | 0 | 0 | 0 | 0 | 0 | 0 | 0 | 0 | 0 | 0 | 0 | 0 | 0 | 0 | 0 | 0 | 0 | 0 | 0 | 0 | 0 | 0 | 0 | 0 | 0 | 0 | 0 | 0 | 0
3Y- | Chem- | Pre-Dewatering | 2% | Chemicals |  |  | [2013 $] | 0 |  |  | 0 | 0 | 0 | 0 | 0 | 0 | 0 | 0 | 0 | 0 | 0 | 0 | 0 | 0 | 0 | 0 | 0 | 0 | 0 | 0 | 0 | 0 | 0 | 0 | 0 | 0 | 0 | 0 | 0 | 0
3Y- | Dispo- | Pre-Dewatering | 2% | Reuse and Disposal Costs |  |  | [2013 $] | 0 |  |  | 0 | 0 | 0 | 0 | 0 | 0 | 0 | 0 | 0 | 0 | 0 | 0 | 0 | 0 | 0 | 0 | 0 | 0 | 0 | 0 | 0 | 0 | 0 | 0 | 0 | 0 | 0 | 0 | 0 | 0
3Y- | NG- | Pre-Dewatering |  | Natural Gas |  |  | [MJ/yr] | 0 |  |  | 0 | 0 | 0 | 0 | 0 | 0 | 0 | 0 | 0 | 0 | 0 | 0 | 0 | 0 | 0 | 0 | 0 | 0 | 0 | 0 | 0 | 0 | 0 | 0 | 0 | 0 | 0 | 0 | 0 | 0
3Y- | kWh- | Pre-Dewatering |  | Electricity Consumption |  |  | [kWh/yr] | 0 |  |  | 0 | 0 | 0 | 0 | 0 | 0 | 0 | 0 | 0 | 0 | 0 | 0 | 0 | 0 | 0 | 0 | 0 | 0 | 0 | 0 | 0 | 0 | 0 | 0 | 0 | 0 | 0 | 0 | 0 | 0
3Y- | GHG- | Pre-Dewatering | 2% | GHG Cost |  |  | [tCO2e/yr] | 0 |  |  | 0 | 0 | 0 | 0 | 0 | 0 | 0 | 0 | 0 | 0 | 0 | 0 | 0 | 0 | 0 | 0 | 0 | 0 | 0 | 0 | 0 | 0 | 0 | 0 | 0 | 0 | 0 | 0 | 0 | 0
3Y- | ExtraOrd- | Pre-Dewatering | 2% | Extraordinary Maintenance Costs |  |  | [2013 $] | 0 |  |  | 0 | 0 | 0 | 0 | 0 | 0 | 0 | 0 | 0 | 0 | 0 | 0 | 0 | 0 | 0 | 0 | 0 | 0 | 0 | 0 | 0 | 0 | 0 | 0 | 0 | 0 | 0 | 0 | 0 | 0
Benefits
3Y- | kWhProd- | Pre-Dewatering |  | Electricity Production |  |  | [kWh/yr] | 0 |  |  | 0 | 0 | 0 | 0 | 0 | 0 | 0 | 0 | 0 | 0 | 0 | 0 | 0 | 0 | 0 | 0 | 0 | 0 | 0 | 0 | 0 | 0 | 0 | 0 | 0 | 0 | 0 | 0 | 0 | 0
3Y- | TipFee- | Pre-Dewatering | 2% | Tipping Fees |  |  | [2013 $] | 0 |  |  | 0 | 0 | 0 | 0 | 0 | 0 | 0 | 0 | 0 | 0 | 0 | 0 | 0 | 0 | 0 | 0 | 0 | 0 | 0 | 0 | 0 | 0 | 0 | 0 | 0 | 0 | 0 | 0 | 0 | 0
|  |  |  | Net Costs | [6 empty] | 0 | 0 | 0 | 0 | 0 | 0 | 0 | 0 | 0 | 0 | 0 | 0 | 0 | 0 | 0 | 0 | 0 | 0 | 0 | 0 | 0 | 0 | 0 | 0 | 0 | 0 | 0 | 0 | 0 | 0
|  |  |  | Pre-Treatment (CAMBI) Capital Costs |  |  | Units | Default Value | Overwrite Value |  | 2014 | 2015 | 2016 | 2017 | 2018 | 2019 | 2020 | 2021 | 2022 | 2023 | 2024 | 2025 | 2026 | 2027 | 2028 | 2029 | 2030 | 2031 | 2032 | 2033 | 2034 | 2035 | 2036 | 2037 | 2038 | 2039 | 2040 | 2041 | 2042 | 2043
3Y- | Capital | Pre-Treatment (CAMBI) | 3% | Capital Cost |  |  | [2013 $] | 0 |  |  | 0 | 0 | 0 | 0 | 0 | 0 | 0 | 0 | 0 | 0 | 0 | 0 | 0 | 0 | 0 | 0 | 0 | 0 | 0 | 0 | 0 | 0 | 0 | 0 | 0 | 0 | 0 | 0 | 0 | 0
|  |  |  | Project Schedule Spend Profile | [6 empty] | 100% | 0% | 0% | 0% | 0% | 0% | 0% | 0% | 0% | 0% | 0% | 0% | 0% | 0% | 0% | 0% | 0% | 0% | 0% | 0% | 0% | 0% | 0% | 0% | 0% | 0% | 0% | 0% | 0% | 0%
|  |  |  | Pre-Treatment (CAMBI) O&M |  |  | Units | Default Value | Overwrite Value |  | 2014 | 2015 | 2016 | 2017 | 2018 | 2019 | 2020 | 2021 | 2022 | 2023 | 2024 | 2025 | 2026 | 2027 | 2028 | 2029 | 2030 | 2031 | 2032 | 2033 | 2034 | 2035 | 2036 | 2037 | 2038 | 2039 | 2040 | 2041 | 2042 | 2043
Costs
3Y- | Hrs- | Pre-Treatment (CAMBI) | 2% | Labor |  |  | [hrs/yr] | 0 |  |  | 0 | 0 | 0 | 0 | 0 | 0 | 0 | 0 | 0 | 0 | 0 | 0 | 0 | 0 | 0 | 0 | 0 | 0 | 0 | 0 | 0 | 0 | 0 | 0 | 0 | 0 | 0 | 0 | 0 | 0
3Y- | OMM- | Pre-Treatment (CAMBI) | 2% | Maintenance |  |  | [2013 $] | 0 |  |  | 0 | 0 | 0 | 0 | 0 | 0 | 0 | 0 | 0 | 0 | 0 | 0 | 0 | 0 | 0 | 0 | 0 | 0 | 0 | 0 | 0 | 0 | 0 | 0 | 0 | 0 | 0 | 0 | 0 | 0
3Y- | Chem- | Pre-Treatment (CAMBI) | 2% | Chemicals |  |  | [2013 $] | 0 |  |  | 0 | 0 | 0 | 0 | 0 | 0 | 0 | 0 | 0 | 0 | 0 | 0 | 0 | 0 | 0 | 0 | 0 | 0 | 0 | 0 | 0 | 0 | 0 | 0 | 0 | 0 | 0 | 0 | 0 | 0
3Y- | Dispo- | Pre-Treatment (CAMBI) | 2% | Reuse and Disposal Costs |  |  | [2013 $] | 0 |  |  | 0 | 0 | 0 | 0 | 0 | 0 | 0 | 0 | 0 | 0 | 0 | 0 | 0 | 0 | 0 | 0 | 0 | 0 | 0 | 0 | 0 | 0 | 0 | 0 | 0 | 0 | 0 | 0 | 0 | 0
3Y- | NG- | Pre-Treatment (CAMBI) |  | Natural Gas |  |  | [MJ/yr] | 0 |  |  | 0 | 0 | 0 | 0 | 0 | 0 | 0 | 0 | 0 | 0 | 0 | 0 | 0 | 0 | 0 | 0 | 0 | 0 | 0 | 0 | 0 | 0 | 0 | 0 | 0 | 0 | 0 | 0 | 0 | 0
3Y- | kWh- | Pre-Treatment (CAMBI) |  | Electricity Consumption |  |  | [kWh/yr] | 0 |  |  | 0 | 0 | 0 | 0 | 0 | 0 | 0 | 0 | 0 | 0 | 0 | 0 | 0 | 0 | 0 | 0 | 0 | 0 | 0 | 0 | 0 | 0 | 0 | 0 | 0 | 0 | 0 | 0 | 0 | 0
3Y- | GHG- | Pre-Treatment (CAMBI) | 2% | GHG Cost |  |  | [tCO2e/yr] | 0 |  |  | 0 | 0 | 0 | 0 | 0 | 0 | 0 | 0 | 0 | 0 | 0 | 0 | 0 | 0 | 0 | 0 | 0 | 0 | 0 | 0 | 0 | 0 | 0 | 0 | 0 | 0 | 0 | 0 | 0 | 0
3Y- | ExtraOrd- | Pre-Treatment (CAMBI) | 2% | Extraordinary Maintenance Costs |  |  | [2013 $] | 0 |  |  | 0 | 0 | 0 | 0 | 0 | 0 | 0 | 0 | 0 | 0 | 0 | 0 | 0 | 0 | 0 | 0 | 0 | 0 | 0 | 0 | 0 | 0 | 0 | 0 | 0 | 0 | 0 | 0 | 0 | 0
Benefits
3Y- | kWhProd- | Pre-Treatment (CAMBI) |  | Electricity Production |  |  | [kWh/yr] | 0 |  |  | 0 | 0 | 0 | 0 | 0 | 0 | 0 | 0 | 0 | 0 | 0 | 0 | 0 | 0 | 0 | 0 | 0 | 0 | 0 | 0 | 0 | 0 | 0 | 0 | 0 | 0 | 0 | 0 | 0 | 0
3Y- | TipFee- | Pre-Treatment (CAMBI) | 2% | Tipping Fees |  |  | [2013 $] | 0 |  |  | 0 | 0 | 0 | 0 | 0 | 0 | 0 | 0 | 0 | 0 | 0 | 0 | 0 | 0 | 0 | 0 | 0 | 0 | 0 | 0 | 0 | 0 | 0 | 0 | 0 | 0 | 0 | 0 | 0 | 0
|  |  |  | Net Costs | [6 empty] | 0 | 0 | 0 | 0 | 0 | 0 | 0 | 0 | 0 | 0 | 0 | 0 | 0 | 0 | 0 | 0 | 0 | 0 | 0 | 0 | 0 | 0 | 0 | 0 | 0 | 0 | 0 | 0 | 0 | 0
|  |  |  | Sitework Capital Costs |  |  | Units | Default Value | Overwrite Value |  | 2014 | 2015 | 2016 | 2017 | 2018 | 2019 | 2020 | 2021 | 2022 | 2023 | 2024 | 2025 | 2026 | 2027 | 2028 | 2029 | 2030 | 2031 | 2032 | 2033 | 2034 | 2035 | 2036 | 2037 | 2038 | 2039 | 2040 | 2041 | 2042 | 2043
3Y- | Capital | Sitework | 3% | Capital Cost |  |  | [2013 $] | 848000 |  |  | 873440 | 0 | 0 | 0 | 0 | 0 | 0 | 0 | 0 | 0 | 0 | 0 | 0 | 0 | 0 | 0 | 0 | 0 | 0 | 0 | 0 | 0 | 0 | 0 | 0 | 0 | 0 | 0 | 0 | 0
|  |  |  | Project Schedule Spend Profile | [6 empty] | 100% | 0% | 0% | 0% | 0% | 0% | 0% | 0% | 0% | 0% | 0% | 0% | 0% | 0% | 0% | 0% | 0% | 0% | 0% | 0% | 0% | 0% | 0% | 0% | 0% | 0% | 0% | 0% | 0% | 0%
|  |  |  | General Requirements Capital Costs |  |  | Units | Default Value | Overwrite Value |  | 2014 | 2015 | 2016 | 2017 | 2018 | 2019 | 2020 | 2021 | 2022 | 2023 | 2024 | 2025 | 2026 | 2027 | 2028 | 2029 | 2030 | 2031 | 2032 | 2033 | 2034 | 2035 | 2036 | 2037 | 2038 | 2039 | 2040 | 2041 | 2042 | 2043
3Y- | Capital | General Requirements | 3% | Capital Cost |  |  | [2013 $] | 1696000 |  |  | 1746880 | 0 | 0 | 0 | 0 | 0 | 0 | 0 | 0 | 0 | 0 | 0 | 0 | 0 | 0 | 0 | 0 | 0 | 0 | 0 | 0 | 0 | 0 | 0 | 0 | 0 | 0 | 0 | 0 | 0
|  |  |  | Project Schedule Spend Profile | [6 empty] | 100% | 0% | 0% | 0% | 0% | 0% | 0% | 0% | 0% | 0% | 0% | 0% | 0% | 0% | 0% | 0% | 0% | 0% | 0% | 0% | 0% | 0% | 0% | 0% | 0% | 0% | 0% | 0% | 0% | 0%
|  |  |  | Contingencies Capital Costs |  |  | Units | Default Value | Overwrite Value |  | 2014 | 2015 | 2016 | 2017 | 2018 | 2019 | 2020 | 2021 | 2022 | 2023 | 2024 | 2025 | 2026 | 2027 | 2028 | 2029 | 2030 | 2031 | 2032 | 2033 | 2034 | 2035 | 2036 | 2037 | 2038 | 2039 | 2040 | 2041 | 2042 | 2043
3Y- | Capital | Contingencies | 3% | Capital Cost |  |  | [2013 $] | 5852000 |  |  | 6027560 | 0 | 0 | 0 | 0 | 0 | 0 | 0 | 0 | 0 | 0 | 0 | 0 | 0 | 0 | 0 | 0 | 0 | 0 | 0 | 0 | 0 | 0 | 0 | 0 | 0 | 0 | 0 | 0 | 0
|  |  |  | Project Schedule Spend Profile | [6 empty] | 100% | 0% | 0% | 0% | 0% | 0% | 0% | 0% | 0% | 0% | 0% | 0% | 0% | 0% | 0% | 0% | 0% | 0% | 0% | 0% | 0% | 0% | 0% | 0% | 0% | 0% | 0% | 0% | 0% | 0%
|  |  |  | Engineering, Legal & Admin Capital Costs |  |  | Units | Default Value | Overwrite Value |  | 2014 | 2015 | 2016 | 2017 | 2018 | 2019 | 2020 | 2021 | 2022 | 2023 | 2024 | 2025 | 2026 | 2027 | 2028 | 2029 | 2030 | 2031 | 2032 | 2033 | 2034 | 2035 | 2036 | 2037 | 2038 | 2039 | 2040 | 2041 | 2042 | 2043
3Y- | Capital | Engineering, Legal & Admin | 3% | Capital Cost |  |  | [2013 $] | 3804000 |  |  | 3918120 | 0 | 0 | 0 | 0 | 0 | 0 | 0 | 0 | 0 | 0 | 0 | 0 | 0 | 0 | 0 | 0 | 0 | 0 | 0 | 0 | 0 | 0 | 0 | 0 | 0 | 0 | 0 | 0 | 0
|  |  |  | Project Schedule Spend Profile | [6 empty] | 100% | 0% | 0% | 0% | 0% | 0% | 0% | 0% | 0% | 0% | 0% | 0% | 0% | 0% | 0% | 0% | 0% | 0% | 0% | 0% | 0% | 0% | 0% | 0% | 0% | 0% | 0% | 0% | 0% | 0%
|  |  |  | Land Application O&M |  |  | Units | Default Value | Overwrite Value |  | 2014 | 2015 | 2016 | 2017 | 2018 | 2019 | 2020 | 2021 | 2022 | 2023 | 2024 | 2025 | 2026 | 2027 | 2028 | 2029 | 2030 | 2031 | 2032 | 2033 | 2034 | 2035 | 2036 | 2037 | 2038 | 2039 | 2040 | 2041 | 2042 | 2043
Costs
3Y- | Hrs- | Land Application | 2% | Labor |  |  | [hrs/yr] | 0 |  |  | 0 | 0 | 0 | 0 | 0 | 0 | 0 | 0 | 0 | 0 | 0 | 0 | 0 | 0 | 0 | 0 | 0 | 0 | 0 | 0 | 0 | 0 | 0 | 0 | 0 | 0 | 0 | 0 | 0 | 0
3Y- | OMM- | Land Application | 2% | Maintenance |  |  | [2013 $] | 0 |  |  | 0 | 0 | 0 | 0 | 0 | 0 | 0 | 0 | 0 | 0 | 0 | 0 | 0 | 0 | 0 | 0 | 0 | 0 | 0 | 0 | 0 | 0 | 0 | 0 | 0 | 0 | 0 | 0 | 0 | 0
3Y- | Chem- | Land Application | 2% | Chemicals |  |  | [2013 $] | 0 |  |  | 0 | 0 | 0 | 0 | 0 | 0 | 0 | 0 | 0 | 0 | 0 | 0 | 0 | 0 | 0 | 0 | 0 | 0 | 0 | 0 | 0 | 0 | 0 | 0 | 0 | 0 | 0 | 0 | 0 | 0
3Y- | Dispo- | Land Application | 2% | Reuse and Disposal Costs |  |  | [2013 $] | 0 |  |  | 0 | 0 | 0 | 0 | 0 | 0 | 0 | 0 | 0 | 0 | 0 | 0 | 0 | 0 | 0 | 0 | 0 | 0 | 0 | 0 | 0 | 0 | 0 | 0 | 0 | 0 | 0 | 0 | 0 | 0
3Y- | NG- | Land Application |  | Natural Gas |  |  | [MJ/yr] | 0 |  |  | 0 | 0 | 0 | 0 | 0 | 0 | 0 | 0 | 0 | 0 | 0 | 0 | 0 | 0 | 0 | 0 | 0 | 0 | 0 | 0 | 0 | 0 | 0 | 0 | 0 | 0 | 0 | 0 | 0 | 0
3Y- | kWh- | Land Application |  | Electricity Consumption |  |  | [kWh/yr] | 0 |  |  | 0 | 0 | 0 | 0 | 0 | 0 | 0 | 0 | 0 | 0 | 0 | 0 | 0 | 0 | 0 | 0 | 0 | 0 | 0 | 0 | 0 | 0 | 0 | 0 | 0 | 0 | 0 | 0 | 0 | 0
3Y- | GHG- | Land Application | 2% | GHG Cost |  |  | [tCO2e/yr] | 0 |  |  | 0 | 0 | 0 | 0 | 0 | 0 | 0 | 0 | 0 | 0 | 0 | 0 | 0 | 0 | 0 | 0 | 0 | 0 | 0 | 0 | 0 | 0 | 0 | 0 | 0 | 0 | 0 | 0 | 0 | 0
3Y- | ExtraOrd- | Land Application | 2% | Extraordinary Maintenance Costs |  |  | [2013 $] | 0 |  |  | 0 | 0 | 0 | 0 | 0 | 0 | 0 | 0 | 0 | 0 | 0 | 0 | 0 | 0 | 0 | 0 | 0 | 0 | 0 | 0 | 0 | 0 | 0 | 0 | 0 | 0 | 0 | 0 | 0 | 0
Benefits
3Y- | kWhProd- | Land Application |  | Electricity Production |  |  | [kWh/yr] | 0 |  |  | 0 | 0 | 0 | 0 | 0 | 0 | 0 | 0 | 0 | 0 | 0 | 0 | 0 | 0 | 0 | 0 | 0 | 0 | 0 | 0 | 0 | 0 | 0 | 0 | 0 | 0 | 0 | 0 | 0 | 0
3Y- | TipFee- | Land Application | 2% | Tipping Fees |  |  | [2013 $] | 0 |  |  | 0 | 0 | 0 | 0 | 0 | 0 | 0 | 0 | 0 | 0 | 0 | 0 | 0 | 0 | 0 | 0 | 0 | 0 | 0 | 0 | 0 | 0 | 0 | 0 | 0 | 0 | 0 | 0 | 0 | 0
|  |  |  | Net Costs | [6 empty] | 0 | 0 | 0 | 0 | 0 | 0 | 0 | 0 | 0 | 0 | 0 | 0 | 0 | 0 | 0 | 0 | 0 | 0 | 0 | 0 | 0 | 0 | 0 | 0 | 0 | 0 | 0 | 0 | 0 | 0
|  |  |  | Land Disposal O&M |  |  | Units | Default Value | Overwrite Value |  | 2014 | 2015 | 2016 | 2017 | 2018 | 2019 | 2020 | 2021 | 2022 | 2023 | 2024 | 2025 | 2026 | 2027 | 2028 | 2029 | 2030 | 2031 | 2032 | 2033 | 2034 | 2035 | 2036 | 2037 | 2038 | 2039 | 2040 | 2041 | 2042 | 2043
Costs
3Y- | Hrs- | Land Disposal | 2% | Labor |  |  | [hrs/yr] | 0 |  |  | 0 | 0 | 0 | 0 | 0 | 0 | 0 | 0 | 0 | 0 | 0 | 0 | 0 | 0 | 0 | 0 | 0 | 0 | 0 | 0 | 0 | 0 | 0 | 0 | 0 | 0 | 0 | 0 | 0 | 0
3Y- | OMM- | Land Disposal | 2% | Maintenance |  |  | [2013 $] | 0 |  |  | 0 | 0 | 0 | 0 | 0 | 0 | 0 | 0 | 0 | 0 | 0 | 0 | 0 | 0 | 0 | 0 | 0 | 0 | 0 | 0 | 0 | 0 | 0 | 0 | 0 | 0 | 0 | 0 | 0 | 0
3Y- | Chem- | Land Disposal | 2% | Chemicals |  |  | [2013 $] | 0 |  |  | 0 | 0 | 0 | 0 | 0 | 0 | 0 | 0 | 0 | 0 | 0 | 0 | 0 | 0 | 0 | 0 | 0 | 0 | 0 | 0 | 0 | 0 | 0 | 0 | 0 | 0 | 0 | 0 | 0 | 0
3Y- | Dispo- | Land Disposal | 2% | Reuse and Disposal Costs |  |  | [2013 $] | 0 |  |  | 0 | 0 | 0 | 0 | 0 | 0 | 0 | 0 | 0 | 0 | 0 | 0 | 0 | 0 | 0 | 0 | 0 | 0 | 0 | 0 | 0 | 0 | 0 | 0 | 0 | 0 | 0 | 0 | 0 | 0
3Y- | NG- | Land Disposal |  | Natural Gas |  |  | [MJ/yr] | 0 |  |  | 0 | 0 | 0 | 0 | 0 | 0 | 0 | 0 | 0 | 0 | 0 | 0 | 0 | 0 | 0 | 0 | 0 | 0 | 0 | 0 | 0 | 0 | 0 | 0 | 0 | 0 | 0 | 0 | 0 | 0
3Y- | kWh- | Land Disposal |  | Electricity Consumption |  |  | [kWh/yr] | 0 |  |  | 0 | 0 | 0 | 0 | 0 | 0 | 0 | 0 | 0 | 0 | 0 | 0 | 0 | 0 | 0 | 0 | 0 | 0 | 0 | 0 | 0 | 0 | 0 | 0 | 0 | 0 | 0 | 0 | 0 | 0
3Y- | GHG- | Land Disposal | 2% | GHG Cost |  |  | [tCO2e/yr] | 0 |  |  | 0 | 0 | 0 | 0 | 0 | 0 | 0 | 0 | 0 | 0 | 0 | 0 | 0 | 0 | 0 | 0 | 0 | 0 | 0 | 0 | 0 | 0 | 0 | 0 | 0 | 0 | 0 | 0 | 0 | 0
3Y- | ExtraOrd- | Land Disposal | 2% | Extraordinary Maintenance Costs |  |  | [2013 $] | 0 |  |  | 0 | 0 | 0 | 0 | 0 | 0 | 0 | 0 | 0 | 0 | 0 | 0 | 0 | 0 | 0 | 0 | 0 | 0 | 0 | 0 | 0 | 0 | 0 | 0 | 0 | 0 | 0 | 0 | 0 | 0
Benefits
3Y- | kWhProd- | Land Disposal |  | Electricity Production |  |  | [kWh/yr] | 0 |  |  | 0 | 0 | 0 | 0 | 0 | 0 | 0 | 0 | 0 | 0 | 0 | 0 | 0 | 0 | 0 | 0 | 0 | 0 | 0 | 0 | 0 | 0 | 0 | 0 | 0 | 0 | 0 | 0 | 0 | 0
3Y- | TipFee- | Land Disposal | 2% | Tipping Fees |  |  | [2013 $] | 0 |  |  | 0 | 0 | 0 | 0 | 0 | 0 | 0 | 0 | 0 | 0 | 0 | 0 | 0 | 0 | 0 | 0 | 0 | 0 | 0 | 0 | 0 | 0 | 0 | 0 | 0 | 0 | 0 | 0 | 0 | 0
|  |  |  | Net Costs | [6 empty] | 0 | 0 | 0 | 0 | 0 | 0 | 0 | 0 | 0 | 0 | 0 | 0 | 0 | 0 | 0 | 0 | 0 | 0 | 0 | 0 | 0 | 0 | 0 | 0 | 0 | 0 | 0 | 0 | 0 | 0
|  |  |  | General O&M O&M |  |  | Units | Default Value | Overwrite Value |  | 2014 | 2015 | 2016 | 2017 | 2018 | 2019 | 2020 | 2021 | 2022 | 2023 | 2024 | 2025 | 2026 | 2027 | 2028 | 2029 | 2030 | 2031 | 2032 | 2033 | 2034 | 2035 | 2036 | 2037 | 2038 | 2039 | 2040 | 2041 | 2042 | 2043
Costs
3Y- | Hrs- | General O&M | 2% | Labor |  |  | [hrs/yr] | 0 |  |  | 0 | 0 | 0 | 0 | 0 | 0 | 0 | 0 | 0 | 0 | 0 | 0 | 0 | 0 | 0 | 0 | 0 | 0 | 0 | 0 | 0 | 0 | 0 | 0 | 0 | 0 | 0 | 0 | 0 | 0
3Y- | OMM- | General O&M | 2% | Maintenance |  |  | [2013 $] | 0 |  |  | 0 | 0 | 0 | 0 | 0 | 0 | 0 | 0 | 0 | 0 | 0 | 0 | 0 | 0 | 0 | 0 | 0 | 0 | 0 | 0 | 0 | 0 | 0 | 0 | 0 | 0 | 0 | 0 | 0 | 0
3Y- | Chem- | General O&M | 2% | Chemicals |  |  | [2013 $] | 127000 |  |  | 129540 | 132130.8 | 134773.416 | 137468.8843 | 140218.262 | 143022.6272 | 145883.0798 | 148800.7414 | 151776.7562 | 154812.2913 | 157908.5372 | 161066.7079 | 164288.0421 | 167573.8029 | 170925.279 | 174343.7845 | 177830.6602 | 181387.2734 | 185015.0189 | 188715.3193 | 0 | 0 | 0 | 0 | 0 | 0 | 0 | 0 | 0 | 0
3Y- | Dispo- | General O&M | 2% | Reuse and Disposal Costs |  |  | [2013 $] | 0 |  |  | 0 | 0 | 0 | 0 | 0 | 0 | 0 | 0 | 0 | 0 | 0 | 0 | 0 | 0 | 0 | 0 | 0 | 0 | 0 | 0 | 0 | 0 | 0 | 0 | 0 | 0 | 0 | 0 | 0 | 0
3Y- | NG- | General O&M |  | Natural Gas |  |  | [MJ/yr] | 0 |  |  | 0 | 0 | 0 | 0 | 0 | 0 | 0 | 0 | 0 | 0 | 0 | 0 | 0 | 0 | 0 | 0 | 0 | 0 | 0 | 0 | 0 | 0 | 0 | 0 | 0 | 0 | 0 | 0 | 0 | 0
3Y- | kWh- | General O&M |  | Electricity Consumption |  |  | [kWh/yr] | 0 |  |  | 0 | 0 | 0 | 0 | 0 | 0 | 0 | 0 | 0 | 0 | 0 | 0 | 0 | 0 | 0 | 0 | 0 | 0 | 0 | 0 | 0 | 0 | 0 | 0 | 0 | 0 | 0 | 0 | 0 | 0
3Y- | GHG- | General O&M | 2% | GHG Cost |  |  | [tCO2e/yr] | 0 |  |  | 0 | 0 | 0 | 0 | 0 | 0 | 0 | 0 | 0 | 0 | 0 | 0 | 0 | 0 | 0 | 0 | 0 | 0 | 0 | 0 | 0 | 0 | 0 | 0 | 0 | 0 | 0 | 0 | 0 | 0
3Y- | ExtraOrd- | General O&M | 2% | Extraordinary Maintenance Costs |  |  | [2013 $] | 0 |  |  | 0 | 0 | 0 | 0 | 0 | 0 | 0 | 0 | 0 | 0 | 0 | 0 | 0 | 0 | 0 | 0 | 0 | 0 | 0 | 0 | 0 | 0 | 0 | 0 | 0 | 0 | 0 | 0 | 0 | 0
Benefits
3Y- | kWhProd- | General O&M |  | Electricity Production |  |  | [kWh/yr] | 0 |  |  | 0 | 0 | 0 | 0 | 0 | 0 | 0 | 0 | 0 | 0 | 0 | 0 | 0 | 0 | 0 | 0 | 0 | 0 | 0 | 0 | 0 | 0 | 0 | 0 | 0 | 0 | 0 | 0 | 0 | 0
3Y- | TipFee- | General O&M | 2% | Tipping Fees |  |  | [2013 $] | 0 |  |  | 0 | 0 | 0 | 0 | 0 | 0 | 0 | 0 | 0 | 0 | 0 | 0 | 0 | 0 | 0 | 0 | 0 | 0 | 0 | 0 | 0 | 0 | 0 | 0 | 0 | 0 | 0 | 0 | 0 | 0
|  |  |  | Net Costs | [6 empty] | 129540 | 132130.8 | 134773.416 | 137468.8843 | 140218.262 | 143022.6272 | 145883.0798 | 148800.7414 | 151776.7562 | 154812.2913 | 157908.5372 | 161066.7079 | 164288.0421 | 167573.8029 | 170925.279 | 174343.7845 | 177830.6602 | 181387.2734 | 185015.0189 | 188715.3193 | 0 | 0 | 0 | 0 | 0 | 0 | 0 | 0 | 0 | 0
|  |  |  | Electricity |  |  | Units |  |  |  | 2014 | 2015 | 2016 | 2017 | 2018 | 2019 | 2020 | 2021 | 2022 | 2023 | 2024 | 2025 | 2026 | 2027 | 2028 | 2029 | 2030 | 2031 | 2032 | 2033 | 2034 | 2035 | 2036 | 2037 | 2038 | 2039 | 2040 | 2041 | 2042 | 2043
|  |  |  | Usage Cost of Electricity Forecast |  |  | [Nominal $/kWh] |  |  |  | 0.064582 | 0.064984 | 0.067786 | 0.069819 | 0.071504 | 0.072419 | 0.073597 | 0.07541 | 0.077216 | 0.079146 | 0.080861 | 0.082418 | 0.084321 | 0.086243 | 0.088294 | 0.090591 | 0.092811 | 0.095219 | 0.097768 | 0.10043 | 0.10338 | 0.10714 | 0.11153 | 0.1157 | 0.11992 | 0.12437 | 0.12799 | 0.1308 | 0.13368 | 0.13662
|  |  |  | Natural Gas |  |  | Units |  |  |  | 2014 | 2015 | 2016 | 2017 | 2018 | 2019 | 2020 | 2021 | 2022 | 2023 | 2024 | 2025 | 2026 | 2027 | 2028 | 2029 | 2030 | 2031 | 2032 | 2033 | 2034 | 2035 | 2036 | 2037 | 2038 | 2039 | 2040 | 2041 | 2042 | 2043
|  |  |  | Usage Cost of Natural Gas Forecast |  |  | [Nominal $/GJ] |  |  |  | 0.0043492 | 0.0044637 | 0.0049882 | 0.005274 | 0.005627 | 0.0058541 | 0.0060384 | 0.0062668 | 0.0065922 | 0.0069223 | 0.0071632 | 0.0073415 | 0.0076021 | 0.0077885 | 0.0080592 | 0.0083232 | 0.0085754 | 0.0088889 | 0.0091809 | 0.0095488 | 0.010078 | 0.010655 | 0.011383 | 0.012093 | 0.01283 | 0.013272 | 0.013882 | 0.014424 | 0.014986 | 0.015571
|  |  |  | Clean-Up Schedule | [6 empty] | 2014 | 2015 | 2016 | 2017 | 2018 | 2019 | 2020 | 2021 | 2022 | 2023 | 2024 | 2025 | 2026 | 2027 | 2028 | 2029 | 2030 | 2031 | 2032 | 2033 | 2034 | 2035 | 2036 | 2037 | 2038 | 2039 | 2040 | 2041 | 2042 | 2043
[11 empty] | 0 | 0 | 0 | 0 | 1 | 1 | 1 | 1 | 1 | 2 | 2 | 2 | 2 | 2 | 3 | 3 | 3 | 3 | 3 | 4 | 4 | 4 | 4 | 4 | 5 | 5 | 5 | 5 | 5 | 6
|  |  |  | Clean-Up Schedule - 5 yrs | [6 empty] | 0 | 0 | 0 | 0 | 1 | 0 | 0 | 0 | 0 | 1 | 0 | 0 | 0 | 0 | 1 | 0 | 0 | 0 | 0 | 1 | 0 | 0 | 0 | 0 | 1 | 0 | 0 | 0 | 0 | 1
GHG Cost
|  |  |  | GHG Cost | [6 empty] | 0 | 0 | 0 | 0 | 0 | 0 | 0 | 0 | 0 | 0 | 0 | 0 | 0 | 0 | 0 | 0 | 0 | 0 | 0 | 0 | 0 | 0 | 0 | 0 | 0 | 0 | 0 | 0 | 0 | 0

## 4Y
[5 empty] | Client | Water & Environment Research Foundation
[5 empty] | Project | ENER1C12
[5 empty] | Configuration Number: | 4Y
COST SUMMARY
Config | Category | Part | Esc Factor | Capital Cost Summary |  |  |  | NPV 2013 $ | Overwrite Value |  | 2014 | 2015 | 2016 | 2017 | 2018 | 2019 | 2020 | 2021 | 2022 | 2023 | 2024 | 2025 | 2026 | 2027 | 2028 | 2029 | 2030 | 2031 | 2032 | 2033 | 2034 | 2035 | 2036 | 2037 | 2038 | 2039 | 2040 | 2041 | 2042 | 2043
| Capital |  |  | Capital Cost |  |  | [2013 $] | 31473301.8868 |  |  | 33361700 | 0 | 0 | 0 | 0 | 0 | 0 | 0 | 0 | 0 | 0 | 0 | 0 | 0 | 0 | 0 | 0 | 0 | 0 | 0 | 0 | 0 | 0 | 0 | 0 | 0 | 0 | 0 | 0 | 0
|  |  |  | Blank Capital Line 1 |  |  | [2013 $] | 0
|  |  |  | Blank Capital Line 2 |  |  | [2013 $] | 0
|  |  |  | Blank Capital Line 3 |  |  | [2013 $] | 0
|  |  |  | Total Capital Costs |  |  |  | 31473301.8868 |  |  | 33361700 | 0 | 0 | 0 | 0 | 0 | 0 | 0 | 0 | 0 | 0 | 0 | 0 | 0 | 0 | 0 | 0 | 0 | 0 | 0 | 0 | 0 | 0 | 0 | 0 | 0 | 0 | 0 | 0 | 0
|  |  |  | O&M Summary |  |  | Percent of Total O&M | NPV 2013 $ | Overwrite Value |  | 2014 | 2015 | 2016 | 2017 | 2018 | 2019 | 2020 | 2021 | 2022 | 2023 | 2024 | 2025 | 2026 | 2027 | 2028 | 2029 | 2030 | 2031 | 2032 | 2033 | 2034 | 2035 | 2036 | 2037 | 2038 | 2039 | 2040 | 2041 | 2042 | 2043
Costs
| Hrs- |  |  | Labor |  |  | [2013 $] | 11189020.9424 |  |  | 833952 | 850631.04 | 867643.6608 | 884996.534 | 902696.4647 | 920750.394 | 939165.4019 | 957948.7099 | 977107.6841 | 996649.8378 | 1016582.8345 | 1036914.4912 | 1057652.7811 | 1078805.8367 | 1100381.9534 | 1122389.5925 | 1144837.3843 | 1167734.132 | 1191088.8147 | 1214910.591 | 0 | 0 | 0 | 0 | 0 | 0 | 0 | 0 | 0 | 0
| OMM- |  |  | Maintenance |  |  | [2013 $] | 3065485.1897 |  |  | 228480 | 233049.6 | 237710.592 | 242464.8038 | 247314.0999 | 252260.3819 | 257305.5896 | 262451.7013 | 267700.7354 | 273054.7501 | 278515.8451 | 284086.162 | 289767.8852 | 295563.2429 | 301474.5078 | 307503.9979 | 313654.0779 | 319927.1595 | 326325.7026 | 332852.2167 | 0 | 0 | 0 | 0 | 0 | 0 | 0 | 0 | 0 | 0
| Chem- |  |  | Chemicals |  |  | [2013 $] | 2134891.4714 |  |  | 159120 | 162302.4 | 165548.448 | 168859.417 | 172236.6053 | 175681.3374 | 179194.9642 | 182778.8634 | 186434.4407 | 190163.1295 | 193966.3921 | 197845.72 | 201802.6344 | 205838.687 | 209955.4608 | 214154.57 | 218437.6614 | 222806.4146 | 227262.5429 | 231807.7938 | 0 | 0 | 0 | 0 | 0 | 0 | 0 | 0 | 0 | 0
| Dispo- |  |  | Reuse and Disposal Costs |  |  | [2013 $] | 1669594.6123 |  |  | 124440 | 126928.8 | 129467.376 | 132056.7235 | 134697.858 | 137391.8152 | 140139.6515 | 142942.4445 | 145801.2934 | 148717.3192 | 151691.6656 | 154725.4989 | 157820.0089 | 160976.4091 | 164195.9373 | 167479.856 | 170829.4531 | 174246.0422 | 177730.963 | 181285.5823 | 0 | 0 | 0 | 0 | 0 | 0 | 0 | 0 | 0 | 0
| NG- |  |  | Natural Gas |  |  | [2013 $] | 181994.5426 |  |  | 10715.2486 | 10997.5554 | 12289.7274 | 12993.9146 | 13863.4104 | 14422.9185 | 14877.177 | 15439.8376 | 16241.5463 | 17054.8192 | 17648.3854 | 18087.5982 | 18729.7734 | 19188.8271 | 19855.7828 | 20506.2812 | 21127.554 | 21900.0067 | 22619.487 | 23525.8503 | 0 | 0 | 0 | 0 | 0 | 0 | 0 | 0 | 0 | 0
| kWh- |  |  | Electricity Consumption |  |  | [2013 $] | 518234.6434 |  |  | 37740.1697 | 37975.4243 | 39612.5426 | 40800.8197 | 41785.3888 | 42319.9611 | 43008.6115 | 44068.2561 | 45123.2802 | 46251.4731 | 47253.2709 | 48163.1968 | 49275.7569 | 50398.8331 | 51597.1462 | 52939.5394 | 54236.953 | 55643.9453 | 57133.451 | 58687.6675 | 0 | 0 | 0 | 0 | 0 | 0 | 0 | 0 | 0 | 0
| GHG- |  |  | GHG Cost |  |  | [2013 $] | 0 |  |  | 0 | 0 | 0 | 0 | 0 | 0 | 0 | 0 | 0 | 0 | 0 | 0 | 0 | 0 | 0 | 0 | 0 | 0 | 0 | 0 | 0 | 0 | 0 | 0 | 0 | 0 | 0 | 0 | 0 | 0
| ExtraOrd- |  |  | Extraordinary Maintenance Costs |  |  | [2013 $] | 0 |  |  | 0 | 0 | 0 | 0 | 0 | 0 | 0 | 0 | 0 | 0 | 0 | 0 | 0 | 0 | 0 | 0 | 0 | 0 | 0 | 0 | 0 | 0 | 0 | 0 | 0 | 0 | 0 | 0 | 0 | 0
|  |  |  | Blank O&M Line 1 |  |  | [2013 $] | 0
|  |  |  | Blank O&M Line 2 |  |  | [2013 $] | 0
|  |  |  | Blank O&M Line 3 |  |  | [2013 $] | 0
Benefits
| kWhProd- |  |  | Electricity Production |  |  | [2013 $] | 0 |  |  | 0 | 0 | 0 | 0 | 0 | 0 | 0 | 0 | 0 | 0 | 0 | 0 | 0 | 0 | 0 | 0 | 0 | 0 | 0 | 0 | 0 | 0 | 0 | 0 | 0 | 0 | 0 | 0 | 0 | 0
| TipFee- |  |  | Tipping Fees |  |  | [2013 $] | 0 |  |  | 0 | 0 | 0 | 0 | 0 | 0 | 0 | 0 | 0 | 0 | 0 | 0 | 0 | 0 | 0 | 0 | 0 | 0 | 0 | 0 | 0 | 0 | 0 | 0 | 0 | 0 | 0 | 0 | 0 | 0
|  |  |  | Blank Benefit Line 1 |  |  | [2013 $] | 0
|  |  |  | Blank Benefit Line 2 |  |  | [2013 $] | 0
|  |  |  | Blank Benefit Line 3 |  |  | [2013 $] | 0
|  |  |  | Net Costs |  |  |  | 18759221.4018 |  |  | 1394447.4184 | 1421884.8197 | 1452272.3468 | 1482172.2127 | 1512593.8272 | 1542826.8081 | 1573691.3956 | 1605629.8129 | 1638408.98 | 1671891.3289 | 1705658.3936 | 1739822.6671 | 1775048.8399 | 1810771.8359 | 1847460.7883 | 1884973.837 | 1923123.0838 | 1962257.7004 | 2002160.9613 | 2043069.7015 | 0 | 0 | 0 | 0 | 0 | 0 | 0 | 0 | 0 | 0
|  |  |  | Total Cash Flow |  |  |  | 50232523.2886 |  |  | 34756147.4184 | 1421884.8197 | 1452272.3468 | 1482172.2127 | 1512593.8272 | 1542826.8081 | 1573691.3956 | 1605629.8129 | 1638408.98 | 1671891.3289 | 1705658.3936 | 1739822.6671 | 1775048.8399 | 1810771.8359 | 1847460.7883 | 1884973.837 | 1923123.0838 | 1962257.7004 | 2002160.9613 | 2043069.7015 | 0 | 0 | 0 | 0 | 0 | 0 | 0 | 0 | 0 | 0
|  |  |  | Cumilative Cash flow | [5 empty] | 0 | 32788818.3192 | 34054290.7468 | 35273646.6134 | 36447665.8308 | 37577963.9304 | 38665595.9509 | 39712190.6082 | 40719582.6166 | 41689354.3745 | 42622929.7601 | 43521449.3244 | 44386087.8881 | 45218300.0506 | 46019206.1799 | 46790087.0179 | 47532099.9638 | 48246279.4496 | 48933744.2516 | 49595484.4984 | 50232523.2886 | 0 | 0 | 0 | 0 | 0 | 0 | 0 | 0 | 0 | 0
|  |  |  | COST SUMMARY BY MODULES | [6 empty] | 2014: 34756147.4184
|  |  |  | Capital Costs Summary by Modelus |  |  | Cash Flow Units | NPV 2013 $ |  |  | 2014 | 2015 | 2016 | 2017 | 2018 | 2019 | 2020 | 2021 | 2022 | 2023 | 2024 | 2025 | 2026 | 2027 | 2028 | 2029 | 2030 | 2031 | 2032 | 2033 | 2034 | 2035 | 2036 | 2037 | 2038 | 2039 | 2040 | 2041 | 2042 | 2043
Capital Costs
|  |  |  | Anaerobic Digestion |  |  | [Nominal $] | 0 |  |  | 0 | 0 | 0 | 0 | 0 | 0 | 0 | 0 | 0 | 0 | 0 | 0 | 0 | 0 | 0 | 0 | 0 | 0 | 0 | 0 | 0 | 0 | 0 | 0 | 0 | 0 | 0 | 0 | 0 | 0
|  |  |  | Ash Conveyance & Storage |  |  | [Nominal $] | 935745.283 |  |  | 991890 | 0 | 0 | 0 | 0 | 0 | 0 | 0 | 0 | 0 | 0 | 0 | 0 | 0 | 0 | 0 | 0 | 0 | 0 | 0 | 0 | 0 | 0 | 0 | 0 | 0 | 0 | 0 | 0 | 0
|  |  |  | Belt Filter Press Dewatering |  |  | [Nominal $] | 0 |  |  | 0 | 0 | 0 | 0 | 0 | 0 | 0 | 0 | 0 | 0 | 0 | 0 | 0 | 0 | 0 | 0 | 0 | 0 | 0 | 0 | 0 | 0 | 0 | 0 | 0 | 0 | 0 | 0 | 0 | 0
|  |  |  | Cake Storage/Load Out |  |  | [Nominal $] | 0 |  |  | 0 | 0 | 0 | 0 | 0 | 0 | 0 | 0 | 0 | 0 | 0 | 0 | 0 | 0 | 0 | 0 | 0 | 0 | 0 | 0 | 0 | 0 | 0 | 0 | 0 | 0 | 0 | 0 | 0 | 0
|  |  |  | Cake Storage |  |  | [Nominal $] | 0 |  |  | 0 | 0 | 0 | 0 | 0 | 0 | 0 | 0 | 0 | 0 | 0 | 0 | 0 | 0 | 0 | 0 | 0 | 0 | 0 | 0 | 0 | 0 | 0 | 0 | 0 | 0 | 0 | 0 | 0 | 0
|  |  |  | CHP |  |  | [Nominal $] | 0 |  |  | 0 | 0 | 0 | 0 | 0 | 0 | 0 | 0 | 0 | 0 | 0 | 0 | 0 | 0 | 0 | 0 | 0 | 0 | 0 | 0 | 0 | 0 | 0 | 0 | 0 | 0 | 0 | 0 | 0 | 0
|  |  |  | Dewatering |  |  | [Nominal $] | 4690386.7925 |  |  | 4971810 | 0 | 0 | 0 | 0 | 0 | 0 | 0 | 0 | 0 | 0 | 0 | 0 | 0 | 0 | 0 | 0 | 0 | 0 | 0 | 0 | 0 | 0 | 0 | 0 | 0 | 0 | 0 | 0 | 0
|  |  |  | Drying/Gasification/Energy Recovery |  |  | [Nominal $] | 9687830.1887 |  |  | 10269100 | 0 | 0 | 0 | 0 | 0 | 0 | 0 | 0 | 0 | 0 | 0 | 0 | 0 | 0 | 0 | 0 | 0 | 0 | 0 | 0 | 0 | 0 | 0 | 0 | 0 | 0 | 0 | 0 | 0
|  |  |  | Energy Recovery |  |  | [Nominal $] | 0 |  |  | 0 | 0 | 0 | 0 | 0 | 0 | 0 | 0 | 0 | 0 | 0 | 0 | 0 | 0 | 0 | 0 | 0 | 0 | 0 | 0 | 0 | 0 | 0 | 0 | 0 | 0 | 0 | 0 | 0 | 0
|  |  |  | Fluid Bed Incineration |  |  | [Nominal $] | 0 |  |  | 0 | 0 | 0 | 0 | 0 | 0 | 0 | 0 | 0 | 0 | 0 | 0 | 0 | 0 | 0 | 0 | 0 | 0 | 0 | 0 | 0 | 0 | 0 | 0 | 0 | 0 | 0 | 0 | 0 | 0
|  |  |  | FOG Receiving |  |  | [Nominal $] | 0 |  |  | 0 | 0 | 0 | 0 | 0 | 0 | 0 | 0 | 0 | 0 | 0 | 0 | 0 | 0 | 0 | 0 | 0 | 0 | 0 | 0 | 0 | 0 | 0 | 0 | 0 | 0 | 0 | 0 | 0 | 0
|  |  |  | Gas Cleaning |  |  | [Nominal $] | 0 |  |  | 0 | 0 | 0 | 0 | 0 | 0 | 0 | 0 | 0 | 0 | 0 | 0 | 0 | 0 | 0 | 0 | 0 | 0 | 0 | 0 | 0 | 0 | 0 | 0 | 0 | 0 | 0 | 0 | 0 | 0
|  |  |  | Gravity Belt Thickener |  |  | [Nominal $] | 1991981.1321 |  |  | 2111500 | 0 | 0 | 0 | 0 | 0 | 0 | 0 | 0 | 0 | 0 | 0 | 0 | 0 | 0 | 0 | 0 | 0 | 0 | 0 | 0 | 0 | 0 | 0 | 0 | 0 | 0 | 0 | 0 | 0
|  |  |  | Gravity Thickener |  |  | [Nominal $] | 999877.3585 |  |  | 1059870 | 0 | 0 | 0 | 0 | 0 | 0 | 0 | 0 | 0 | 0 | 0 | 0 | 0 | 0 | 0 | 0 | 0 | 0 | 0 | 0 | 0 | 0 | 0 | 0 | 0 | 0 | 0 | 0 | 0
|  |  |  | Pre-Dewatering |  |  | [Nominal $] | 0 |  |  | 0 | 0 | 0 | 0 | 0 | 0 | 0 | 0 | 0 | 0 | 0 | 0 | 0 | 0 | 0 | 0 | 0 | 0 | 0 | 0 | 0 | 0 | 0 | 0 | 0 | 0 | 0 | 0 | 0 | 0
|  |  |  | Pre-Treatment (CAMBI) |  |  | [Nominal $] | 0 |  |  | 0 | 0 | 0 | 0 | 0 | 0 | 0 | 0 | 0 | 0 | 0 | 0 | 0 | 0 | 0 | 0 | 0 | 0 | 0 | 0 | 0 | 0 | 0 | 0 | 0 | 0 | 0 | 0 | 0 | 0
|  |  |  | Sitework |  |  | [Nominal $] | 915339.6226 |  |  | 970260 | 0 | 0 | 0 | 0 | 0 | 0 | 0 | 0 | 0 | 0 | 0 | 0 | 0 | 0 | 0 | 0 | 0 | 0 | 0 | 0 | 0 | 0 | 0 | 0 | 0 | 0 | 0 | 0 | 0
|  |  |  | General Requirements |  |  | [Nominal $] | 1830679.2453 |  |  | 1940520 | 0 | 0 | 0 | 0 | 0 | 0 | 0 | 0 | 0 | 0 | 0 | 0 | 0 | 0 | 0 | 0 | 0 | 0 | 0 | 0 | 0 | 0 | 0 | 0 | 0 | 0 | 0 | 0 | 0
|  |  |  | Contingencies |  |  | [Nominal $] | 6316037.7358 |  |  | 6695000 | 0 | 0 | 0 | 0 | 0 | 0 | 0 | 0 | 0 | 0 | 0 | 0 | 0 | 0 | 0 | 0 | 0 | 0 | 0 | 0 | 0 | 0 | 0 | 0 | 0 | 0 | 0 | 0 | 0
|  |  |  | Engineering, Legal & Admin |  |  | [Nominal $] | 4105424.5283 |  |  | 4351750 | 0 | 0 | 0 | 0 | 0 | 0 | 0 | 0 | 0 | 0 | 0 | 0 | 0 | 0 | 0 | 0 | 0 | 0 | 0 | 0 | 0 | 0 | 0 | 0 | 0 | 0 | 0 | 0 | 0
|  |  |  | Total Capital Costs |  |  | [Nominal $] | 31473301.8868 |  |  | 33361700 | 0 | 0 | 0 | 0 | 0 | 0 | 0 | 0 | 0 | 0 | 0 | 0 | 0 | 0 | 0 | 0 | 0 | 0 | 0 | 0 | 0 | 0 | 0 | 0 | 0 | 0 | 0 | 0 | 0
|  |  |  | O&M Costs Summary By Modules | [6 empty] | 2014 | 2015 | 2016 | 2017 | 2018 | 2019 | 2020 | 2021 | 2022 | 2023 | 2024 | 2025 | 2026 | 2027 | 2028 | 2029 | 2030 | 2031 | 2032 | 2033 | 2034 | 2035 | 2036 | 2037 | 2038 | 2039 | 2040 | 2041 | 2042 | 2043
|  |  |  | Anaerobic Digestion |  |  | [Nominal $] | 0 |  |  | 0 | 0 | 0 | 0 | 0 | 0 | 0 | 0 | 0 | 0 | 0 | 0 | 0 | 0 | 0 | 0 | 0 | 0 | 0 | 0 | 0 | 0 | 0 | 0 | 0 | 0 | 0 | 0 | 0 | 0
|  |  |  | Ash Conveyance & Storage |  |  | [Nominal $] | 1669594.6123 |  |  | 124440 | 126928.8 | 129467.376 | 132056.7235 | 134697.858 | 137391.8152 | 140139.6515 | 142942.4445 | 145801.2934 | 148717.3192 | 151691.6656 | 154725.4989 | 157820.0089 | 160976.4091 | 164195.9373 | 167479.856 | 170829.4531 | 174246.0422 | 177730.963 | 181285.5823 | 0 | 0 | 0 | 0 | 0 | 0 | 0 | 0 | 0 | 0
|  |  |  | Belt Filter Press Dewatering |  |  | [Nominal $] | 5076599.1528 |  |  | 378325.2548 | 385862.8743 | 393628.9246 | 401523.5211 | 409563.3626 | 417737.8875 | 426083.8749 | 434616.6425 | 443318.6303 | 452197.5528 | 461245.772 | 470468.7337 | 479886.4089 | 489491.7851 | 499292.203 | 509295.3073 | 519494.4802 | 529902.2863 | 540521.2715 | 551354.5779 | 0 | 0 | 0 | 0 | 0 | 0 | 0 | 0 | 0 | 0
|  |  |  | Cake Storage/Load Out |  |  | [Nominal $] | 0 |  |  | 0 | 0 | 0 | 0 | 0 | 0 | 0 | 0 | 0 | 0 | 0 | 0 | 0 | 0 | 0 | 0 | 0 | 0 | 0 | 0 | 0 | 0 | 0 | 0 | 0 | 0 | 0 | 0 | 0 | 0
|  |  |  | Cake Storage |  |  | [Nominal $] | 0 |  |  | 0 | 0 | 0 | 0 | 0 | 0 | 0 | 0 | 0 | 0 | 0 | 0 | 0 | 0 | 0 | 0 | 0 | 0 | 0 | 0 | 0 | 0 | 0 | 0 | 0 | 0 | 0 | 0 | 0 | 0
|  |  |  | CHP |  |  | [Nominal $] | 0 |  |  | 0 | 0 | 0 | 0 | 0 | 0 | 0 | 0 | 0 | 0 | 0 | 0 | 0 | 0 | 0 | 0 | 0 | 0 | 0 | 0 | 0 | 0 | 0 | 0 | 0 | 0 | 0 | 0 | 0 | 0
|  |  |  | Dewatering |  |  | [Nominal $] | 90862.4605 |  |  | 5349.6871 | 5490.6314 | 6135.7602 | 6487.3322 | 6921.436 | 7200.7756 | 7427.5684 | 7708.4819 | 8108.7424 | 8514.7764 | 8811.1198 | 9030.4009 | 9351.0128 | 9580.1996 | 9913.1834 | 10237.9508 | 10548.127 | 10933.7811 | 11292.9883 | 11745.4986 | 0 | 0 | 0 | 0 | 0 | 0 | 0 | 0 | 0 | 0
|  |  |  | Drying/Gasification/Energy Recovery |  |  | [Nominal $] | 7895221.2054 |  |  | 586292.6779 | 597620.9886 | 610839.3518 | 623614.6576 | 636532.2294 | 649154.0469 | 662089.1073 | 675629.3479 | 689533.0161 | 703755.773 | 718021.0825 | 732395.4999 | 747307.851 | 762410.5729 | 777958.6981 | 793902.645 | 810084.6542 | 826729.2561 | 843717.6572 | 861161.2098 | 0 | 0 | 0 | 0 | 0 | 0 | 0 | 0 | 0 | 0
|  |  |  | Energy Recovery |  |  | [Nominal $] | 0 |  |  | 0 | 0 | 0 | 0 | 0 | 0 | 0 | 0 | 0 | 0 | 0 | 0 | 0 | 0 | 0 | 0 | 0 | 0 | 0 | 0 | 0 | 0 | 0 | 0 | 0 | 0 | 0 | 0 | 0 | 0
|  |  |  | Fluid Bed Incineration |  |  | [Nominal $] | 0 |  |  | 0 | 0 | 0 | 0 | 0 | 0 | 0 | 0 | 0 | 0 | 0 | 0 | 0 | 0 | 0 | 0 | 0 | 0 | 0 | 0 | 0 | 0 | 0 | 0 | 0 | 0 | 0 | 0 | 0 | 0
|  |  |  | FOG Receiving |  |  | [Nominal $] | 0 |  |  | 0 | 0 | 0 | 0 | 0 | 0 | 0 | 0 | 0 | 0 | 0 | 0 | 0 | 0 | 0 | 0 | 0 | 0 | 0 | 0 | 0 | 0 | 0 | 0 | 0 | 0 | 0 | 0 | 0 | 0
|  |  |  | Gas Cleaning |  |  | [Nominal $] | 0 |  |  | 0 | 0 | 0 | 0 | 0 | 0 | 0 | 0 | 0 | 0 | 0 | 0 | 0 | 0 | 0 | 0 | 0 | 0 | 0 | 0 | 0 | 0 | 0 | 0 | 0 | 0 | 0 | 0 | 0 | 0
|  |  |  | Gravity Belt Thickener |  |  | [Nominal $] | 3182681.5596 |  |  | 237128.169 | 241819.7803 | 246742.2429 | 251715.926 | 256766.7744 | 261872.5776 | 267094.5588 | 272456.0122 | 277922.1631 | 283502.7434 | 289180.3269 | 294960.4873 | 300874.3385 | 306905.3158 | 313062.0884 | 319353.776 | 325764.2532 | 332311.1415 | 338994.3 | 345814.5464 | 0 | 0 | 0 | 0 | 0 | 0 | 0 | 0 | 0 | 0
|  |  |  | Gravity Thickener |  |  | [Nominal $] | 844262.4112 |  |  | 62911.6296 | 64161.7451 | 65458.6912 | 66774.0523 | 68112.1667 | 69469.7053 | 70856.6349 | 72276.884 | 73725.1348 | 75203.1641 | 76708.4268 | 78242.0463 | 79809.2198 | 81407.5533 | 83038.6781 | 84704.302 | 86402.1161 | 88135.1931 | 89903.7812 | 91708.2865 | 0 | 0 | 0 | 0 | 0 | 0 | 0 | 0 | 0 | 0
|  |  |  | Pre-Dewatering |  |  | [Nominal $] | 0 |  |  | 0 | 0 | 0 | 0 | 0 | 0 | 0 | 0 | 0 | 0 | 0 | 0 | 0 | 0 | 0 | 0 | 0 | 0 | 0 | 0 | 0 | 0 | 0 | 0 | 0 | 0 | 0 | 0 | 0 | 0
|  |  |  | Pre-Treatment (CAMBI) |  |  | [Nominal $] | 0 |  |  | 0 | 0 | 0 | 0 | 0 | 0 | 0 | 0 | 0 | 0 | 0 | 0 | 0 | 0 | 0 | 0 | 0 | 0 | 0 | 0 | 0 | 0 | 0 | 0 | 0 | 0 | 0 | 0 | 0 | 0
|  |  |  | Landfill Application |  |  | [Nominal $] | 0 |  |  | 0 | 0 | 0 | 0 | 0 | 0 | 0 | 0 | 0 | 0 | 0 | 0 | 0 | 0 | 0 | 0 | 0 | 0 | 0 | 0 | 0 | 0 | 0 | 0 | 0 | 0 | 0 | 0 | 0 | 0
|  |  |  | Landfill Disposal |  |  | [Nominal $] | 0 |  |  | 0 | 0 | 0 | 0 | 0 | 0 | 0 | 0 | 0 | 0 | 0 | 0 | 0 | 0 | 0 | 0 | 0 | 0 | 0 | 0 | 0 | 0 | 0 | 0 | 0 | 0 | 0 | 0 | 0 | 0
|  |  |  | Genaral O&M |  |  | [Nominal $] | 0 |  |  | 0 | 0 | 0 | 0 | 0 | 0 | 0 | 0 | 0 | 0 | 0 | 0 | 0 | 0 | 0 | 0 | 0 | 0 | 0 | 0 | 0 | 0 | 0 | 0 | 0 | 0 | 0 | 0 | 0 | 0
|  |  |  | Total O&M Costs |  |  | [Nominal $] | 18759221.4018 |  |  | 1394447.4184 | 1421884.8197 | 1452272.3468 | 1482172.2127 | 1512593.8272 | 1542826.8081 | 1573691.3956 | 1605629.8129 | 1638408.98 | 1671891.3289 | 1705658.3936 | 1739822.6671 | 1775048.8399 | 1810771.8359 | 1847460.7883 | 1884973.837 | 1923123.0838 | 1962257.7004 | 2002160.9613 | 2043069.7015 | 0 | 0 | 0 | 0 | 0 | 0 | 0 | 0 | 0 | 0
|  |  |  | Total Cash flow |  |  | [Nominal $] | 50260388.0174 |  |  | 34758161.4184 | 1423899.8197 | 1454288.3468 | 1484189.2127 | 1514611.8272 | 1544845.8081 | 1575711.3956 | 1607650.8129 | 1640430.98 | 1673914.3289 | 1707682.3936 | 1741847.6671 | 1777074.8399 | 1812798.8359 | 1849488.7883 | 1887002.837 | 1925153.0838 | 1964288.7004 | 2004192.9613 | 2045102.7015 | 2034 | 2035 | 2036 | 2037 | 2038 | 2039 | 2040 | 2041 | 2042 | 2043
DETAIL COSTS BY MODULES
|  |  |  | Anaerobic Digestion Capital Costs |  |  | Units | Default Value | Overwrite Value |  | 2014 | 2015 | 2016 | 2017 | 2018 | 2019 | 2020 | 2021 | 2022 | 2023 | 2024 | 2025 | 2026 | 2027 | 2028 | 2029 | 2030 | 2031 | 2032 | 2033 | 2034 | 2035 | 2036 | 2037 | 2038 | 2039 | 2040 | 2041 | 2042 | 2043
4Y- | Capital | Anaerobic Digestion | 3% | Capital Cost |  |  | [2013 $] | 0 |  |  | 0 | 0 | 0 | 0 | 0 | 0 | 0 | 0 | 0 | 0 | 0 | 0 | 0 | 0 | 0 | 0 | 0 | 0 | 0 | 0 | 0 | 0 | 0 | 0 | 0 | 0 | 0 | 0 | 0 | 0
|  |  |  | Project Schedule Spend Profile | [6 empty] | 100% | 0% | 0% | 0% | 0% | 0% | 0% | 0% | 0% | 0% | 0% | 0% | 0% | 0% | 0% | 0% | 0% | 0% | 0% | 0% | 0% | 0% | 0% | 0% | 0% | 0% | 0% | 0% | 0% | 0%
|  |  |  | Anaerobic Digestion O&M |  |  | Units | Default Value | Overwrite Value |  | 2014 | 2015 | 2016 | 2017 | 2018 | 2019 | 2020 | 2021 | 2022 | 2023 | 2024 | 2025 | 2026 | 2027 | 2028 | 2029 | 2030 | 2031 | 2032 | 2033 | 2034 | 2035 | 2036 | 2037 | 2038 | 2039 | 2040 | 2041 | 2042 | 2043
Costs
4Y- | Hrs- | Anaerobic Digestion | 2% | Labor |  |  | [hrs/yr] | 0 |  |  | 0 | 0 | 0 | 0 | 0 | 0 | 0 | 0 | 0 | 0 | 0 | 0 | 0 | 0 | 0 | 0 | 0 | 0 | 0 | 0 | 0 | 0 | 0 | 0 | 0 | 0 | 0 | 0 | 0 | 0
4Y- | OMM- | Anaerobic Digestion | 2% | Maintenance |  |  | [2013 $] | 0 |  |  | 0 | 0 | 0 | 0 | 0 | 0 | 0 | 0 | 0 | 0 | 0 | 0 | 0 | 0 | 0 | 0 | 0 | 0 | 0 | 0 | 0 | 0 | 0 | 0 | 0 | 0 | 0 | 0 | 0 | 0
4Y- | Chem- | Anaerobic Digestion | 2% | Chemicals |  |  | [2013 $] | 0 |  |  | 0 | 0 | 0 | 0 | 0 | 0 | 0 | 0 | 0 | 0 | 0 | 0 | 0 | 0 | 0 | 0 | 0 | 0 | 0 | 0 | 0 | 0 | 0 | 0 | 0 | 0 | 0 | 0 | 0 | 0
4Y- | Dispo- | Anaerobic Digestion | 2% | Reuse and Disposal Costs |  |  | [2013 $] | 0 |  |  | 0 | 0 | 0 | 0 | 0 | 0 | 0 | 0 | 0 | 0 | 0 | 0 | 0 | 0 | 0 | 0 | 0 | 0 | 0 | 0 | 0 | 0 | 0 | 0 | 0 | 0 | 0 | 0 | 0 | 0
4Y- | NG- | Anaerobic Digestion |  | Natural Gas |  |  | [MJ/yr] | 0 |  |  | 0 | 0 | 0 | 0 | 0 | 0 | 0 | 0 | 0 | 0 | 0 | 0 | 0 | 0 | 0 | 0 | 0 | 0 | 0 | 0 | 0 | 0 | 0 | 0 | 0 | 0 | 0 | 0 | 0 | 0
4Y- | kWh- | Anaerobic Digestion |  | Electricity Consumption |  |  | [kWh/yr] | 0 |  |  | 0 | 0 | 0 | 0 | 0 | 0 | 0 | 0 | 0 | 0 | 0 | 0 | 0 | 0 | 0 | 0 | 0 | 0 | 0 | 0 | 0 | 0 | 0 | 0 | 0 | 0 | 0 | 0 | 0 | 0
4Y- | GHG- | Anaerobic Digestion | 2% | GHG Cost |  |  | [tCO2e/yr] | 0 |  |  | 0 | 0 | 0 | 0 | 0 | 0 | 0 | 0 | 0 | 0 | 0 | 0 | 0 | 0 | 0 | 0 | 0 | 0 | 0 | 0 | 0 | 0 | 0 | 0 | 0 | 0 | 0 | 0 | 0 | 0
4Y- | ExtraOrd- | Anaerobic Digestion | 2% | Extraordinary Maintenance Costs |  |  | [2013 $] | 0 |  |  | 0 | 0 | 0 | 0 | 0 | 0 | 0 | 0 | 0 | 0 | 0 | 0 | 0 | 0 | 0 | 0 | 0 | 0 | 0 | 0 | 0 | 0 | 0 | 0 | 0 | 0 | 0 | 0 | 0 | 0
Benefits
4Y- | kWhProd- | Anaerobic Digestion |  | Electricity Production |  |  | [kWh/yr] | 0 |  |  | 0 | 0 | 0 | 0 | 0 | 0 | 0 | 0 | 0 | 0 | 0 | 0 | 0 | 0 | 0 | 0 | 0 | 0 | 0 | 0 | 0 | 0 | 0 | 0 | 0 | 0 | 0 | 0 | 0 | 0
4Y- | TipFee- | Anaerobic Digestion | 2% | Tipping Fees |  |  | [2013 $] | 0 |  |  | 0 | 0 | 0 | 0 | 0 | 0 | 0 | 0 | 0 | 0 | 0 | 0 | 0 | 0 | 0 | 0 | 0 | 0 | 0 | 0 | 0 | 0 | 0 | 0 | 0 | 0 | 0 | 0 | 0 | 0
|  |  |  | Net Costs | [6 empty] | 0 | 0 | 0 | 0 | 0 | 0 | 0 | 0 | 0 | 0 | 0 | 0 | 0 | 0 | 0 | 0 | 0 | 0 | 0 | 0 | 0 | 0 | 0 | 0 | 0 | 0 | 0 | 0 | 0 | 0
|  |  |  | Ash Conveyance & Storage Capital Costs |  |  | Units | Default Value | Overwrite Value |  | 2014 | 2015 | 2016 | 2017 | 2018 | 2019 | 2020 | 2021 | 2022 | 2023 | 2024 | 2025 | 2026 | 2027 | 2028 | 2029 | 2030 | 2031 | 2032 | 2033 | 2034 | 2035 | 2036 | 2037 | 2038 | 2039 | 2040 | 2041 | 2042 | 2043
4Y- | Capital | Ash Conveyance & Storage | 3% | Capital Cost |  |  | [2013 $] | 963000 |  |  | 991890 | 0 | 0 | 0 | 0 | 0 | 0 | 0 | 0 | 0 | 0 | 0 | 0 | 0 | 0 | 0 | 0 | 0 | 0 | 0 | 0 | 0 | 0 | 0 | 0 | 0 | 0 | 0 | 0 | 0
|  |  |  | Project Schedule Spend Profile | [6 empty] | 100% | 0% | 0% | 0% | 0% | 0% | 0% | 0% | 0% | 0% | 0% | 0% | 0% | 0% | 0% | 0% | 0% | 0% | 0% | 0% | 0% | 0% | 0% | 0% | 0% | 0% | 0% | 0% | 0% | 0%
|  |  |  | Ash Conveyance & Storage O&M |  |  | Units | Default Value | Overwrite Value |  | 2014 | 2015 | 2016 | 2017 | 2018 | 2019 | 2020 | 2021 | 2022 | 2023 | 2024 | 2025 | 2026 | 2027 | 2028 | 2029 | 2030 | 2031 | 2032 | 2033 | 2034 | 2035 | 2036 | 2037 | 2038 | 2039 | 2040 | 2041 | 2042 | 2043
Costs
4Y- | Hrs- | Ash Conveyance & Storage | 2% | Labor |  |  | [hrs/yr] | 0 |  |  | 0 | 0 | 0 | 0 | 0 | 0 | 0 | 0 | 0 | 0 | 0 | 0 | 0 | 0 | 0 | 0 | 0 | 0 | 0 | 0 | 0 | 0 | 0 | 0 | 0 | 0 | 0 | 0 | 0 | 0
4Y- | OMM- | Ash Conveyance & Storage | 2% | Maintenance |  |  | [2013 $] | 0 |  |  | 0 | 0 | 0 | 0 | 0 | 0 | 0 | 0 | 0 | 0 | 0 | 0 | 0 | 0 | 0 | 0 | 0 | 0 | 0 | 0 | 0 | 0 | 0 | 0 | 0 | 0 | 0 | 0 | 0 | 0
4Y- | Chem- | Ash Conveyance & Storage | 2% | Chemicals |  |  | [2013 $] | 0 |  |  | 0 | 0 | 0 | 0 | 0 | 0 | 0 | 0 | 0 | 0 | 0 | 0 | 0 | 0 | 0 | 0 | 0 | 0 | 0 | 0 | 0 | 0 | 0 | 0 | 0 | 0 | 0 | 0 | 0 | 0
4Y- | Dispo- | Ash Conveyance & Storage | 2% | Reuse and Disposal Costs |  |  | [2013 $] | 122000 |  |  | 124440 | 126928.8 | 129467.376 | 132056.7235 | 134697.858 | 137391.8152 | 140139.6515 | 142942.4445 | 145801.2934 | 148717.3192 | 151691.6656 | 154725.4989 | 157820.0089 | 160976.4091 | 164195.9373 | 167479.856 | 170829.4531 | 174246.0422 | 177730.963 | 181285.5823 | 0 | 0 | 0 | 0 | 0 | 0 | 0 | 0 | 0 | 0
4Y- | NG- | Ash Conveyance & Storage |  | Natural Gas |  |  | [MJ/yr] | 0 |  |  | 0 | 0 | 0 | 0 | 0 | 0 | 0 | 0 | 0 | 0 | 0 | 0 | 0 | 0 | 0 | 0 | 0 | 0 | 0 | 0 | 0 | 0 | 0 | 0 | 0 | 0 | 0 | 0 | 0 | 0
4Y- | kWh- | Ash Conveyance & Storage |  | Electricity Consumption |  |  | [kWh/yr] | 0 |  |  | 0 | 0 | 0 | 0 | 0 | 0 | 0 | 0 | 0 | 0 | 0 | 0 | 0 | 0 | 0 | 0 | 0 | 0 | 0 | 0 | 0 | 0 | 0 | 0 | 0 | 0 | 0 | 0 | 0 | 0
4Y- | GHG- | Ash Conveyance & Storage | 2% | GHG Cost |  |  | [tCO2e/yr] | 0 |  |  | 0 | 0 | 0 | 0 | 0 | 0 | 0 | 0 | 0 | 0 | 0 | 0 | 0 | 0 | 0 | 0 | 0 | 0 | 0 | 0 | 0 | 0 | 0 | 0 | 0 | 0 | 0 | 0 | 0 | 0
4Y- | ExtraOrd- | Ash Conveyance & Storage | 2% | Extraordinary Maintenance Costs |  |  | [2013 $] | 0 |  |  | 0 | 0 | 0 | 0 | 0 | 0 | 0 | 0 | 0 | 0 | 0 | 0 | 0 | 0 | 0 | 0 | 0 | 0 | 0 | 0 | 0 | 0 | 0 | 0 | 0 | 0 | 0 | 0 | 0 | 0
Benefits
4Y- | kWhProd- | Ash Conveyance & Storage |  | Electricity Production |  |  | [kWh/yr] | 0 |  |  | 0 | 0 | 0 | 0 | 0 | 0 | 0 | 0 | 0 | 0 | 0 | 0 | 0 | 0 | 0 | 0 | 0 | 0 | 0 | 0 | 0 | 0 | 0 | 0 | 0 | 0 | 0 | 0 | 0 | 0
4Y- | TipFee- | Ash Conveyance & Storage | 2% | Tipping Fees |  |  | [2013 $] | 0 |  |  | 0 | 0 | 0 | 0 | 0 | 0 | 0 | 0 | 0 | 0 | 0 | 0 | 0 | 0 | 0 | 0 | 0 | 0 | 0 | 0 | 0 | 0 | 0 | 0 | 0 | 0 | 0 | 0 | 0 | 0
|  |  |  | Net Costs | [6 empty] | 124440 | 126928.8 | 129467.376 | 132056.7235 | 134697.858 | 137391.8152 | 140139.6515 | 142942.4445 | 145801.2934 | 148717.3192 | 151691.6656 | 154725.4989 | 157820.0089 | 160976.4091 | 164195.9373 | 167479.856 | 170829.4531 | 174246.0422 | 177730.963 | 181285.5823 | 0 | 0 | 0 | 0 | 0 | 0 | 0 | 0 | 0 | 0
|  |  |  | Belt Filter Press Dewatering Capital Costs |  |  | Units | Default Value | Overwrite Value |  | 2014 | 2015 | 2016 | 2017 | 2018 | 2019 | 2020 | 2021 | 2022 | 2023 | 2024 | 2025 | 2026 | 2027 | 2028 | 2029 | 2030 | 2031 | 2032 | 2033 | 2034 | 2035 | 2036 | 2037 | 2038 | 2039 | 2040 | 2041 | 2042 | 2043
4Y- | Capital | Belt Filter Press Dewatering | 3% | Capital Cost |  |  | [2013 $] | 0 |  |  | 0 | 0 | 0 | 0 | 0 | 0 | 0 | 0 | 0 | 0 | 0 | 0 | 0 | 0 | 0 | 0 | 0 | 0 | 0 | 0 | 0 | 0 | 0 | 0 | 0 | 0 | 0 | 0 | 0 | 0
|  |  |  | Project Schedule Spend Profile | [6 empty] | 100% | 0% | 0% | 0% | 0% | 0% | 0% | 0% | 0% | 0% | 0% | 0% | 0% | 0% | 0% | 0% | 0% | 0% | 0% | 0% | 0% | 0% | 0% | 0% | 0% | 0% | 0% | 0% | 0% | 0%
|  |  |  | Belt Filter Press Dewatering O&M |  |  | Units | Default Value | Overwrite Value |  | 2014 | 2015 | 2016 | 2017 | 2018 | 2019 | 2020 | 2021 | 2022 | 2023 | 2024 | 2025 | 2026 | 2027 | 2028 | 2029 | 2030 | 2031 | 2032 | 2033 | 2034 | 2035 | 2036 | 2037 | 2038 | 2039 | 2040 | 2041 | 2042 | 2043
Costs
4Y- | Hrs- | Belt Filter Press Dewatering | 2% | Labor |  |  | [hrs/yr] | 5110 |  |  | 182427 | 186075.54 | 189797.0508 | 193592.9918 | 197464.8517 | 201414.1487 | 205442.4317 | 209551.2803 | 213742.3059 | 218017.152 | 222377.4951 | 226825.045 | 231361.5459 | 235988.7768 | 240708.5523 | 245522.7234 | 250433.1778 | 255441.8414 | 260550.6782 | 265761.6918 | 0 | 0 | 0 | 0 | 0 | 0 | 0 | 0 | 0 | 0
4Y- | OMM- | Belt Filter Press Dewatering | 2% | Maintenance |  |  | [2013 $] | 59000 |  |  | 60180 | 61383.6 | 62611.272 | 63863.4974 | 65140.7674 | 66443.5827 | 67772.4544 | 69127.9035 | 70510.4615 | 71920.6708 | 73359.0842 | 74826.2659 | 76322.7912 | 77849.247 | 79406.232 | 80994.3566 | 82614.2437 | 84266.5286 | 85951.8592 | 87670.8964 | 0 | 0 | 0 | 0 | 0 | 0 | 0 | 0 | 0 | 0
4Y- | Chem- | Belt Filter Press Dewatering | 2% | Chemicals |  |  | [2013 $] | 131000 |  |  | 133620 | 136292.4 | 139018.248 | 141798.613 | 144634.5852 | 147527.2769 | 150477.8225 | 153487.3789 | 156557.1265 | 159688.269 | 162882.0344 | 166139.6751 | 169462.4686 | 172851.718 | 176308.7523 | 179834.9274 | 183431.6259 | 187100.2584 | 190842.2636 | 194659.1089 | 0 | 0 | 0 | 0 | 0 | 0 | 0 | 0 | 0 | 0
4Y- | Dispo- | Belt Filter Press Dewatering | 2% | Reuse and Disposal Costs |  |  | [2013 $] | 0 |  |  | 0 | 0 | 0 | 0 | 0 | 0 | 0 | 0 | 0 | 0 | 0 | 0 | 0 | 0 | 0 | 0 | 0 | 0 | 0 | 0 | 0 | 0 | 0 | 0 | 0 | 0 | 0 | 0 | 0 | 0
4Y- | NG- | Belt Filter Press Dewatering |  | Natural Gas |  |  | [MJ/yr] | 0 |  |  | 0 | 0 | 0 | 0 | 0 | 0 | 0 | 0 | 0 | 0 | 0 | 0 | 0 | 0 | 0 | 0 | 0 | 0 | 0 | 0 | 0 | 0 | 0 | 0 | 0 | 0 | 0 | 0 | 0 | 0
4Y- | kWh- | Belt Filter Press Dewatering |  | Electricity Consumption |  |  | [kWh/yr] | 32490 |  |  | 2098.2548 | 2111.3343 | 2202.3538 | 2268.4189 | 2323.1584 | 2352.8792 | 2391.1663 | 2450.0798 | 2508.7364 | 2571.461 | 2627.1583 | 2677.7478 | 2739.6032 | 2802.0433 | 2868.6664 | 2943.3 | 3015.4328 | 3093.6579 | 3176.4705 | 3262.8809 | 0 | 0 | 0 | 0 | 0 | 0 | 0 | 0 | 0 | 0
4Y- | GHG- | Belt Filter Press Dewatering | 2% | GHG Cost |  |  | [tCO2e/yr] | 0 |  |  | 0 | 0 | 0 | 0 | 0 | 0 | 0 | 0 | 0 | 0 | 0 | 0 | 0 | 0 | 0 | 0 | 0 | 0 | 0 | 0 | 0 | 0 | 0 | 0 | 0 | 0 | 0 | 0 | 0 | 0
4Y- | ExtraOrd- | Belt Filter Press Dewatering | 2% | Extraordinary Maintenance Costs |  |  | [2013 $] | 0 |  |  | 0 | 0 | 0 | 0 | 0 | 0 | 0 | 0 | 0 | 0 | 0 | 0 | 0 | 0 | 0 | 0 | 0 | 0 | 0 | 0 | 0 | 0 | 0 | 0 | 0 | 0 | 0 | 0 | 0 | 0
Benefits
4Y- | kWhProd- | Belt Filter Press Dewatering |  | Electricity Production |  |  | [kWh/yr] | 0 |  |  | 0 | 0 | 0 | 0 | 0 | 0 | 0 | 0 | 0 | 0 | 0 | 0 | 0 | 0 | 0 | 0 | 0 | 0 | 0 | 0 | 0 | 0 | 0 | 0 | 0 | 0 | 0 | 0 | 0 | 0
4Y- | TipFee- | Belt Filter Press Dewatering | 2% | Tipping Fees |  |  | [2013 $] | 0 |  |  | 0 | 0 | 0 | 0 | 0 | 0 | 0 | 0 | 0 | 0 | 0 | 0 | 0 | 0 | 0 | 0 | 0 | 0 | 0 | 0 | 0 | 0 | 0 | 0 | 0 | 0 | 0 | 0 | 0 | 0
|  |  |  | Net Costs | [6 empty] | 378325.2548 | 385862.8743 | 393628.9246 | 401523.5211 | 409563.3626 | 417737.8875 | 426083.8749 | 434616.6425 | 443318.6303 | 452197.5528 | 461245.772 | 470468.7337 | 479886.4089 | 489491.7851 | 499292.203 | 509295.3073 | 519494.4802 | 529902.2863 | 540521.2715 | 551354.5779 | 0 | 0 | 0 | 0 | 0 | 0 | 0 | 0 | 0 | 0
|  |  |  | Cake Storage/Load Out Capital Costs |  |  | Units | Default Value | Overwrite Value |  | 2014 | 2015 | 2016 | 2017 | 2018 | 2019 | 2020 | 2021 | 2022 | 2023 | 2024 | 2025 | 2026 | 2027 | 2028 | 2029 | 2030 | 2031 | 2032 | 2033 | 2034 | 2035 | 2036 | 2037 | 2038 | 2039 | 2040 | 2041 | 2042 | 2043
4Y- | Capital | Cake Storage/Load Out | 3% | Capital Cost |  |  | [2013 $] | 0 |  |  | 0 | 0 | 0 | 0 | 0 | 0 | 0 | 0 | 0 | 0 | 0 | 0 | 0 | 0 | 0 | 0 | 0 | 0 | 0 | 0 | 0 | 0 | 0 | 0 | 0 | 0 | 0 | 0 | 0 | 0
|  |  |  | Project Schedule Spend Profile | [6 empty] | 100% | 0% | 0% | 0% | 0% | 0% | 0% | 0% | 0% | 0% | 0% | 0% | 0% | 0% | 0% | 0% | 0% | 0% | 0% | 0% | 0% | 0% | 0% | 0% | 0% | 0% | 0% | 0% | 0% | 0%
|  |  |  | Cake Storage/Load Out O&M |  |  | Units | Default Value | Overwrite Value |  | 2014 | 2015 | 2016 | 2017 | 2018 | 2019 | 2020 | 2021 | 2022 | 2023 | 2024 | 2025 | 2026 | 2027 | 2028 | 2029 | 2030 | 2031 | 2032 | 2033 | 2034 | 2035 | 2036 | 2037 | 2038 | 2039 | 2040 | 2041 | 2042 | 2043
Costs
4Y- | Hrs- | Cake Storage/Load Out | 2% | Labor |  |  | [hrs/yr] | 0 |  |  | 0 | 0 | 0 | 0 | 0 | 0 | 0 | 0 | 0 | 0 | 0 | 0 | 0 | 0 | 0 | 0 | 0 | 0 | 0 | 0 | 0 | 0 | 0 | 0 | 0 | 0 | 0 | 0 | 0 | 0
4Y- | OMM- | Cake Storage/Load Out | 2% | Maintenance |  |  | [2013 $] | 0 |  |  | 0 | 0 | 0 | 0 | 0 | 0 | 0 | 0 | 0 | 0 | 0 | 0 | 0 | 0 | 0 | 0 | 0 | 0 | 0 | 0 | 0 | 0 | 0 | 0 | 0 | 0 | 0 | 0 | 0 | 0
4Y- | Chem- | Cake Storage/Load Out | 2% | Chemicals |  |  | [2013 $] | 0 |  |  | 0 | 0 | 0 | 0 | 0 | 0 | 0 | 0 | 0 | 0 | 0 | 0 | 0 | 0 | 0 | 0 | 0 | 0 | 0 | 0 | 0 | 0 | 0 | 0 | 0 | 0 | 0 | 0 | 0 | 0
4Y- | Dispo- | Cake Storage/Load Out | 2% | Reuse and Disposal Costs |  |  | [2013 $] | 0 |  |  | 0 | 0 | 0 | 0 | 0 | 0 | 0 | 0 | 0 | 0 | 0 | 0 | 0 | 0 | 0 | 0 | 0 | 0 | 0 | 0 | 0 | 0 | 0 | 0 | 0 | 0 | 0 | 0 | 0 | 0
4Y- | NG- | Cake Storage/Load Out |  | Natural Gas |  |  | [MJ/yr] | 0 |  |  | 0 | 0 | 0 | 0 | 0 | 0 | 0 | 0 | 0 | 0 | 0 | 0 | 0 | 0 | 0 | 0 | 0 | 0 | 0 | 0 | 0 | 0 | 0 | 0 | 0 | 0 | 0 | 0 | 0 | 0
4Y- | kWh- | Cake Storage/Load Out |  | Electricity Consumption |  |  | [kWh/yr] | 0 |  |  | 0 | 0 | 0 | 0 | 0 | 0 | 0 | 0 | 0 | 0 | 0 | 0 | 0 | 0 | 0 | 0 | 0 | 0 | 0 | 0 | 0 | 0 | 0 | 0 | 0 | 0 | 0 | 0 | 0 | 0
4Y- | GHG- | Cake Storage/Load Out | 2% | GHG Cost |  |  | [tCO2e/yr] | 0 |  |  | 0 | 0 | 0 | 0 | 0 | 0 | 0 | 0 | 0 | 0 | 0 | 0 | 0 | 0 | 0 | 0 | 0 | 0 | 0 | 0 | 0 | 0 | 0 | 0 | 0 | 0 | 0 | 0 | 0 | 0
4Y- | ExtraOrd- | Cake Storage/Load Out | 2% | Extraordinary Maintenance Costs |  |  | [2013 $] | 0 |  |  | 0 | 0 | 0 | 0 | 0 | 0 | 0 | 0 | 0 | 0 | 0 | 0 | 0 | 0 | 0 | 0 | 0 | 0 | 0 | 0 | 0 | 0 | 0 | 0 | 0 | 0 | 0 | 0 | 0 | 0
Benefits
4Y- | kWhProd- | Cake Storage/Load Out |  | Electricity Production |  |  | [kWh/yr] | 0 |  |  | 0 | 0 | 0 | 0 | 0 | 0 | 0 | 0 | 0 | 0 | 0 | 0 | 0 | 0 | 0 | 0 | 0 | 0 | 0 | 0 | 0 | 0 | 0 | 0 | 0 | 0 | 0 | 0 | 0 | 0
4Y- | TipFee- | Cake Storage/Load Out | 2% | Tipping Fees |  |  | [2013 $] | 0 |  |  | 0 | 0 | 0 | 0 | 0 | 0 | 0 | 0 | 0 | 0 | 0 | 0 | 0 | 0 | 0 | 0 | 0 | 0 | 0 | 0 | 0 | 0 | 0 | 0 | 0 | 0 | 0 | 0 | 0 | 0
|  |  |  | Net Costs | [6 empty] | 0 | 0 | 0 | 0 | 0 | 0 | 0 | 0 | 0 | 0 | 0 | 0 | 0 | 0 | 0 | 0 | 0 | 0 | 0 | 0 | 0 | 0 | 0 | 0 | 0 | 0 | 0 | 0 | 0 | 0
|  |  |  | Cake Storage Capital Costs |  |  | Units | Default Value | Overwrite Value |  | 2014 | 2015 | 2016 | 2017 | 2018 | 2019 | 2020 | 2021 | 2022 | 2023 | 2024 | 2025 | 2026 | 2027 | 2028 | 2029 | 2030 | 2031 | 2032 | 2033 | 2034 | 2035 | 2036 | 2037 | 2038 | 2039 | 2040 | 2041 | 2042 | 2043
4Y- | Capital | Cake Storage | 3% | Capital Cost |  |  | [2013 $] | 0 |  |  | 0 | 0 | 0 | 0 | 0 | 0 | 0 | 0 | 0 | 0 | 0 | 0 | 0 | 0 | 0 | 0 | 0 | 0 | 0 | 0 | 0 | 0 | 0 | 0 | 0 | 0 | 0 | 0 | 0 | 0
|  |  |  | Project Schedule Spend Profile | [6 empty] | 100% | 0% | 0% | 0% | 0% | 0% | 0% | 0% | 0% | 0% | 0% | 0% | 0% | 0% | 0% | 0% | 0% | 0% | 0% | 0% | 0% | 0% | 0% | 0% | 0% | 0% | 0% | 0% | 0% | 0%
|  |  |  | Cake Storage O&M |  |  | Units | Default Value | Overwrite Value |  | 2014 | 2015 | 2016 | 2017 | 2018 | 2019 | 2020 | 2021 | 2022 | 2023 | 2024 | 2025 | 2026 | 2027 | 2028 | 2029 | 2030 | 2031 | 2032 | 2033 | 2034 | 2035 | 2036 | 2037 | 2038 | 2039 | 2040 | 2041 | 2042 | 2043
Costs
4Y- | Hrs- | Cake Storage | 2% | Labor |  |  | [hrs/yr] | 0 |  |  | 0 | 0 | 0 | 0 | 0 | 0 | 0 | 0 | 0 | 0 | 0 | 0 | 0 | 0 | 0 | 0 | 0 | 0 | 0 | 0 | 0 | 0 | 0 | 0 | 0 | 0 | 0 | 0 | 0 | 0
4Y- | OMM- | Cake Storage | 2% | Maintenance |  |  | [2013 $] | 0 |  |  | 0 | 0 | 0 | 0 | 0 | 0 | 0 | 0 | 0 | 0 | 0 | 0 | 0 | 0 | 0 | 0 | 0 | 0 | 0 | 0 | 0 | 0 | 0 | 0 | 0 | 0 | 0 | 0 | 0 | 0
4Y- | Chem- | Cake Storage | 2% | Chemicals |  |  | [2013 $] | 0 |  |  | 0 | 0 | 0 | 0 | 0 | 0 | 0 | 0 | 0 | 0 | 0 | 0 | 0 | 0 | 0 | 0 | 0 | 0 | 0 | 0 | 0 | 0 | 0 | 0 | 0 | 0 | 0 | 0 | 0 | 0
4Y- | Dispo- | Cake Storage | 2% | Reuse and Disposal Costs |  |  | [2013 $] | 0 |  |  | 0 | 0 | 0 | 0 | 0 | 0 | 0 | 0 | 0 | 0 | 0 | 0 | 0 | 0 | 0 | 0 | 0 | 0 | 0 | 0 | 0 | 0 | 0 | 0 | 0 | 0 | 0 | 0 | 0 | 0
4Y- | NG- | Cake Storage |  | Natural Gas |  |  | [MJ/yr] | 0 |  |  | 0 | 0 | 0 | 0 | 0 | 0 | 0 | 0 | 0 | 0 | 0 | 0 | 0 | 0 | 0 | 0 | 0 | 0 | 0 | 0 | 0 | 0 | 0 | 0 | 0 | 0 | 0 | 0 | 0 | 0
4Y- | kWh- | Cake Storage |  | Electricity Consumption |  |  | [kWh/yr] | 0 |  |  | 0 | 0 | 0 | 0 | 0 | 0 | 0 | 0 | 0 | 0 | 0 | 0 | 0 | 0 | 0 | 0 | 0 | 0 | 0 | 0 | 0 | 0 | 0 | 0 | 0 | 0 | 0 | 0 | 0 | 0
4Y- | GHG- | Cake Storage | 2% | GHG Cost |  |  | [tCO2e/yr] | 0 |  |  | 0 | 0 | 0 | 0 | 0 | 0 | 0 | 0 | 0 | 0 | 0 | 0 | 0 | 0 | 0 | 0 | 0 | 0 | 0 | 0 | 0 | 0 | 0 | 0 | 0 | 0 | 0 | 0 | 0 | 0
4Y- | ExtraOrd- | Cake Storage | 2% | Extraordinary Maintenance Costs |  |  | [2013 $] | 0 |  |  | 0 | 0 | 0 | 0 | 0 | 0 | 0 | 0 | 0 | 0 | 0 | 0 | 0 | 0 | 0 | 0 | 0 | 0 | 0 | 0 | 0 | 0 | 0 | 0 | 0 | 0 | 0 | 0 | 0 | 0
Benefits
4Y- | kWhProd- | Cake Storage |  | Electricity Production |  |  | [kWh/yr] | 0 |  |  | 0 | 0 | 0 | 0 | 0 | 0 | 0 | 0 | 0 | 0 | 0 | 0 | 0 | 0 | 0 | 0 | 0 | 0 | 0 | 0 | 0 | 0 | 0 | 0 | 0 | 0 | 0 | 0 | 0 | 0
4Y- | TipFee- | Cake Storage | 2% | Tipping Fees |  |  | [2013 $] | 0 |  |  | 0 | 0 | 0 | 0 | 0 | 0 | 0 | 0 | 0 | 0 | 0 | 0 | 0 | 0 | 0 | 0 | 0 | 0 | 0 | 0 | 0 | 0 | 0 | 0 | 0 | 0 | 0 | 0 | 0 | 0
|  |  |  | Net Costs | [6 empty] | 0 | 0 | 0 | 0 | 0 | 0 | 0 | 0 | 0 | 0 | 0 | 0 | 0 | 0 | 0 | 0 | 0 | 0 | 0 | 0 | 0 | 0 | 0 | 0 | 0 | 0 | 0 | 0 | 0 | 0
|  |  |  | CHP Capital Costs |  |  | Units | Default Value | Overwrite Value |  | 2014 | 2015 | 2016 | 2017 | 2018 | 2019 | 2020 | 2021 | 2022 | 2023 | 2024 | 2025 | 2026 | 2027 | 2028 | 2029 | 2030 | 2031 | 2032 | 2033 | 2034 | 2035 | 2036 | 2037 | 2038 | 2039 | 2040 | 2041 | 2042 | 2043
4Y- | Capital | CHP | 3% | Capital Cost |  |  | [2013 $] | 0 |  |  | 0 | 0 | 0 | 0 | 0 | 0 | 0 | 0 | 0 | 0 | 0 | 0 | 0 | 0 | 0 | 0 | 0 | 0 | 0 | 0 | 0 | 0 | 0 | 0 | 0 | 0 | 0 | 0 | 0 | 0
|  |  |  | Project Schedule Spend Profile | [6 empty] | 100% | 0% | 0% | 0% | 0% | 0% | 0% | 0% | 0% | 0% | 0% | 0% | 0% | 0% | 0% | 0% | 0% | 0% | 0% | 0% | 0% | 0% | 0% | 0% | 0% | 0% | 0% | 0% | 0% | 0%
|  |  |  | CHP O&M |  |  | Units | Default Value | Overwrite Value |  | 2014 | 2015 | 2016 | 2017 | 2018 | 2019 | 2020 | 2021 | 2022 | 2023 | 2024 | 2025 | 2026 | 2027 | 2028 | 2029 | 2030 | 2031 | 2032 | 2033 | 2034 | 2035 | 2036 | 2037 | 2038 | 2039 | 2040 | 2041 | 2042 | 2043
Costs
4Y- | Hrs- | CHP | 2% | Labor |  |  | [hrs/yr] | 0 |  |  | 0 | 0 | 0 | 0 | 0 | 0 | 0 | 0 | 0 | 0 | 0 | 0 | 0 | 0 | 0 | 0 | 0 | 0 | 0 | 0 | 0 | 0 | 0 | 0 | 0 | 0 | 0 | 0 | 0 | 0
4Y- | OMM- | CHP | 2% | Maintenance |  |  | [2013 $] | 0 |  |  | 0 | 0 | 0 | 0 | 0 | 0 | 0 | 0 | 0 | 0 | 0 | 0 | 0 | 0 | 0 | 0 | 0 | 0 | 0 | 0 | 0 | 0 | 0 | 0 | 0 | 0 | 0 | 0 | 0 | 0
4Y- | Chem- | CHP | 2% | Chemicals |  |  | [2013 $] | 0 |  |  | 0 | 0 | 0 | 0 | 0 | 0 | 0 | 0 | 0 | 0 | 0 | 0 | 0 | 0 | 0 | 0 | 0 | 0 | 0 | 0 | 0 | 0 | 0 | 0 | 0 | 0 | 0 | 0 | 0 | 0
4Y- | Dispo- | CHP | 2% | Reuse and Disposal Costs |  |  | [2013 $] | 0 |  |  | 0 | 0 | 0 | 0 | 0 | 0 | 0 | 0 | 0 | 0 | 0 | 0 | 0 | 0 | 0 | 0 | 0 | 0 | 0 | 0 | 0 | 0 | 0 | 0 | 0 | 0 | 0 | 0 | 0 | 0
4Y- | NG- | CHP |  | Natural Gas |  |  | [MJ/yr] | 0 |  |  | 0 | 0 | 0 | 0 | 0 | 0 | 0 | 0 | 0 | 0 | 0 | 0 | 0 | 0 | 0 | 0 | 0 | 0 | 0 | 0 | 0 | 0 | 0 | 0 | 0 | 0 | 0 | 0 | 0 | 0
4Y- | kWh- | CHP |  | Electricity Consumption |  |  | [kWh/yr] | 0 |  |  | 0 | 0 | 0 | 0 | 0 | 0 | 0 | 0 | 0 | 0 | 0 | 0 | 0 | 0 | 0 | 0 | 0 | 0 | 0 | 0 | 0 | 0 | 0 | 0 | 0 | 0 | 0 | 0 | 0 | 0
4Y- | GHG- | CHP | 2% | GHG Cost |  |  | [tCO2e/yr] | 0 |  |  | 0 | 0 | 0 | 0 | 0 | 0 | 0 | 0 | 0 | 0 | 0 | 0 | 0 | 0 | 0 | 0 | 0 | 0 | 0 | 0 | 0 | 0 | 0 | 0 | 0 | 0 | 0 | 0 | 0 | 0
4Y- | ExtraOrd- | CHP | 2% | Extraordinary Maintenance Costs |  |  | [2013 $] | 0 |  |  | 0 | 0 | 0 | 0 | 0 | 0 | 0 | 0 | 0 | 0 | 0 | 0 | 0 | 0 | 0 | 0 | 0 | 0 | 0 | 0 | 0 | 0 | 0 | 0 | 0 | 0 | 0 | 0 | 0 | 0
Benefits
4Y- | kWhProd- | CHP |  | Electricity Production |  |  | [kWh/yr] | 0 |  |  | 0 | 0 | 0 | 0 | 0 | 0 | 0 | 0 | 0 | 0 | 0 | 0 | 0 | 0 | 0 | 0 | 0 | 0 | 0 | 0 | 0 | 0 | 0 | 0 | 0 | 0 | 0 | 0 | 0 | 0
4Y- | TipFee- | CHP | 2% | Tipping Fees |  |  | [2013 $] | 0 |  |  | 0 | 0 | 0 | 0 | 0 | 0 | 0 | 0 | 0 | 0 | 0 | 0 | 0 | 0 | 0 | 0 | 0 | 0 | 0 | 0 | 0 | 0 | 0 | 0 | 0 | 0 | 0 | 0 | 0 | 0
|  |  |  | Net Costs | [6 empty] | 0 | 0 | 0 | 0 | 0 | 0 | 0 | 0 | 0 | 0 | 0 | 0 | 0 | 0 | 0 | 0 | 0 | 0 | 0 | 0 | 0 | 0 | 0 | 0 | 0 | 0 | 0 | 0 | 0 | 0
|  |  |  | Dewatering Capital Costs |  |  | Units | Default Value | Overwrite Value |  | 2014 | 2015 | 2016 | 2017 | 2018 | 2019 | 2020 | 2021 | 2022 | 2023 | 2024 | 2025 | 2026 | 2027 | 2028 | 2029 | 2030 | 2031 | 2032 | 2033 | 2034 | 2035 | 2036 | 2037 | 2038 | 2039 | 2040 | 2041 | 2042 | 2043
4Y- | Capital | Dewatering | 3% | Capital Cost |  |  | [2013 $] | 4827000 |  |  | 4971810 | 0 | 0 | 0 | 0 | 0 | 0 | 0 | 0 | 0 | 0 | 0 | 0 | 0 | 0 | 0 | 0 | 0 | 0 | 0 | 0 | 0 | 0 | 0 | 0 | 0 | 0 | 0 | 0 | 0
|  |  |  | Project Schedule Spend Profile | [6 empty] | 100% | 0% | 0% | 0% | 0% | 0% | 0% | 0% | 0% | 0% | 0% | 0% | 0% | 0% | 0% | 0% | 0% | 0% | 0% | 0% | 0% | 0% | 0% | 0% | 0% | 0% | 0% | 0% | 0% | 0%
|  |  |  | Dewatering O&M |  |  | Units | Default Value | Overwrite Value |  | 2014 | 2015 | 2016 | 2017 | 2018 | 2019 | 2020 | 2021 | 2022 | 2023 | 2024 | 2025 | 2026 | 2027 | 2028 | 2029 | 2030 | 2031 | 2032 | 2033 | 2034 | 2035 | 2036 | 2037 | 2038 | 2039 | 2040 | 2041 | 2042 | 2043
Costs
4Y- | Hrs- | Dewatering | 2% | Labor |  |  | [hrs/yr] | 0 |  |  | 0 | 0 | 0 | 0 | 0 | 0 | 0 | 0 | 0 | 0 | 0 | 0 | 0 | 0 | 0 | 0 | 0 | 0 | 0 | 0 | 0 | 0 | 0 | 0 | 0 | 0 | 0 | 0 | 0 | 0
4Y- | OMM- | Dewatering | 2% | Maintenance |  |  | [2013 $] | 0 |  |  | 0 | 0 | 0 | 0 | 0 | 0 | 0 | 0 | 0 | 0 | 0 | 0 | 0 | 0 | 0 | 0 | 0 | 0 | 0 | 0 | 0 | 0 | 0 | 0 | 0 | 0 | 0 | 0 | 0 | 0
4Y- | Chem- | Dewatering | 2% | Chemicals |  |  | [2013 $] | 0 |  |  | 0 | 0 | 0 | 0 | 0 | 0 | 0 | 0 | 0 | 0 | 0 | 0 | 0 | 0 | 0 | 0 | 0 | 0 | 0 | 0 | 0 | 0 | 0 | 0 | 0 | 0 | 0 | 0 | 0 | 0
4Y- | Dispo- | Dewatering | 2% | Reuse and Disposal Costs |  |  | [2013 $] | 0 |  |  | 0 | 0 | 0 | 0 | 0 | 0 | 0 | 0 | 0 | 0 | 0 | 0 | 0 | 0 | 0 | 0 | 0 | 0 | 0 | 0 | 0 | 0 | 0 | 0 | 0 | 0 | 0 | 0 | 0 | 0
4Y- | NG- | Dewatering |  | Natural Gas |  |  | [MJ/yr] | 1230050 |  |  | 5349.6871 | 5490.6314 | 6135.7602 | 6487.3322 | 6921.436 | 7200.7756 | 7427.5684 | 7708.4819 | 8108.7424 | 8514.7764 | 8811.1198 | 9030.4009 | 9351.0128 | 9580.1996 | 9913.1834 | 10237.9508 | 10548.127 | 10933.7811 | 11292.9883 | 11745.4986 | 0 | 0 | 0 | 0 | 0 | 0 | 0 | 0 | 0 | 0
4Y- | kWh- | Dewatering |  | Electricity Consumption |  |  | [kWh/yr] | 0 |  |  | 0 | 0 | 0 | 0 | 0 | 0 | 0 | 0 | 0 | 0 | 0 | 0 | 0 | 0 | 0 | 0 | 0 | 0 | 0 | 0 | 0 | 0 | 0 | 0 | 0 | 0 | 0 | 0 | 0 | 0
4Y- | GHG- | Dewatering | 2% | GHG Cost |  |  | [tCO2e/yr] | 0 |  |  | 0 | 0 | 0 | 0 | 0 | 0 | 0 | 0 | 0 | 0 | 0 | 0 | 0 | 0 | 0 | 0 | 0 | 0 | 0 | 0 | 0 | 0 | 0 | 0 | 0 | 0 | 0 | 0 | 0 | 0
4Y- | ExtraOrd- | Dewatering | 2% | Extraordinary Maintenance Costs |  |  | [2013 $] | 0 |  |  | 0 | 0 | 0 | 0 | 0 | 0 | 0 | 0 | 0 | 0 | 0 | 0 | 0 | 0 | 0 | 0 | 0 | 0 | 0 | 0 | 0 | 0 | 0 | 0 | 0 | 0 | 0 | 0 | 0 | 0
Benefits
4Y- | kWhProd- | Dewatering |  | Electricity Production |  |  | [kWh/yr] | 0 |  |  | 0 | 0 | 0 | 0 | 0 | 0 | 0 | 0 | 0 | 0 | 0 | 0 | 0 | 0 | 0 | 0 | 0 | 0 | 0 | 0 | 0 | 0 | 0 | 0 | 0 | 0 | 0 | 0 | 0 | 0
4Y- | TipFee- | Dewatering | 2% | Tipping Fees |  |  | [2013 $] | 0 |  |  | 0 | 0 | 0 | 0 | 0 | 0 | 0 | 0 | 0 | 0 | 0 | 0 | 0 | 0 | 0 | 0 | 0 | 0 | 0 | 0 | 0 | 0 | 0 | 0 | 0 | 0 | 0 | 0 | 0 | 0
|  |  |  | Net Costs | [6 empty] | 5349.6871 | 5490.6314 | 6135.7602 | 6487.3322 | 6921.436 | 7200.7756 | 7427.5684 | 7708.4819 | 8108.7424 | 8514.7764 | 8811.1198 | 9030.4009 | 9351.0128 | 9580.1996 | 9913.1834 | 10237.9508 | 10548.127 | 10933.7811 | 11292.9883 | 11745.4986 | 0 | 0 | 0 | 0 | 0 | 0 | 0 | 0 | 0 | 0
|  |  |  | Drying/Gasification/Energy Recovery Capital Costs |  |  | Units | Default Value | Overwrite Value |  | 2014 | 2015 | 2016 | 2017 | 2018 | 2019 | 2020 | 2021 | 2022 | 2023 | 2024 | 2025 | 2026 | 2027 | 2028 | 2029 | 2030 | 2031 | 2032 | 2033 | 2034 | 2035 | 2036 | 2037 | 2038 | 2039 | 2040 | 2041 | 2042 | 2043
4Y- | Capital | Drying/Gasification/Energy Recovery | 3% | Capital Cost |  |  | [2013 $] | 9970000 |  |  | 10269100 | 0 | 0 | 0 | 0 | 0 | 0 | 0 | 0 | 0 | 0 | 0 | 0 | 0 | 0 | 0 | 0 | 0 | 0 | 0 | 0 | 0 | 0 | 0 | 0 | 0 | 0 | 0 | 0 | 0
|  |  |  | Project Schedule Spend Profile | [6 empty] | 100% | 0% | 0% | 0% | 0% | 0% | 0% | 0% | 0% | 0% | 0% | 0% | 0% | 0% | 0% | 0% | 0% | 0% | 0% | 0% | 0% | 0% | 0% | 0% | 0% | 0% | 0% | 0% | 0% | 0%
|  |  |  | Drying/Gasification/Energy Recovery O&M |  |  | Units | Default Value | Overwrite Value |  | 2014 | 2015 | 2016 | 2017 | 2018 | 2019 | 2020 | 2021 | 2022 | 2023 | 2024 | 2025 | 2026 | 2027 | 2028 | 2029 | 2030 | 2031 | 2032 | 2033 | 2034 | 2035 | 2036 | 2037 | 2038 | 2039 | 2040 | 2041 | 2042 | 2043
Costs
4Y- | Hrs- | Drying/Gasification/Energy Recovery | 2% | Labor |  |  | [hrs/yr] | 11680 |  |  | 416976 | 425315.52 | 433821.8304 | 442498.267 | 451348.2323 | 460375.197 | 469582.7009 | 478974.355 | 488553.8421 | 498324.9189 | 508291.4173 | 518457.2456 | 528826.3905 | 539402.9183 | 550190.9767 | 561194.7962 | 572418.6922 | 583867.066 | 595544.4073 | 607455.2955 | 0 | 0 | 0 | 0 | 0 | 0 | 0 | 0 | 0 | 0
4Y- | OMM- | Drying/Gasification/Energy Recovery | 2% | Maintenance |  |  | [2013 $] | 130000 |  |  | 132600 | 135252 | 137957.04 | 140716.1808 | 143530.5044 | 146401.1145 | 149329.1368 | 152315.7195 | 155362.0339 | 158469.2746 | 161638.6601 | 164871.4333 | 168168.862 | 171532.2392 | 174962.884 | 178462.1417 | 182031.3845 | 185672.0122 | 189385.4524 | 193173.1615 | 0 | 0 | 0 | 0 | 0 | 0 | 0 | 0 | 0 | 0
4Y- | Chem- | Drying/Gasification/Energy Recovery | 2% | Chemicals |  |  | [2013 $] | 0 |  |  | 0 | 0 | 0 | 0 | 0 | 0 | 0 | 0 | 0 | 0 | 0 | 0 | 0 | 0 | 0 | 0 | 0 | 0 | 0 | 0 | 0 | 0 | 0 | 0 | 0 | 0 | 0 | 0 | 0 | 0
4Y- | Dispo- | Drying/Gasification/Energy Recovery | 2% | Reuse and Disposal Costs |  |  | [2013 $] | 0 |  |  | 0 | 0 | 0 | 0 | 0 | 0 | 0 | 0 | 0 | 0 | 0 | 0 | 0 | 0 | 0 | 0 | 0 | 0 | 0 | 0 | 0 | 0 | 0 | 0 | 0 | 0 | 0 | 0 | 0 | 0
4Y- | NG- | Drying/Gasification/Energy Recovery |  | Natural Gas |  |  | [MJ/yr] | 1233700 |  |  | 5365.5615 | 5506.924 | 6153.9672 | 6506.5824 | 6941.9744 | 7222.1429 | 7449.6087 | 7731.3557 | 8132.8039 | 8540.0428 | 8837.2656 | 9057.1973 | 9378.7606 | 9608.6275 | 9942.5994 | 10268.3305 | 10579.427 | 10966.2256 | 11326.4987 | 11780.3517 | 0 | 0 | 0 | 0 | 0 | 0 | 0 | 0 | 0 | 0
4Y- | kWh- | Drying/Gasification/Energy Recovery |  | Electricity Consumption |  |  | [kWh/yr] | 485450 |  |  | 31351.1164 | 31546.5446 | 32906.5142 | 33893.6273 | 34711.5182 | 35155.5925 | 35727.6609 | 36607.9177 | 37484.3362 | 38421.5367 | 39253.7396 | 40009.6237 | 40933.8379 | 41866.7879 | 42862.238 | 43977.3767 | 45055.1504 | 46223.9523 | 47461.2988 | 48752.4011 | 0 | 0 | 0 | 0 | 0 | 0 | 0 | 0 | 0 | 0
4Y- | GHG- | Drying/Gasification/Energy Recovery | 2% | GHG Cost |  |  | [tCO2e/yr] | 308.1305 |  |  | 0 | 0 | 0 | 0 | 0 | 0 | 0 | 0 | 0 | 0 | 0 | 0 | 0 | 0 | 0 | 0 | 0 | 0 | 0 | 0 | 0 | 0 | 0 | 0 | 0 | 0 | 0 | 0 | 0 | 0
4Y- | ExtraOrd- | Drying/Gasification/Energy Recovery | 2% | Extraordinary Maintenance Costs |  |  | [2013 $] | 0 |  |  | 0 | 0 | 0 | 0 | 0 | 0 | 0 | 0 | 0 | 0 | 0 | 0 | 0 | 0 | 0 | 0 | 0 | 0 | 0 | 0 | 0 | 0 | 0 | 0 | 0 | 0 | 0 | 0 | 0 | 0
Benefits
4Y- | kWhProd- | Drying/Gasification/Energy Recovery |  | Electricity Production |  |  | [kWh/yr] | 0 |  |  | 0 | 0 | 0 | 0 | 0 | 0 | 0 | 0 | 0 | 0 | 0 | 0 | 0 | 0 | 0 | 0 | 0 | 0 | 0 | 0 | 0 | 0 | 0 | 0 | 0 | 0 | 0 | 0 | 0 | 0
4Y- | TipFee- | Drying/Gasification/Energy Recovery | 2% | Tipping Fees |  |  | [2013 $] | 0 |  |  | 0 | 0 | 0 | 0 | 0 | 0 | 0 | 0 | 0 | 0 | 0 | 0 | 0 | 0 | 0 | 0 | 0 | 0 | 0 | 0 | 0 | 0 | 0 | 0 | 0 | 0 | 0 | 0 | 0 | 0
|  |  |  | Net Costs | [6 empty] | 586292.6779 | 597620.9886 | 610839.3518 | 623614.6576 | 636532.2294 | 649154.0469 | 662089.1073 | 675629.3479 | 689533.0161 | 703755.773 | 718021.0825 | 732395.4999 | 747307.851 | 762410.5729 | 777958.6981 | 793902.645 | 810084.6542 | 826729.2561 | 843717.6572 | 861161.2098 | 0 | 0 | 0 | 0 | 0 | 0 | 0 | 0 | 0 | 0
|  |  |  | Energy Recovery Capital Costs |  |  | Units | Default Value | Overwrite Value |  | 2014 | 2015 | 2016 | 2017 | 2018 | 2019 | 2020 | 2021 | 2022 | 2023 | 2024 | 2025 | 2026 | 2027 | 2028 | 2029 | 2030 | 2031 | 2032 | 2033 | 2034 | 2035 | 2036 | 2037 | 2038 | 2039 | 2040 | 2041 | 2042 | 2043
4Y- | Capital | Energy Recovery | 3% | Capital Cost |  |  | [2013 $] | 0 |  |  | 0 | 0 | 0 | 0 | 0 | 0 | 0 | 0 | 0 | 0 | 0 | 0 | 0 | 0 | 0 | 0 | 0 | 0 | 0 | 0 | 0 | 0 | 0 | 0 | 0 | 0 | 0 | 0 | 0 | 0
|  |  |  | Project Schedule Spend Profile | [6 empty] | 100% | 0% | 0% | 0% | 0% | 0% | 0% | 0% | 0% | 0% | 0% | 0% | 0% | 0% | 0% | 0% | 0% | 0% | 0% | 0% | 0% | 0% | 0% | 0% | 0% | 0% | 0% | 0% | 0% | 0%
|  |  |  | Energy Recovery O&M |  |  | Units | Default Value | Overwrite Value |  | 2014 | 2015 | 2016 | 2017 | 2018 | 2019 | 2020 | 2021 | 2022 | 2023 | 2024 | 2025 | 2026 | 2027 | 2028 | 2029 | 2030 | 2031 | 2032 | 2033 | 2034 | 2035 | 2036 | 2037 | 2038 | 2039 | 2040 | 2041 | 2042 | 2043
Costs
4Y- | Hrs- | Energy Recovery | 2% | Labor |  |  | [hrs/yr] | 0 |  |  | 0 | 0 | 0 | 0 | 0 | 0 | 0 | 0 | 0 | 0 | 0 | 0 | 0 | 0 | 0 | 0 | 0 | 0 | 0 | 0 | 0 | 0 | 0 | 0 | 0 | 0 | 0 | 0 | 0 | 0
4Y- | OMM- | Energy Recovery | 2% | Maintenance |  |  | [2013 $] | 0 |  |  | 0 | 0 | 0 | 0 | 0 | 0 | 0 | 0 | 0 | 0 | 0 | 0 | 0 | 0 | 0 | 0 | 0 | 0 | 0 | 0 | 0 | 0 | 0 | 0 | 0 | 0 | 0 | 0 | 0 | 0
4Y- | Chem- | Energy Recovery | 2% | Chemicals |  |  | [2013 $] | 0 |  |  | 0 | 0 | 0 | 0 | 0 | 0 | 0 | 0 | 0 | 0 | 0 | 0 | 0 | 0 | 0 | 0 | 0 | 0 | 0 | 0 | 0 | 0 | 0 | 0 | 0 | 0 | 0 | 0 | 0 | 0
4Y- | Dispo- | Energy Recovery | 2% | Reuse and Disposal Costs |  |  | [2013 $] | 0 |  |  | 0 | 0 | 0 | 0 | 0 | 0 | 0 | 0 | 0 | 0 | 0 | 0 | 0 | 0 | 0 | 0 | 0 | 0 | 0 | 0 | 0 | 0 | 0 | 0 | 0 | 0 | 0 | 0 | 0 | 0
4Y- | NG- | Energy Recovery |  | Natural Gas |  |  | [MJ/yr] | 0 |  |  | 0 | 0 | 0 | 0 | 0 | 0 | 0 | 0 | 0 | 0 | 0 | 0 | 0 | 0 | 0 | 0 | 0 | 0 | 0 | 0 | 0 | 0 | 0 | 0 | 0 | 0 | 0 | 0 | 0 | 0
4Y- | kWh- | Energy Recovery |  | Electricity Consumption |  |  | [kWh/yr] | 0 |  |  | 0 | 0 | 0 | 0 | 0 | 0 | 0 | 0 | 0 | 0 | 0 | 0 | 0 | 0 | 0 | 0 | 0 | 0 | 0 | 0 | 0 | 0 | 0 | 0 | 0 | 0 | 0 | 0 | 0 | 0
4Y- | GHG- | Energy Recovery | 2% | GHG Cost |  |  | [tCO2e/yr] | 0 |  |  | 0 | 0 | 0 | 0 | 0 | 0 | 0 | 0 | 0 | 0 | 0 | 0 | 0 | 0 | 0 | 0 | 0 | 0 | 0 | 0 | 0 | 0 | 0 | 0 | 0 | 0 | 0 | 0 | 0 | 0
4Y- | ExtraOrd- | Energy Recovery | 2% | Extraordinary Maintenance Costs |  |  | [2013 $] | 0 |  |  | 0 | 0 | 0 | 0 | 0 | 0 | 0 | 0 | 0 | 0 | 0 | 0 | 0 | 0 | 0 | 0 | 0 | 0 | 0 | 0 | 0 | 0 | 0 | 0 | 0 | 0 | 0 | 0 | 0 | 0
Benefits
4Y- | kWhProd- | Energy Recovery |  | Electricity Production |  |  | [kWh/yr] | 0 |  |  | 0 | 0 | 0 | 0 | 0 | 0 | 0 | 0 | 0 | 0 | 0 | 0 | 0 | 0 | 0 | 0 | 0 | 0 | 0 | 0 | 0 | 0 | 0 | 0 | 0 | 0 | 0 | 0 | 0 | 0
4Y- | TipFee- | Energy Recovery | 2% | Tipping Fees |  |  | [2013 $] | 0 |  |  | 0 | 0 | 0 | 0 | 0 | 0 | 0 | 0 | 0 | 0 | 0 | 0 | 0 | 0 | 0 | 0 | 0 | 0 | 0 | 0 | 0 | 0 | 0 | 0 | 0 | 0 | 0 | 0 | 0 | 0
|  |  |  | Net Costs | [6 empty] | 0 | 0 | 0 | 0 | 0 | 0 | 0 | 0 | 0 | 0 | 0 | 0 | 0 | 0 | 0 | 0 | 0 | 0 | 0 | 0 | 0 | 0 | 0 | 0 | 0 | 0 | 0 | 0 | 0 | 0
|  |  |  | Fluid Bed Incineration Capital Costs |  |  | Units | Default Value | Overwrite Value |  | 2014 | 2015 | 2016 | 2017 | 2018 | 2019 | 2020 | 2021 | 2022 | 2023 | 2024 | 2025 | 2026 | 2027 | 2028 | 2029 | 2030 | 2031 | 2032 | 2033 | 2034 | 2035 | 2036 | 2037 | 2038 | 2039 | 2040 | 2041 | 2042 | 2043
4Y- | Capital | Fluid Bed Incineration | 3% | Capital Cost |  |  | [2013 $] | 0 |  |  | 0 | 0 | 0 | 0 | 0 | 0 | 0 | 0 | 0 | 0 | 0 | 0 | 0 | 0 | 0 | 0 | 0 | 0 | 0 | 0 | 0 | 0 | 0 | 0 | 0 | 0 | 0 | 0 | 0 | 0
|  |  |  | Project Schedule Spend Profile | [6 empty] | 100% | 0% | 0% | 0% | 0% | 0% | 0% | 0% | 0% | 0% | 0% | 0% | 0% | 0% | 0% | 0% | 0% | 0% | 0% | 0% | 0% | 0% | 0% | 0% | 0% | 0% | 0% | 0% | 0% | 0%
|  |  |  | Fluid Bed Incineration O&M |  |  | Units | Default Value | Overwrite Value |  | 2014 | 2015 | 2016 | 2017 | 2018 | 2019 | 2020 | 2021 | 2022 | 2023 | 2024 | 2025 | 2026 | 2027 | 2028 | 2029 | 2030 | 2031 | 2032 | 2033 | 2034 | 2035 | 2036 | 2037 | 2038 | 2039 | 2040 | 2041 | 2042 | 2043
Costs
4Y- | Hrs- | Fluid Bed Incineration | 2% | Labor |  |  | [hrs/yr] | 0 |  |  | 0 | 0 | 0 | 0 | 0 | 0 | 0 | 0 | 0 | 0 | 0 | 0 | 0 | 0 | 0 | 0 | 0 | 0 | 0 | 0 | 0 | 0 | 0 | 0 | 0 | 0 | 0 | 0 | 0 | 0
4Y- | OMM- | Fluid Bed Incineration | 2% | Maintenance |  |  | [2013 $] | 0 |  |  | 0 | 0 | 0 | 0 | 0 | 0 | 0 | 0 | 0 | 0 | 0 | 0 | 0 | 0 | 0 | 0 | 0 | 0 | 0 | 0 | 0 | 0 | 0 | 0 | 0 | 0 | 0 | 0 | 0 | 0
4Y- | Chem- | Fluid Bed Incineration | 2% | Chemicals |  |  | [2013 $] | 0 |  |  | 0 | 0 | 0 | 0 | 0 | 0 | 0 | 0 | 0 | 0 | 0 | 0 | 0 | 0 | 0 | 0 | 0 | 0 | 0 | 0 | 0 | 0 | 0 | 0 | 0 | 0 | 0 | 0 | 0 | 0
4Y- | Dispo- | Fluid Bed Incineration | 2% | Reuse and Disposal Costs |  |  | [2013 $] | 0 |  |  | 0 | 0 | 0 | 0 | 0 | 0 | 0 | 0 | 0 | 0 | 0 | 0 | 0 | 0 | 0 | 0 | 0 | 0 | 0 | 0 | 0 | 0 | 0 | 0 | 0 | 0 | 0 | 0 | 0 | 0
4Y- | NG- | Fluid Bed Incineration |  | Natural Gas |  |  | [MJ/yr] | 0 |  |  | 0 | 0 | 0 | 0 | 0 | 0 | 0 | 0 | 0 | 0 | 0 | 0 | 0 | 0 | 0 | 0 | 0 | 0 | 0 | 0 | 0 | 0 | 0 | 0 | 0 | 0 | 0 | 0 | 0 | 0
4Y- | kWh- | Fluid Bed Incineration |  | Electricity Consumption |  |  | [kWh/yr] | 0 |  |  | 0 | 0 | 0 | 0 | 0 | 0 | 0 | 0 | 0 | 0 | 0 | 0 | 0 | 0 | 0 | 0 | 0 | 0 | 0 | 0 | 0 | 0 | 0 | 0 | 0 | 0 | 0 | 0 | 0 | 0
4Y- | GHG- | Fluid Bed Incineration | 2% | GHG Cost |  |  | [tCO2e/yr] | 0 |  |  | 0 | 0 | 0 | 0 | 0 | 0 | 0 | 0 | 0 | 0 | 0 | 0 | 0 | 0 | 0 | 0 | 0 | 0 | 0 | 0 | 0 | 0 | 0 | 0 | 0 | 0 | 0 | 0 | 0 | 0
4Y- | ExtraOrd- | Fluid Bed Incineration | 2% | Extraordinary Maintenance Costs |  |  | [2013 $] | 0 |  |  | 0 | 0 | 0 | 0 | 0 | 0 | 0 | 0 | 0 | 0 | 0 | 0 | 0 | 0 | 0 | 0 | 0 | 0 | 0 | 0 | 0 | 0 | 0 | 0 | 0 | 0 | 0 | 0 | 0 | 0
Benefits
4Y- | kWhProd- | Fluid Bed Incineration |  | Electricity Production |  |  | [kWh/yr] | 0 |  |  | 0 | 0 | 0 | 0 | 0 | 0 | 0 | 0 | 0 | 0 | 0 | 0 | 0 | 0 | 0 | 0 | 0 | 0 | 0 | 0 | 0 | 0 | 0 | 0 | 0 | 0 | 0 | 0 | 0 | 0
4Y- | TipFee- | Fluid Bed Incineration | 2% | Tipping Fees |  |  | [2013 $] | 0 |  |  | 0 | 0 | 0 | 0 | 0 | 0 | 0 | 0 | 0 | 0 | 0 | 0 | 0 | 0 | 0 | 0 | 0 | 0 | 0 | 0 | 0 | 0 | 0 | 0 | 0 | 0 | 0 | 0 | 0 | 0
|  |  |  | Net Costs | [6 empty] | 0 | 0 | 0 | 0 | 0 | 0 | 0 | 0 | 0 | 0 | 0 | 0 | 0 | 0 | 0 | 0 | 0 | 0 | 0 | 0 | 0 | 0 | 0 | 0 | 0 | 0 | 0 | 0 | 0 | 0
|  |  |  | FOG Receiving Capital Costs |  |  | Units | Default Value | Overwrite Value |  | 2014 | 2015 | 2016 | 2017 | 2018 | 2019 | 2020 | 2021 | 2022 | 2023 | 2024 | 2025 | 2026 | 2027 | 2028 | 2029 | 2030 | 2031 | 2032 | 2033 | 2034 | 2035 | 2036 | 2037 | 2038 | 2039 | 2040 | 2041 | 2042 | 2043
4Y- | Capital | FOG Receiving | 3% | Capital Cost |  |  | [2013 $] | 0 |  |  | 0 | 0 | 0 | 0 | 0 | 0 | 0 | 0 | 0 | 0 | 0 | 0 | 0 | 0 | 0 | 0 | 0 | 0 | 0 | 0 | 0 | 0 | 0 | 0 | 0 | 0 | 0 | 0 | 0 | 0
|  |  |  | Project Schedule Spend Profile | [6 empty] | 100% | 0% | 0% | 0% | 0% | 0% | 0% | 0% | 0% | 0% | 0% | 0% | 0% | 0% | 0% | 0% | 0% | 0% | 0% | 0% | 0% | 0% | 0% | 0% | 0% | 0% | 0% | 0% | 0% | 0%
|  |  |  | FOG Receiving O&M |  |  | Units | Default Value | Overwrite Value |  | 2014 | 2015 | 2016 | 2017 | 2018 | 2019 | 2020 | 2021 | 2022 | 2023 | 2024 | 2025 | 2026 | 2027 | 2028 | 2029 | 2030 | 2031 | 2032 | 2033 | 2034 | 2035 | 2036 | 2037 | 2038 | 2039 | 2040 | 2041 | 2042 | 2043
Costs
4Y- | Hrs- | FOG Receiving | 2% | Labor |  |  | [hrs/yr] | 0 |  |  | 0 | 0 | 0 | 0 | 0 | 0 | 0 | 0 | 0 | 0 | 0 | 0 | 0 | 0 | 0 | 0 | 0 | 0 | 0 | 0 | 0 | 0 | 0 | 0 | 0 | 0 | 0 | 0 | 0 | 0
4Y- | OMM- | FOG Receiving | 2% | Maintenance |  |  | [2013 $] | 0 |  |  | 0 | 0 | 0 | 0 | 0 | 0 | 0 | 0 | 0 | 0 | 0 | 0 | 0 | 0 | 0 | 0 | 0 | 0 | 0 | 0 | 0 | 0 | 0 | 0 | 0 | 0 | 0 | 0 | 0 | 0
4Y- | Chem- | FOG Receiving | 2% | Chemicals |  |  | [2013 $] | 0 |  |  | 0 | 0 | 0 | 0 | 0 | 0 | 0 | 0 | 0 | 0 | 0 | 0 | 0 | 0 | 0 | 0 | 0 | 0 | 0 | 0 | 0 | 0 | 0 | 0 | 0 | 0 | 0 | 0 | 0 | 0
4Y- | Dispo- | FOG Receiving | 2% | Reuse and Disposal Costs |  |  | [2013 $] | 0 |  |  | 0 | 0 | 0 | 0 | 0 | 0 | 0 | 0 | 0 | 0 | 0 | 0 | 0 | 0 | 0 | 0 | 0 | 0 | 0 | 0 | 0 | 0 | 0 | 0 | 0 | 0 | 0 | 0 | 0 | 0
4Y- | NG- | FOG Receiving |  | Natural Gas |  |  | [MJ/yr] | 0 |  |  | 0 | 0 | 0 | 0 | 0 | 0 | 0 | 0 | 0 | 0 | 0 | 0 | 0 | 0 | 0 | 0 | 0 | 0 | 0 | 0 | 0 | 0 | 0 | 0 | 0 | 0 | 0 | 0 | 0 | 0
4Y- | kWh- | FOG Receiving |  | Electricity Consumption |  |  | [kWh/yr] | 0 |  |  | 0 | 0 | 0 | 0 | 0 | 0 | 0 | 0 | 0 | 0 | 0 | 0 | 0 | 0 | 0 | 0 | 0 | 0 | 0 | 0 | 0 | 0 | 0 | 0 | 0 | 0 | 0 | 0 | 0 | 0
4Y- | GHG- | FOG Receiving | 2% | GHG Cost |  |  | [tCO2e/yr] | 0 |  |  | 0 | 0 | 0 | 0 | 0 | 0 | 0 | 0 | 0 | 0 | 0 | 0 | 0 | 0 | 0 | 0 | 0 | 0 | 0 | 0 | 0 | 0 | 0 | 0 | 0 | 0 | 0 | 0 | 0 | 0
4Y- | ExtraOrd- | FOG Receiving | 2% | Extraordinary Maintenance Costs |  |  | [2013 $] | 0 |  |  | 0 | 0 | 0 | 0 | 0 | 0 | 0 | 0 | 0 | 0 | 0 | 0 | 0 | 0 | 0 | 0 | 0 | 0 | 0 | 0 | 0 | 0 | 0 | 0 | 0 | 0 | 0 | 0 | 0 | 0
Benefits
4Y- | kWhProd- | FOG Receiving |  | Electricity Production |  |  | [kWh/yr] | 0 |  |  | 0 | 0 | 0 | 0 | 0 | 0 | 0 | 0 | 0 | 0 | 0 | 0 | 0 | 0 | 0 | 0 | 0 | 0 | 0 | 0 | 0 | 0 | 0 | 0 | 0 | 0 | 0 | 0 | 0 | 0
4Y- | TipFee- | FOG Receiving | 2% | Tipping Fees |  |  | [2013 $] | 0 |  |  | 0 | 0 | 0 | 0 | 0 | 0 | 0 | 0 | 0 | 0 | 0 | 0 | 0 | 0 | 0 | 0 | 0 | 0 | 0 | 0 | 0 | 0 | 0 | 0 | 0 | 0 | 0 | 0 | 0 | 0
|  |  |  | Net Costs | [6 empty] | 0 | 0 | 0 | 0 | 0 | 0 | 0 | 0 | 0 | 0 | 0 | 0 | 0 | 0 | 0 | 0 | 0 | 0 | 0 | 0 | 0 | 0 | 0 | 0 | 0 | 0 | 0 | 0 | 0 | 0
|  |  |  | Gas Cleaning Capital Costs |  |  | Units | Default Value | Overwrite Value |  | 2014 | 2015 | 2016 | 2017 | 2018 | 2019 | 2020 | 2021 | 2022 | 2023 | 2024 | 2025 | 2026 | 2027 | 2028 | 2029 | 2030 | 2031 | 2032 | 2033 | 2034 | 2035 | 2036 | 2037 | 2038 | 2039 | 2040 | 2041 | 2042 | 2043
4Y- | Capital | Gas Cleaning | 3% | Capital Cost |  |  | [2013 $] | 0 |  |  | 0 | 0 | 0 | 0 | 0 | 0 | 0 | 0 | 0 | 0 | 0 | 0 | 0 | 0 | 0 | 0 | 0 | 0 | 0 | 0 | 0 | 0 | 0 | 0 | 0 | 0 | 0 | 0 | 0 | 0
|  |  |  | Project Schedule Spend Profile | [6 empty] | 100% | 0% | 0% | 0% | 0% | 0% | 0% | 0% | 0% | 0% | 0% | 0% | 0% | 0% | 0% | 0% | 0% | 0% | 0% | 0% | 0% | 0% | 0% | 0% | 0% | 0% | 0% | 0% | 0% | 0%
|  |  |  | Gas Cleaning O&M |  |  | Units | Default Value | Overwrite Value |  | 2014 | 2015 | 2016 | 2017 | 2018 | 2019 | 2020 | 2021 | 2022 | 2023 | 2024 | 2025 | 2026 | 2027 | 2028 | 2029 | 2030 | 2031 | 2032 | 2033 | 2034 | 2035 | 2036 | 2037 | 2038 | 2039 | 2040 | 2041 | 2042 | 2043
Costs
4Y- | Hrs- | Gas Cleaning | 2% | Labor |  |  | [hrs/yr] | 0 |  |  | 0 | 0 | 0 | 0 | 0 | 0 | 0 | 0 | 0 | 0 | 0 | 0 | 0 | 0 | 0 | 0 | 0 | 0 | 0 | 0 | 0 | 0 | 0 | 0 | 0 | 0 | 0 | 0 | 0 | 0
4Y- | OMM- | Gas Cleaning | 2% | Maintenance |  |  | [2013 $] | 0 |  |  | 0 | 0 | 0 | 0 | 0 | 0 | 0 | 0 | 0 | 0 | 0 | 0 | 0 | 0 | 0 | 0 | 0 | 0 | 0 | 0 | 0 | 0 | 0 | 0 | 0 | 0 | 0 | 0 | 0 | 0
4Y- | Chem- | Gas Cleaning | 2% | Chemicals |  |  | [2013 $] | 0 |  |  | 0 | 0 | 0 | 0 | 0 | 0 | 0 | 0 | 0 | 0 | 0 | 0 | 0 | 0 | 0 | 0 | 0 | 0 | 0 | 0 | 0 | 0 | 0 | 0 | 0 | 0 | 0 | 0 | 0 | 0
4Y- | Dispo- | Gas Cleaning | 2% | Reuse and Disposal Costs |  |  | [2013 $] | 0 |  |  | 0 | 0 | 0 | 0 | 0 | 0 | 0 | 0 | 0 | 0 | 0 | 0 | 0 | 0 | 0 | 0 | 0 | 0 | 0 | 0 | 0 | 0 | 0 | 0 | 0 | 0 | 0 | 0 | 0 | 0
4Y- | NG- | Gas Cleaning |  | Natural Gas |  |  | [MJ/yr] | 0 |  |  | 0 | 0 | 0 | 0 | 0 | 0 | 0 | 0 | 0 | 0 | 0 | 0 | 0 | 0 | 0 | 0 | 0 | 0 | 0 | 0 | 0 | 0 | 0 | 0 | 0 | 0 | 0 | 0 | 0 | 0
4Y- | kWh- | Gas Cleaning |  | Electricity Consumption |  |  | [kWh/yr] | 0 |  |  | 0 | 0 | 0 | 0 | 0 | 0 | 0 | 0 | 0 | 0 | 0 | 0 | 0 | 0 | 0 | 0 | 0 | 0 | 0 | 0 | 0 | 0 | 0 | 0 | 0 | 0 | 0 | 0 | 0 | 0
4Y- | GHG- | Gas Cleaning | 2% | GHG Cost |  |  | [tCO2e/yr] | 0 |  |  | 0 | 0 | 0 | 0 | 0 | 0 | 0 | 0 | 0 | 0 | 0 | 0 | 0 | 0 | 0 | 0 | 0 | 0 | 0 | 0 | 0 | 0 | 0 | 0 | 0 | 0 | 0 | 0 | 0 | 0
4Y- | ExtraOrd- | Gas Cleaning | 2% | Extraordinary Maintenance Costs |  |  | [2013 $] | 0 |  |  | 0 | 0 | 0 | 0 | 0 | 0 | 0 | 0 | 0 | 0 | 0 | 0 | 0 | 0 | 0 | 0 | 0 | 0 | 0 | 0 | 0 | 0 | 0 | 0 | 0 | 0 | 0 | 0 | 0 | 0
Benefits
4Y- | kWhProd- | Gas Cleaning |  | Electricity Production |  |  | [kWh/yr] | 0 |  |  | 0 | 0 | 0 | 0 | 0 | 0 | 0 | 0 | 0 | 0 | 0 | 0 | 0 | 0 | 0 | 0 | 0 | 0 | 0 | 0 | 0 | 0 | 0 | 0 | 0 | 0 | 0 | 0 | 0 | 0
4Y- | TipFee- | Gas Cleaning | 2% | Tipping Fees |  |  | [2013 $] | 0 |  |  | 0 | 0 | 0 | 0 | 0 | 0 | 0 | 0 | 0 | 0 | 0 | 0 | 0 | 0 | 0 | 0 | 0 | 0 | 0 | 0 | 0 | 0 | 0 | 0 | 0 | 0 | 0 | 0 | 0 | 0
|  |  |  | Net Costs | [6 empty] | 0 | 0 | 0 | 0 | 0 | 0 | 0 | 0 | 0 | 0 | 0 | 0 | 0 | 0 | 0 | 0 | 0 | 0 | 0 | 0 | 0 | 0 | 0 | 0 | 0 | 0 | 0 | 0 | 0 | 0
|  |  |  | Gravity Belt Thickener Capital Costs |  |  | Units | Default Value | Overwrite Value |  | 2014 | 2015 | 2016 | 2017 | 2018 | 2019 | 2020 | 2021 | 2022 | 2023 | 2024 | 2025 | 2026 | 2027 | 2028 | 2029 | 2030 | 2031 | 2032 | 2033 | 2034 | 2035 | 2036 | 2037 | 2038 | 2039 | 2040 | 2041 | 2042 | 2043
4Y- | Capital | Gravity Belt Thickener | 3% | Capital Cost |  |  | [2013 $] | 2050000 |  |  | 2111500 | 0 | 0 | 0 | 0 | 0 | 0 | 0 | 0 | 0 | 0 | 0 | 0 | 0 | 0 | 0 | 0 | 0 | 0 | 0 | 0 | 0 | 0 | 0 | 0 | 0 | 0 | 0 | 0 | 0
|  |  |  | Project Schedule Spend Profile | [6 empty] | 100% | 0% | 0% | 0% | 0% | 0% | 0% | 0% | 0% | 0% | 0% | 0% | 0% | 0% | 0% | 0% | 0% | 0% | 0% | 0% | 0% | 0% | 0% | 0% | 0% | 0% | 0% | 0% | 0% | 0%
|  |  |  | Gravity Belt Thickener O&M |  |  | Units | Default Value | Overwrite Value |  | 2014 | 2015 | 2016 | 2017 | 2018 | 2019 | 2020 | 2021 | 2022 | 2023 | 2024 | 2025 | 2026 | 2027 | 2028 | 2029 | 2030 | 2031 | 2032 | 2033 | 2034 | 2035 | 2036 | 2037 | 2038 | 2039 | 2040 | 2041 | 2042 | 2043
Costs
4Y- | Hrs- | Gravity Belt Thickener | 2% | Labor |  |  | [hrs/yr] | 5110 |  |  | 182427 | 186075.54 | 189797.0508 | 193592.9918 | 197464.8517 | 201414.1487 | 205442.4317 | 209551.2803 | 213742.3059 | 218017.152 | 222377.4951 | 226825.045 | 231361.5459 | 235988.7768 | 240708.5523 | 245522.7234 | 250433.1778 | 255441.8414 | 260550.6782 | 265761.6918 | 0 | 0 | 0 | 0 | 0 | 0 | 0 | 0 | 0 | 0
4Y- | OMM- | Gravity Belt Thickener | 2% | Maintenance |  |  | [2013 $] | 25000 |  |  | 25500 | 26010 | 26530.2 | 27060.804 | 27602.0201 | 28154.0605 | 28717.1417 | 29291.4845 | 29877.3142 | 30474.8605 | 31084.3577 | 31706.0449 | 32340.1658 | 32986.9691 | 33646.7085 | 34319.6426 | 35006.0355 | 35706.1562 | 36420.2793 | 37148.6849 | 0 | 0 | 0 | 0 | 0 | 0 | 0 | 0 | 0 | 0
4Y- | Chem- | Gravity Belt Thickener | 2% | Chemicals |  |  | [2013 $] | 25000 |  |  | 25500 | 26010 | 26530.2 | 27060.804 | 27602.0201 | 28154.0605 | 28717.1417 | 29291.4845 | 29877.3142 | 30474.8605 | 31084.3577 | 31706.0449 | 32340.1658 | 32986.9691 | 33646.7085 | 34319.6426 | 35006.0355 | 35706.1562 | 36420.2793 | 37148.6849 | 0 | 0 | 0 | 0 | 0 | 0 | 0 | 0 | 0 | 0
4Y- | Dispo- | Gravity Belt Thickener | 2% | Reuse and Disposal Costs |  |  | [2013 $] | 0 |  |  | 0 | 0 | 0 | 0 | 0 | 0 | 0 | 0 | 0 | 0 | 0 | 0 | 0 | 0 | 0 | 0 | 0 | 0 | 0 | 0 | 0 | 0 | 0 | 0 | 0 | 0 | 0 | 0 | 0 | 0
4Y- | NG- | Gravity Belt Thickener |  | Natural Gas |  |  | [MJ/yr] | 0 |  |  | 0 | 0 | 0 | 0 | 0 | 0 | 0 | 0 | 0 | 0 | 0 | 0 | 0 | 0 | 0 | 0 | 0 | 0 | 0 | 0 | 0 | 0 | 0 | 0 | 0 | 0 | 0 | 0 | 0 | 0
4Y- | kWh- | Gravity Belt Thickener |  | Electricity Consumption |  |  | [kWh/yr] | 57310 |  |  | 3701.169 | 3724.2403 | 3884.7921 | 4001.3262 | 4097.8826 | 4150.308 | 4217.8437 | 4321.7628 | 4425.2288 | 4535.8704 | 4634.1164 | 4723.3526 | 4832.4611 | 4942.6009 | 5060.1192 | 5191.7673 | 5319.0044 | 5456.9878 | 5603.0632 | 5755.4848 | 0 | 0 | 0 | 0 | 0 | 0 | 0 | 0 | 0 | 0
4Y- | GHG- | Gravity Belt Thickener | 2% | GHG Cost |  |  | [tCO2e/yr] | 0 |  |  | 0 | 0 | 0 | 0 | 0 | 0 | 0 | 0 | 0 | 0 | 0 | 0 | 0 | 0 | 0 | 0 | 0 | 0 | 0 | 0 | 0 | 0 | 0 | 0 | 0 | 0 | 0 | 0 | 0 | 0
4Y- | ExtraOrd- | Gravity Belt Thickener | 2% | Extraordinary Maintenance Costs |  |  | [2013 $] | 0 |  |  | 0 | 0 | 0 | 0 | 0 | 0 | 0 | 0 | 0 | 0 | 0 | 0 | 0 | 0 | 0 | 0 | 0 | 0 | 0 | 0 | 0 | 0 | 0 | 0 | 0 | 0 | 0 | 0 | 0 | 0
Benefits
4Y- | kWhProd- | Gravity Belt Thickener |  | Electricity Production |  |  | [kWh/yr] | 0 |  |  | 0 | 0 | 0 | 0 | 0 | 0 | 0 | 0 | 0 | 0 | 0 | 0 | 0 | 0 | 0 | 0 | 0 | 0 | 0 | 0 | 0 | 0 | 0 | 0 | 0 | 0 | 0 | 0 | 0 | 0
4Y- | TipFee- | Gravity Belt Thickener | 2% | Tipping Fees |  |  | [2013 $] | 0 |  |  | 0 | 0 | 0 | 0 | 0 | 0 | 0 | 0 | 0 | 0 | 0 | 0 | 0 | 0 | 0 | 0 | 0 | 0 | 0 | 0 | 0 | 0 | 0 | 0 | 0 | 0 | 0 | 0 | 0 | 0
|  |  |  | Net Costs | [6 empty] | 237128.169 | 241819.7803 | 246742.2429 | 251715.926 | 256766.7744 | 261872.5776 | 267094.5588 | 272456.0122 | 277922.1631 | 283502.7434 | 289180.3269 | 294960.4873 | 300874.3385 | 306905.3158 | 313062.0884 | 319353.776 | 325764.2532 | 332311.1415 | 338994.3 | 345814.5464 | 0 | 0 | 0 | 0 | 0 | 0 | 0 | 0 | 0 | 0
|  |  |  | Gravity Thickener Capital Costs |  |  | Units | Default Value | Overwrite Value |  | 2014 | 2015 | 2016 | 2017 | 2018 | 2019 | 2020 | 2021 | 2022 | 2023 | 2024 | 2025 | 2026 | 2027 | 2028 | 2029 | 2030 | 2031 | 2032 | 2033 | 2034 | 2035 | 2036 | 2037 | 2038 | 2039 | 2040 | 2041 | 2042 | 2043
4Y- | Capital | Gravity Thickener | 3% | Capital Cost |  |  | [2013 $] | 1029000 |  |  | 1059870 | 0 | 0 | 0 | 0 | 0 | 0 | 0 | 0 | 0 | 0 | 0 | 0 | 0 | 0 | 0 | 0 | 0 | 0 | 0 | 0 | 0 | 0 | 0 | 0 | 0 | 0 | 0 | 0 | 0
|  |  |  | Project Schedule Spend Profile | [6 empty] | 100% | 0% | 0% | 0% | 0% | 0% | 0% | 0% | 0% | 0% | 0% | 0% | 0% | 0% | 0% | 0% | 0% | 0% | 0% | 0% | 0% | 0% | 0% | 0% | 0% | 0% | 0% | 0% | 0% | 0%
|  |  |  | Gravity Thickener O&M |  |  | Units | Default Value | Overwrite Value |  | 2014 | 2015 | 2016 | 2017 | 2018 | 2019 | 2020 | 2021 | 2022 | 2023 | 2024 | 2025 | 2026 | 2027 | 2028 | 2029 | 2030 | 2031 | 2032 | 2033 | 2034 | 2035 | 2036 | 2037 | 2038 | 2039 | 2040 | 2041 | 2042 | 2043
Costs
4Y- | Hrs- | Gravity Thickener | 2% | Labor |  |  | [hrs/yr] | 1460 |  |  | 52122 | 53164.44 | 54227.7288 | 55312.2834 | 56418.529 | 57546.8996 | 58697.8376 | 59871.7944 | 61069.2303 | 62290.6149 | 63536.4272 | 64807.1557 | 66103.2988 | 67425.3648 | 68773.8721 | 70149.3495 | 71552.3365 | 72983.3833 | 74443.0509 | 75931.9119 | 0 | 0 | 0 | 0 | 0 | 0 | 0 | 0 | 0 | 0
4Y- | OMM- | Gravity Thickener | 2% | Maintenance |  |  | [2013 $] | 10000 |  |  | 10200 | 10404 | 10612.08 | 10824.3216 | 11040.808 | 11261.6242 | 11486.8567 | 11716.5938 | 11950.9257 | 12189.9442 | 12433.7431 | 12682.4179 | 12936.0663 | 13194.7876 | 13458.6834 | 13727.8571 | 14002.4142 | 14282.4625 | 14568.1117 | 14859.474 | 0 | 0 | 0 | 0 | 0 | 0 | 0 | 0 | 0 | 0
4Y- | Chem- | Gravity Thickener | 2% | Chemicals |  |  | [2013 $] | 0 |  |  | 0 | 0 | 0 | 0 | 0 | 0 | 0 | 0 | 0 | 0 | 0 | 0 | 0 | 0 | 0 | 0 | 0 | 0 | 0 | 0 | 0 | 0 | 0 | 0 | 0 | 0 | 0 | 0 | 0 | 0
4Y- | Dispo- | Gravity Thickener | 2% | Reuse and Disposal Costs |  |  | [2013 $] | 0 |  |  | 0 | 0 | 0 | 0 | 0 | 0 | 0 | 0 | 0 | 0 | 0 | 0 | 0 | 0 | 0 | 0 | 0 | 0 | 0 | 0 | 0 | 0 | 0 | 0 | 0 | 0 | 0 | 0 | 0 | 0
4Y- | NG- | Gravity Thickener |  | Natural Gas |  |  | [MJ/yr] | 0 |  |  | 0 | 0 | 0 | 0 | 0 | 0 | 0 | 0 | 0 | 0 | 0 | 0 | 0 | 0 | 0 | 0 | 0 | 0 | 0 | 0 | 0 | 0 | 0 | 0 | 0 | 0 | 0 | 0 | 0 | 0
4Y- | kWh- | Gravity Thickener |  | Electricity Consumption |  |  | [kWh/yr] | 9130 |  |  | 589.6296 | 593.3051 | 618.8824 | 637.4474 | 652.8297 | 661.1815 | 671.9406 | 688.4958 | 704.9789 | 722.6051 | 738.2566 | 752.4727 | 769.8546 | 787.4009 | 806.1226 | 827.0954 | 847.3654 | 869.3474 | 892.6185 | 916.9007 | 0 | 0 | 0 | 0 | 0 | 0 | 0 | 0 | 0 | 0
4Y- | GHG- | Gravity Thickener | 2% | GHG Cost |  |  | [tCO2e/yr] | 0 |  |  | 0 | 0 | 0 | 0 | 0 | 0 | 0 | 0 | 0 | 0 | 0 | 0 | 0 | 0 | 0 | 0 | 0 | 0 | 0 | 0 | 0 | 0 | 0 | 0 | 0 | 0 | 0 | 0 | 0 | 0
4Y- | ExtraOrd- | Gravity Thickener | 2% | Extraordinary Maintenance Costs |  |  | [2013 $] | 0 |  |  | 0 | 0 | 0 | 0 | 0 | 0 | 0 | 0 | 0 | 0 | 0 | 0 | 0 | 0 | 0 | 0 | 0 | 0 | 0 | 0 | 0 | 0 | 0 | 0 | 0 | 0 | 0 | 0 | 0 | 0
Benefits
4Y- | kWhProd- | Gravity Thickener |  | Electricity Production |  |  | [kWh/yr] | 0 |  |  | 0 | 0 | 0 | 0 | 0 | 0 | 0 | 0 | 0 | 0 | 0 | 0 | 0 | 0 | 0 | 0 | 0 | 0 | 0 | 0 | 0 | 0 | 0 | 0 | 0 | 0 | 0 | 0 | 0 | 0
4Y- | TipFee- | Gravity Thickener | 2% | Tipping Fees |  |  | [2013 $] | 0 |  |  | 0 | 0 | 0 | 0 | 0 | 0 | 0 | 0 | 0 | 0 | 0 | 0 | 0 | 0 | 0 | 0 | 0 | 0 | 0 | 0 | 0 | 0 | 0 | 0 | 0 | 0 | 0 | 0 | 0 | 0
|  |  |  | Net Costs | [6 empty] | 62911.6296 | 64161.7451 | 65458.6912 | 66774.0523 | 68112.1667 | 69469.7053 | 70856.6349 | 72276.884 | 73725.1348 | 75203.1641 | 76708.4268 | 78242.0463 | 79809.2198 | 81407.5533 | 83038.6781 | 84704.302 | 86402.1161 | 88135.1931 | 89903.7812 | 91708.2865 | 0 | 0 | 0 | 0 | 0 | 0 | 0 | 0 | 0 | 0
|  |  |  | Pre-Dewatering Capital Costs |  |  | Units | Default Value | Overwrite Value |  | 2014 | 2015 | 2016 | 2017 | 2018 | 2019 | 2020 | 2021 | 2022 | 2023 | 2024 | 2025 | 2026 | 2027 | 2028 | 2029 | 2030 | 2031 | 2032 | 2033 | 2034 | 2035 | 2036 | 2037 | 2038 | 2039 | 2040 | 2041 | 2042 | 2043
4Y- | Capital | Pre-Dewatering | 3% | Capital Cost |  |  | [2013 $] | 0 |  |  | 0 | 0 | 0 | 0 | 0 | 0 | 0 | 0 | 0 | 0 | 0 | 0 | 0 | 0 | 0 | 0 | 0 | 0 | 0 | 0 | 0 | 0 | 0 | 0 | 0 | 0 | 0 | 0 | 0 | 0
|  |  |  | Project Schedule Spend Profile | [6 empty] | 100% | 0% | 0% | 0% | 0% | 0% | 0% | 0% | 0% | 0% | 0% | 0% | 0% | 0% | 0% | 0% | 0% | 0% | 0% | 0% | 0% | 0% | 0% | 0% | 0% | 0% | 0% | 0% | 0% | 0%
|  |  |  | Pre-Dewatering O&M |  |  | Units | Default Value | Overwrite Value |  | 2014 | 2015 | 2016 | 2017 | 2018 | 2019 | 2020 | 2021 | 2022 | 2023 | 2024 | 2025 | 2026 | 2027 | 2028 | 2029 | 2030 | 2031 | 2032 | 2033 | 2034 | 2035 | 2036 | 2037 | 2038 | 2039 | 2040 | 2041 | 2042 | 2043
Costs
4Y- | Hrs- | Pre-Dewatering | 2% | Labor |  |  | [hrs/yr] | 0 |  |  | 0 | 0 | 0 | 0 | 0 | 0 | 0 | 0 | 0 | 0 | 0 | 0 | 0 | 0 | 0 | 0 | 0 | 0 | 0 | 0 | 0 | 0 | 0 | 0 | 0 | 0 | 0 | 0 | 0 | 0
4Y- | OMM- | Pre-Dewatering | 2% | Maintenance |  |  | [2013 $] | 0 |  |  | 0 | 0 | 0 | 0 | 0 | 0 | 0 | 0 | 0 | 0 | 0 | 0 | 0 | 0 | 0 | 0 | 0 | 0 | 0 | 0 | 0 | 0 | 0 | 0 | 0 | 0 | 0 | 0 | 0 | 0
4Y- | Chem- | Pre-Dewatering | 2% | Chemicals |  |  | [2013 $] | 0 |  |  | 0 | 0 | 0 | 0 | 0 | 0 | 0 | 0 | 0 | 0 | 0 | 0 | 0 | 0 | 0 | 0 | 0 | 0 | 0 | 0 | 0 | 0 | 0 | 0 | 0 | 0 | 0 | 0 | 0 | 0
4Y- | Dispo- | Pre-Dewatering | 2% | Reuse and Disposal Costs |  |  | [2013 $] | 0 |  |  | 0 | 0 | 0 | 0 | 0 | 0 | 0 | 0 | 0 | 0 | 0 | 0 | 0 | 0 | 0 | 0 | 0 | 0 | 0 | 0 | 0 | 0 | 0 | 0 | 0 | 0 | 0 | 0 | 0 | 0
4Y- | NG- | Pre-Dewatering |  | Natural Gas |  |  | [MJ/yr] | 0 |  |  | 0 | 0 | 0 | 0 | 0 | 0 | 0 | 0 | 0 | 0 | 0 | 0 | 0 | 0 | 0 | 0 | 0 | 0 | 0 | 0 | 0 | 0 | 0 | 0 | 0 | 0 | 0 | 0 | 0 | 0
4Y- | kWh- | Pre-Dewatering |  | Electricity Consumption |  |  | [kWh/yr] | 0 |  |  | 0 | 0 | 0 | 0 | 0 | 0 | 0 | 0 | 0 | 0 | 0 | 0 | 0 | 0 | 0 | 0 | 0 | 0 | 0 | 0 | 0 | 0 | 0 | 0 | 0 | 0 | 0 | 0 | 0 | 0
4Y- | GHG- | Pre-Dewatering | 2% | GHG Cost |  |  | [tCO2e/yr] | 0 |  |  | 0 | 0 | 0 | 0 | 0 | 0 | 0 | 0 | 0 | 0 | 0 | 0 | 0 | 0 | 0 | 0 | 0 | 0 | 0 | 0 | 0 | 0 | 0 | 0 | 0 | 0 | 0 | 0 | 0 | 0
4Y- | ExtraOrd- | Pre-Dewatering | 2% | Extraordinary Maintenance Costs |  |  | [2013 $] | 0 |  |  | 0 | 0 | 0 | 0 | 0 | 0 | 0 | 0 | 0 | 0 | 0 | 0 | 0 | 0 | 0 | 0 | 0 | 0 | 0 | 0 | 0 | 0 | 0 | 0 | 0 | 0 | 0 | 0 | 0 | 0
Benefits
4Y- | kWhProd- | Pre-Dewatering |  | Electricity Production |  |  | [kWh/yr] | 0 |  |  | 0 | 0 | 0 | 0 | 0 | 0 | 0 | 0 | 0 | 0 | 0 | 0 | 0 | 0 | 0 | 0 | 0 | 0 | 0 | 0 | 0 | 0 | 0 | 0 | 0 | 0 | 0 | 0 | 0 | 0
4Y- | TipFee- | Pre-Dewatering | 2% | Tipping Fees |  |  | [2013 $] | 0 |  |  | 0 | 0 | 0 | 0 | 0 | 0 | 0 | 0 | 0 | 0 | 0 | 0 | 0 | 0 | 0 | 0 | 0 | 0 | 0 | 0 | 0 | 0 | 0 | 0 | 0 | 0 | 0 | 0 | 0 | 0
|  |  |  | Net Costs | [6 empty] | 0 | 0 | 0 | 0 | 0 | 0 | 0 | 0 | 0 | 0 | 0 | 0 | 0 | 0 | 0 | 0 | 0 | 0 | 0 | 0 | 0 | 0 | 0 | 0 | 0 | 0 | 0 | 0 | 0 | 0
|  |  |  | Pre-Treatment (CAMBI) Capital Costs |  |  | Units | Default Value | Overwrite Value |  | 2014 | 2015 | 2016 | 2017 | 2018 | 2019 | 2020 | 2021 | 2022 | 2023 | 2024 | 2025 | 2026 | 2027 | 2028 | 2029 | 2030 | 2031 | 2032 | 2033 | 2034 | 2035 | 2036 | 2037 | 2038 | 2039 | 2040 | 2041 | 2042 | 2043
4Y- | Capital | Pre-Treatment (CAMBI) | 3% | Capital Cost |  |  | [2013 $] | 0 |  |  | 0 | 0 | 0 | 0 | 0 | 0 | 0 | 0 | 0 | 0 | 0 | 0 | 0 | 0 | 0 | 0 | 0 | 0 | 0 | 0 | 0 | 0 | 0 | 0 | 0 | 0 | 0 | 0 | 0 | 0
|  |  |  | Project Schedule Spend Profile | [6 empty] | 100% | 0% | 0% | 0% | 0% | 0% | 0% | 0% | 0% | 0% | 0% | 0% | 0% | 0% | 0% | 0% | 0% | 0% | 0% | 0% | 0% | 0% | 0% | 0% | 0% | 0% | 0% | 0% | 0% | 0%
|  |  |  | Pre-Treatment (CAMBI) O&M |  |  | Units | Default Value | Overwrite Value |  | 2014 | 2015 | 2016 | 2017 | 2018 | 2019 | 2020 | 2021 | 2022 | 2023 | 2024 | 2025 | 2026 | 2027 | 2028 | 2029 | 2030 | 2031 | 2032 | 2033 | 2034 | 2035 | 2036 | 2037 | 2038 | 2039 | 2040 | 2041 | 2042 | 2043
Costs
4Y- | Hrs- | Pre-Treatment (CAMBI) | 2% | Labor |  |  | [hrs/yr] | 0 |  |  | 0 | 0 | 0 | 0 | 0 | 0 | 0 | 0 | 0 | 0 | 0 | 0 | 0 | 0 | 0 | 0 | 0 | 0 | 0 | 0 | 0 | 0 | 0 | 0 | 0 | 0 | 0 | 0 | 0 | 0
4Y- | OMM- | Pre-Treatment (CAMBI) | 2% | Maintenance |  |  | [2013 $] | 0 |  |  | 0 | 0 | 0 | 0 | 0 | 0 | 0 | 0 | 0 | 0 | 0 | 0 | 0 | 0 | 0 | 0 | 0 | 0 | 0 | 0 | 0 | 0 | 0 | 0 | 0 | 0 | 0 | 0 | 0 | 0
4Y- | Chem- | Pre-Treatment (CAMBI) | 2% | Chemicals |  |  | [2013 $] | 0 |  |  | 0 | 0 | 0 | 0 | 0 | 0 | 0 | 0 | 0 | 0 | 0 | 0 | 0 | 0 | 0 | 0 | 0 | 0 | 0 | 0 | 0 | 0 | 0 | 0 | 0 | 0 | 0 | 0 | 0 | 0
4Y- | Dispo- | Pre-Treatment (CAMBI) | 2% | Reuse and Disposal Costs |  |  | [2013 $] | 0 |  |  | 0 | 0 | 0 | 0 | 0 | 0 | 0 | 0 | 0 | 0 | 0 | 0 | 0 | 0 | 0 | 0 | 0 | 0 | 0 | 0 | 0 | 0 | 0 | 0 | 0 | 0 | 0 | 0 | 0 | 0
4Y- | NG- | Pre-Treatment (CAMBI) |  | Natural Gas |  |  | [MJ/yr] | 0 |  |  | 0 | 0 | 0 | 0 | 0 | 0 | 0 | 0 | 0 | 0 | 0 | 0 | 0 | 0 | 0 | 0 | 0 | 0 | 0 | 0 | 0 | 0 | 0 | 0 | 0 | 0 | 0 | 0 | 0 | 0
4Y- | kWh- | Pre-Treatment (CAMBI) |  | Electricity Consumption |  |  | [kWh/yr] | 0 |  |  | 0 | 0 | 0 | 0 | 0 | 0 | 0 | 0 | 0 | 0 | 0 | 0 | 0 | 0 | 0 | 0 | 0 | 0 | 0 | 0 | 0 | 0 | 0 | 0 | 0 | 0 | 0 | 0 | 0 | 0
4Y- | GHG- | Pre-Treatment (CAMBI) | 2% | GHG Cost |  |  | [tCO2e/yr] | 0 |  |  | 0 | 0 | 0 | 0 | 0 | 0 | 0 | 0 | 0 | 0 | 0 | 0 | 0 | 0 | 0 | 0 | 0 | 0 | 0 | 0 | 0 | 0 | 0 | 0 | 0 | 0 | 0 | 0 | 0 | 0
4Y- | ExtraOrd- | Pre-Treatment (CAMBI) | 2% | Extraordinary Maintenance Costs |  |  | [2013 $] | 0 |  |  | 0 | 0 | 0 | 0 | 0 | 0 | 0 | 0 | 0 | 0 | 0 | 0 | 0 | 0 | 0 | 0 | 0 | 0 | 0 | 0 | 0 | 0 | 0 | 0 | 0 | 0 | 0 | 0 | 0 | 0
Benefits
4Y- | kWhProd- | Pre-Treatment (CAMBI) |  | Electricity Production |  |  | [kWh/yr] | 0 |  |  | 0 | 0 | 0 | 0 | 0 | 0 | 0 | 0 | 0 | 0 | 0 | 0 | 0 | 0 | 0 | 0 | 0 | 0 | 0 | 0 | 0 | 0 | 0 | 0 | 0 | 0 | 0 | 0 | 0 | 0
4Y- | TipFee- | Pre-Treatment (CAMBI) | 2% | Tipping Fees |  |  | [2013 $] | 0 |  |  | 0 | 0 | 0 | 0 | 0 | 0 | 0 | 0 | 0 | 0 | 0 | 0 | 0 | 0 | 0 | 0 | 0 | 0 | 0 | 0 | 0 | 0 | 0 | 0 | 0 | 0 | 0 | 0 | 0 | 0
|  |  |  | Net Costs | [6 empty] | 0 | 0 | 0 | 0 | 0 | 0 | 0 | 0 | 0 | 0 | 0 | 0 | 0 | 0 | 0 | 0 | 0 | 0 | 0 | 0 | 0 | 0 | 0 | 0 | 0 | 0 | 0 | 0 | 0 | 0
|  |  |  | Sitework Capital Costs |  |  | Units | Default Value | Overwrite Value |  | 2014 | 2015 | 2016 | 2017 | 2018 | 2019 | 2020 | 2021 | 2022 | 2023 | 2024 | 2025 | 2026 | 2027 | 2028 | 2029 | 2030 | 2031 | 2032 | 2033 | 2034 | 2035 | 2036 | 2037 | 2038 | 2039 | 2040 | 2041 | 2042 | 2043
4Y- | Capital | Sitework | 3% | Capital Cost |  |  | [2013 $] | 942000 |  |  | 970260 | 0 | 0 | 0 | 0 | 0 | 0 | 0 | 0 | 0 | 0 | 0 | 0 | 0 | 0 | 0 | 0 | 0 | 0 | 0 | 0 | 0 | 0 | 0 | 0 | 0 | 0 | 0 | 0 | 0
|  |  |  | Project Schedule Spend Profile | [6 empty] | 100% | 0% | 0% | 0% | 0% | 0% | 0% | 0% | 0% | 0% | 0% | 0% | 0% | 0% | 0% | 0% | 0% | 0% | 0% | 0% | 0% | 0% | 0% | 0% | 0% | 0% | 0% | 0% | 0% | 0%
|  |  |  | General Requirements Capital Costs |  |  | Units | Default Value | Overwrite Value |  | 2014 | 2015 | 2016 | 2017 | 2018 | 2019 | 2020 | 2021 | 2022 | 2023 | 2024 | 2025 | 2026 | 2027 | 2028 | 2029 | 2030 | 2031 | 2032 | 2033 | 2034 | 2035 | 2036 | 2037 | 2038 | 2039 | 2040 | 2041 | 2042 | 2043
4Y- | Capital | General Requirements | 3% | Capital Cost |  |  | [2013 $] | 1884000 |  |  | 1940520 | 0 | 0 | 0 | 0 | 0 | 0 | 0 | 0 | 0 | 0 | 0 | 0 | 0 | 0 | 0 | 0 | 0 | 0 | 0 | 0 | 0 | 0 | 0 | 0 | 0 | 0 | 0 | 0 | 0
|  |  |  | Project Schedule Spend Profile | [6 empty] | 100% | 0% | 0% | 0% | 0% | 0% | 0% | 0% | 0% | 0% | 0% | 0% | 0% | 0% | 0% | 0% | 0% | 0% | 0% | 0% | 0% | 0% | 0% | 0% | 0% | 0% | 0% | 0% | 0% | 0%
|  |  |  | Contingencies Capital Costs |  |  | Units | Default Value | Overwrite Value |  | 2014 | 2015 | 2016 | 2017 | 2018 | 2019 | 2020 | 2021 | 2022 | 2023 | 2024 | 2025 | 2026 | 2027 | 2028 | 2029 | 2030 | 2031 | 2032 | 2033 | 2034 | 2035 | 2036 | 2037 | 2038 | 2039 | 2040 | 2041 | 2042 | 2043
4Y- | Capital | Contingencies | 3% | Capital Cost |  |  | [2013 $] | 6500000 |  |  | 6695000 | 0 | 0 | 0 | 0 | 0 | 0 | 0 | 0 | 0 | 0 | 0 | 0 | 0 | 0 | 0 | 0 | 0 | 0 | 0 | 0 | 0 | 0 | 0 | 0 | 0 | 0 | 0 | 0 | 0
|  |  |  | Project Schedule Spend Profile | [6 empty] | 100% | 0% | 0% | 0% | 0% | 0% | 0% | 0% | 0% | 0% | 0% | 0% | 0% | 0% | 0% | 0% | 0% | 0% | 0% | 0% | 0% | 0% | 0% | 0% | 0% | 0% | 0% | 0% | 0% | 0%
|  |  |  | Engineering, Legal & Admin Capital Costs |  |  | Units | Default Value | Overwrite Value |  | 2014 | 2015 | 2016 | 2017 | 2018 | 2019 | 2020 | 2021 | 2022 | 2023 | 2024 | 2025 | 2026 | 2027 | 2028 | 2029 | 2030 | 2031 | 2032 | 2033 | 2034 | 2035 | 2036 | 2037 | 2038 | 2039 | 2040 | 2041 | 2042 | 2043
4Y- | Capital | Engineering, Legal & Admin | 3% | Capital Cost |  |  | [2013 $] | 4225000 |  |  | 4351750 | 0 | 0 | 0 | 0 | 0 | 0 | 0 | 0 | 0 | 0 | 0 | 0 | 0 | 0 | 0 | 0 | 0 | 0 | 0 | 0 | 0 | 0 | 0 | 0 | 0 | 0 | 0 | 0 | 0
|  |  |  | Project Schedule Spend Profile | [6 empty] | 100% | 0% | 0% | 0% | 0% | 0% | 0% | 0% | 0% | 0% | 0% | 0% | 0% | 0% | 0% | 0% | 0% | 0% | 0% | 0% | 0% | 0% | 0% | 0% | 0% | 0% | 0% | 0% | 0% | 0%
|  |  |  | Land Application O&M |  |  | Units | Default Value | Overwrite Value |  | 2014 | 2015 | 2016 | 2017 | 2018 | 2019 | 2020 | 2021 | 2022 | 2023 | 2024 | 2025 | 2026 | 2027 | 2028 | 2029 | 2030 | 2031 | 2032 | 2033 | 2034 | 2035 | 2036 | 2037 | 2038 | 2039 | 2040 | 2041 | 2042 | 2043
Costs
4Y- | Hrs- | Land Application | 2% | Labor |  |  | [hrs/yr] | 0 |  |  | 0 | 0 | 0 | 0 | 0 | 0 | 0 | 0 | 0 | 0 | 0 | 0 | 0 | 0 | 0 | 0 | 0 | 0 | 0 | 0 | 0 | 0 | 0 | 0 | 0 | 0 | 0 | 0 | 0 | 0
4Y- | OMM- | Land Application | 2% | Maintenance |  |  | [2013 $] | 0 |  |  | 0 | 0 | 0 | 0 | 0 | 0 | 0 | 0 | 0 | 0 | 0 | 0 | 0 | 0 | 0 | 0 | 0 | 0 | 0 | 0 | 0 | 0 | 0 | 0 | 0 | 0 | 0 | 0 | 0 | 0
4Y- | Chem- | Land Application | 2% | Chemicals |  |  | [2013 $] | 0 |  |  | 0 | 0 | 0 | 0 | 0 | 0 | 0 | 0 | 0 | 0 | 0 | 0 | 0 | 0 | 0 | 0 | 0 | 0 | 0 | 0 | 0 | 0 | 0 | 0 | 0 | 0 | 0 | 0 | 0 | 0
4Y- | Dispo- | Land Application | 2% | Reuse and Disposal Costs |  |  | [2013 $] | 0 |  |  | 0 | 0 | 0 | 0 | 0 | 0 | 0 | 0 | 0 | 0 | 0 | 0 | 0 | 0 | 0 | 0 | 0 | 0 | 0 | 0 | 0 | 0 | 0 | 0 | 0 | 0 | 0 | 0 | 0 | 0
4Y- | NG- | Land Application |  | Natural Gas |  |  | [MJ/yr] | 0 |  |  | 0 | 0 | 0 | 0 | 0 | 0 | 0 | 0 | 0 | 0 | 0 | 0 | 0 | 0 | 0 | 0 | 0 | 0 | 0 | 0 | 0 | 0 | 0 | 0 | 0 | 0 | 0 | 0 | 0 | 0
4Y- | kWh- | Land Application |  | Electricity Consumption |  |  | [kWh/yr] | 0 |  |  | 0 | 0 | 0 | 0 | 0 | 0 | 0 | 0 | 0 | 0 | 0 | 0 | 0 | 0 | 0 | 0 | 0 | 0 | 0 | 0 | 0 | 0 | 0 | 0 | 0 | 0 | 0 | 0 | 0 | 0
4Y- | GHG- | Land Application | 2% | GHG Cost |  |  | [tCO2e/yr] | 0 |  |  | 0 | 0 | 0 | 0 | 0 | 0 | 0 | 0 | 0 | 0 | 0 | 0 | 0 | 0 | 0 | 0 | 0 | 0 | 0 | 0 | 0 | 0 | 0 | 0 | 0 | 0 | 0 | 0 | 0 | 0
4Y- | ExtraOrd- | Land Application | 2% | Extraordinary Maintenance Costs |  |  | [2013 $] | 0 |  |  | 0 | 0 | 0 | 0 | 0 | 0 | 0 | 0 | 0 | 0 | 0 | 0 | 0 | 0 | 0 | 0 | 0 | 0 | 0 | 0 | 0 | 0 | 0 | 0 | 0 | 0 | 0 | 0 | 0 | 0
Benefits
4Y- | kWhProd- | Land Application |  | Electricity Production |  |  | [kWh/yr] | 0 |  |  | 0 | 0 | 0 | 0 | 0 | 0 | 0 | 0 | 0 | 0 | 0 | 0 | 0 | 0 | 0 | 0 | 0 | 0 | 0 | 0 | 0 | 0 | 0 | 0 | 0 | 0 | 0 | 0 | 0 | 0
4Y- | TipFee- | Land Application | 2% | Tipping Fees |  |  | [2013 $] | 0 |  |  | 0 | 0 | 0 | 0 | 0 | 0 | 0 | 0 | 0 | 0 | 0 | 0 | 0 | 0 | 0 | 0 | 0 | 0 | 0 | 0 | 0 | 0 | 0 | 0 | 0 | 0 | 0 | 0 | 0 | 0
|  |  |  | Net Costs | [6 empty] | 0 | 0 | 0 | 0 | 0 | 0 | 0 | 0 | 0 | 0 | 0 | 0 | 0 | 0 | 0 | 0 | 0 | 0 | 0 | 0 | 0 | 0 | 0 | 0 | 0 | 0 | 0 | 0 | 0 | 0
|  |  |  | Land Disposal O&M |  |  | Units | Default Value | Overwrite Value |  | 2014 | 2015 | 2016 | 2017 | 2018 | 2019 | 2020 | 2021 | 2022 | 2023 | 2024 | 2025 | 2026 | 2027 | 2028 | 2029 | 2030 | 2031 | 2032 | 2033 | 2034 | 2035 | 2036 | 2037 | 2038 | 2039 | 2040 | 2041 | 2042 | 2043
Costs
4Y- | Hrs- | Land Disposal | 2% | Labor |  |  | [hrs/yr] | 0 |  |  | 0 | 0 | 0 | 0 | 0 | 0 | 0 | 0 | 0 | 0 | 0 | 0 | 0 | 0 | 0 | 0 | 0 | 0 | 0 | 0 | 0 | 0 | 0 | 0 | 0 | 0 | 0 | 0 | 0 | 0
4Y- | OMM- | Land Disposal | 2% | Maintenance |  |  | [2013 $] | 0 |  |  | 0 | 0 | 0 | 0 | 0 | 0 | 0 | 0 | 0 | 0 | 0 | 0 | 0 | 0 | 0 | 0 | 0 | 0 | 0 | 0 | 0 | 0 | 0 | 0 | 0 | 0 | 0 | 0 | 0 | 0
4Y- | Chem- | Land Disposal | 2% | Chemicals |  |  | [2013 $] | 0 |  |  | 0 | 0 | 0 | 0 | 0 | 0 | 0 | 0 | 0 | 0 | 0 | 0 | 0 | 0 | 0 | 0 | 0 | 0 | 0 | 0 | 0 | 0 | 0 | 0 | 0 | 0 | 0 | 0 | 0 | 0
4Y- | Dispo- | Land Disposal | 2% | Reuse and Disposal Costs |  |  | [2013 $] | 0 |  |  | 0 | 0 | 0 | 0 | 0 | 0 | 0 | 0 | 0 | 0 | 0 | 0 | 0 | 0 | 0 | 0 | 0 | 0 | 0 | 0 | 0 | 0 | 0 | 0 | 0 | 0 | 0 | 0 | 0 | 0
4Y- | NG- | Land Disposal |  | Natural Gas |  |  | [MJ/yr] | 0 |  |  | 0 | 0 | 0 | 0 | 0 | 0 | 0 | 0 | 0 | 0 | 0 | 0 | 0 | 0 | 0 | 0 | 0 | 0 | 0 | 0 | 0 | 0 | 0 | 0 | 0 | 0 | 0 | 0 | 0 | 0
4Y- | kWh- | Land Disposal |  | Electricity Consumption |  |  | [kWh/yr] | 0 |  |  | 0 | 0 | 0 | 0 | 0 | 0 | 0 | 0 | 0 | 0 | 0 | 0 | 0 | 0 | 0 | 0 | 0 | 0 | 0 | 0 | 0 | 0 | 0 | 0 | 0 | 0 | 0 | 0 | 0 | 0
4Y- | GHG- | Land Disposal | 2% | GHG Cost |  |  | [tCO2e/yr] | 0 |  |  | 0 | 0 | 0 | 0 | 0 | 0 | 0 | 0 | 0 | 0 | 0 | 0 | 0 | 0 | 0 | 0 | 0 | 0 | 0 | 0 | 0 | 0 | 0 | 0 | 0 | 0 | 0 | 0 | 0 | 0
4Y- | ExtraOrd- | Land Disposal | 2% | Extraordinary Maintenance Costs |  |  | [2013 $] | 0 |  |  | 0 | 0 | 0 | 0 | 0 | 0 | 0 | 0 | 0 | 0 | 0 | 0 | 0 | 0 | 0 | 0 | 0 | 0 | 0 | 0 | 0 | 0 | 0 | 0 | 0 | 0 | 0 | 0 | 0 | 0
Benefits
4Y- | kWhProd- | Land Disposal |  | Electricity Production |  |  | [kWh/yr] | 0 |  |  | 0 | 0 | 0 | 0 | 0 | 0 | 0 | 0 | 0 | 0 | 0 | 0 | 0 | 0 | 0 | 0 | 0 | 0 | 0 | 0 | 0 | 0 | 0 | 0 | 0 | 0 | 0 | 0 | 0 | 0
4Y- | TipFee- | Land Disposal | 2% | Tipping Fees |  |  | [2013 $] | 0 |  |  | 0 | 0 | 0 | 0 | 0 | 0 | 0 | 0 | 0 | 0 | 0 | 0 | 0 | 0 | 0 | 0 | 0 | 0 | 0 | 0 | 0 | 0 | 0 | 0 | 0 | 0 | 0 | 0 | 0 | 0
|  |  |  | Net Costs | [6 empty] | 0 | 0 | 0 | 0 | 0 | 0 | 0 | 0 | 0 | 0 | 0 | 0 | 0 | 0 | 0 | 0 | 0 | 0 | 0 | 0 | 0 | 0 | 0 | 0 | 0 | 0 | 0 | 0 | 0 | 0
|  |  |  | General O&M O&M |  |  | Units | Default Value | Overwrite Value |  | 2014 | 2015 | 2016 | 2017 | 2018 | 2019 | 2020 | 2021 | 2022 | 2023 | 2024 | 2025 | 2026 | 2027 | 2028 | 2029 | 2030 | 2031 | 2032 | 2033 | 2034 | 2035 | 2036 | 2037 | 2038 | 2039 | 2040 | 2041 | 2042 | 2043
Costs
4Y- | Hrs- | General O&M | 2% | Labor |  |  | [hrs/yr] | 0 |  |  | 0 | 0 | 0 | 0 | 0 | 0 | 0 | 0 | 0 | 0 | 0 | 0 | 0 | 0 | 0 | 0 | 0 | 0 | 0 | 0 | 0 | 0 | 0 | 0 | 0 | 0 | 0 | 0 | 0 | 0
4Y- | OMM- | General O&M | 2% | Maintenance |  |  | [2013 $] | 0 |  |  | 0 | 0 | 0 | 0 | 0 | 0 | 0 | 0 | 0 | 0 | 0 | 0 | 0 | 0 | 0 | 0 | 0 | 0 | 0 | 0 | 0 | 0 | 0 | 0 | 0 | 0 | 0 | 0 | 0 | 0
4Y- | Chem- | General O&M | 2% | Chemicals |  |  | [2013 $] | 0 |  |  | 0 | 0 | 0 | 0 | 0 | 0 | 0 | 0 | 0 | 0 | 0 | 0 | 0 | 0 | 0 | 0 | 0 | 0 | 0 | 0 | 0 | 0 | 0 | 0 | 0 | 0 | 0 | 0 | 0 | 0
4Y- | Dispo- | General O&M | 2% | Reuse and Disposal Costs |  |  | [2013 $] | 0 |  |  | 0 | 0 | 0 | 0 | 0 | 0 | 0 | 0 | 0 | 0 | 0 | 0 | 0 | 0 | 0 | 0 | 0 | 0 | 0 | 0 | 0 | 0 | 0 | 0 | 0 | 0 | 0 | 0 | 0 | 0
4Y- | NG- | General O&M |  | Natural Gas |  |  | [MJ/yr] | 0 |  |  | 0 | 0 | 0 | 0 | 0 | 0 | 0 | 0 | 0 | 0 | 0 | 0 | 0 | 0 | 0 | 0 | 0 | 0 | 0 | 0 | 0 | 0 | 0 | 0 | 0 | 0 | 0 | 0 | 0 | 0
4Y- | kWh- | General O&M |  | Electricity Consumption |  |  | [kWh/yr] | 0 |  |  | 0 | 0 | 0 | 0 | 0 | 0 | 0 | 0 | 0 | 0 | 0 | 0 | 0 | 0 | 0 | 0 | 0 | 0 | 0 | 0 | 0 | 0 | 0 | 0 | 0 | 0 | 0 | 0 | 0 | 0
4Y- | GHG- | General O&M | 2% | GHG Cost |  |  | [tCO2e/yr] | 0 |  |  | 0 | 0 | 0 | 0 | 0 | 0 | 0 | 0 | 0 | 0 | 0 | 0 | 0 | 0 | 0 | 0 | 0 | 0 | 0 | 0 | 0 | 0 | 0 | 0 | 0 | 0 | 0 | 0 | 0 | 0
4Y- | ExtraOrd- | General O&M | 2% | Extraordinary Maintenance Costs |  |  | [2013 $] | 0 |  |  | 0 | 0 | 0 | 0 | 0 | 0 | 0 | 0 | 0 | 0 | 0 | 0 | 0 | 0 | 0 | 0 | 0 | 0 | 0 | 0 | 0 | 0 | 0 | 0 | 0 | 0 | 0 | 0 | 0 | 0
Benefits
4Y- | kWhProd- | General O&M |  | Electricity Production |  |  | [kWh/yr] | 0 |  |  | 0 | 0 | 0 | 0 | 0 | 0 | 0 | 0 | 0 | 0 | 0 | 0 | 0 | 0 | 0 | 0 | 0 | 0 | 0 | 0 | 0 | 0 | 0 | 0 | 0 | 0 | 0 | 0 | 0 | 0
4Y- | TipFee- | General O&M | 2% | Tipping Fees |  |  | [2013 $] | 0 |  |  | 0 | 0 | 0 | 0 | 0 | 0 | 0 | 0 | 0 | 0 | 0 | 0 | 0 | 0 | 0 | 0 | 0 | 0 | 0 | 0 | 0 | 0 | 0 | 0 | 0 | 0 | 0 | 0 | 0 | 0
|  |  |  | Net Costs | [6 empty] | 0 | 0 | 0 | 0 | 0 | 0 | 0 | 0 | 0 | 0 | 0 | 0 | 0 | 0 | 0 | 0 | 0 | 0 | 0 | 0 | 0 | 0 | 0 | 0 | 0 | 0 | 0 | 0 | 0 | 0
|  |  |  | Electricity |  |  | Units |  |  |  | 2014 | 2015 | 2016 | 2017 | 2018 | 2019 | 2020 | 2021 | 2022 | 2023 | 2024 | 2025 | 2026 | 2027 | 2028 | 2029 | 2030 | 2031 | 2032 | 2033 | 2034 | 2035 | 2036 | 2037 | 2038 | 2039 | 2040 | 2041 | 2042 | 2043
|  |  |  | Usage Cost of Electricity Forecast |  |  | [Nominal $/kWh] |  |  |  | 0.064582 | 0.064984 | 0.067786 | 0.069819 | 0.071504 | 0.072419 | 0.073597 | 0.07541 | 0.077216 | 0.079146 | 0.080861 | 0.082418 | 0.084321 | 0.086243 | 0.088294 | 0.090591 | 0.092811 | 0.095219 | 0.097768 | 0.10043 | 0.10338 | 0.10714 | 0.11153 | 0.1157 | 0.11992 | 0.12437 | 0.12799 | 0.1308 | 0.13368 | 0.13662
|  |  |  | Natural Gas |  |  | Units |  |  |  | 2014 | 2015 | 2016 | 2017 | 2018 | 2019 | 2020 | 2021 | 2022 | 2023 | 2024 | 2025 | 2026 | 2027 | 2028 | 2029 | 2030 | 2031 | 2032 | 2033 | 2034 | 2035 | 2036 | 2037 | 2038 | 2039 | 2040 | 2041 | 2042 | 2043
|  |  |  | Usage Cost of Natural Gas Forecast |  |  | [Nominal $/GJ] |  |  |  | 0.0043492 | 0.0044637 | 0.0049882 | 0.005274 | 0.005627 | 0.0058541 | 0.0060384 | 0.0062668 | 0.0065922 | 0.0069223 | 0.0071632 | 0.0073415 | 0.0076021 | 0.0077885 | 0.0080592 | 0.0083232 | 0.0085754 | 0.0088889 | 0.0091809 | 0.0095488 | 0.010078 | 0.010655 | 0.011383 | 0.012093 | 0.01283 | 0.013272 | 0.013882 | 0.014424 | 0.014986 | 0.015571
|  |  |  | Clean-Up Schedule | [6 empty] | 2014 | 2015 | 2016 | 2017 | 2018 | 2019 | 2020 | 2021 | 2022 | 2023 | 2024 | 2025 | 2026 | 2027 | 2028 | 2029 | 2030 | 2031 | 2032 | 2033 | 2034 | 2035 | 2036 | 2037 | 2038 | 2039 | 2040 | 2041 | 2042 | 2043
[11 empty] | 0 | 0 | 0 | 0 | 1 | 1 | 1 | 1 | 1 | 2 | 2 | 2 | 2 | 2 | 3 | 3 | 3 | 3 | 3 | 4 | 4 | 4 | 4 | 4 | 5 | 5 | 5 | 5 | 5 | 6
|  |  |  | Clean-Up Schedule - 5 yrs | [6 empty] | 0 | 0 | 0 | 0 | 1 | 0 | 0 | 0 | 0 | 1 | 0 | 0 | 0 | 0 | 1 | 0 | 0 | 0 | 0 | 1 | 0 | 0 | 0 | 0 | 1 | 0 | 0 | 0 | 0 | 1
GHG Cost
|  |  |  | GHG Cost | [6 empty] | 0 | 0 | 0 | 0 | 0 | 0 | 0 | 0 | 0 | 0 | 0 | 0 | 0 | 0 | 0 | 0 | 0 | 0 | 0 | 0 | 0 | 0 | 0 | 0 | 0 | 0 | 0 | 0 | 0 | 0

## Custom
[5 empty] | Client | Water & Environment Research Foundation
[5 empty] | Project | ENER1C12
[5 empty] | Configuration Number: | Custom
COST SUMMARY
Config | Category | Part | Esc Factor | Capital Cost Summary |  |  |  | NPV 2013 $ | Overwrite Value |  | 2014 | 2015 | 2016 | 2017 | 2018 | 2019 | 2020 | 2021 | 2022 | 2023 | 2024 | 2025 | 2026 | 2027 | 2028 | 2029 | 2030 | 2031 | 2032 | 2033 | 2034 | 2035 | 2036 | 2037 | 2038 | 2039 | 2040 | 2041 | 2042 | 2043
| Capital |  |  | Capital Cost |  |  | [2013 $] | 0 |  |  | 0 | 0 | 0 | 0 | 0 | 0 | 0 | 0 | 0 | 0 | 0 | 0 | 0 | 0 | 0 | 0 | 0 | 0 | 0 | 0 | 0 | 0 | 0 | 0 | 0 | 0 | 0 | 0 | 0 | 0
|  |  |  | Blank Capital Line 1 |  |  | [2013 $] | 0
|  |  |  | Blank Capital Line 2 |  |  | [2013 $] | 0
|  |  |  | Blank Capital Line 3 |  |  | [2013 $] | 0
|  |  |  | Total Capital Costs |  |  |  | 0 |  |  | 0 | 0 | 0 | 0 | 0 | 0 | 0 | 0 | 0 | 0 | 0 | 0 | 0 | 0 | 0 | 0 | 0 | 0 | 0 | 0 | 0 | 0 | 0 | 0 | 0 | 0 | 0 | 0 | 0 | 0
|  |  |  | O&M Summary |  |  | Percent of Total O&M | NPV 2013 $ | Overwrite Value |  | 2014 | 2015 | 2016 | 2017 | 2018 | 2019 | 2020 | 2021 | 2022 | 2023 | 2024 | 2025 | 2026 | 2027 | 2028 | 2029 | 2030 | 2031 | 2032 | 2033 | 2034 | 2035 | 2036 | 2037 | 2038 | 2039 | 2040 | 2041 | 2042 | 2043
Costs
| Hrs- |  |  | Labor |  |  | [2013 $] | 0 |  |  | 0 | 0 | 0 | 0 | 0 | 0 | 0 | 0 | 0 | 0 | 0 | 0 | 0 | 0 | 0 | 0 | 0 | 0 | 0 | 0 | 0 | 0 | 0 | 0 | 0 | 0 | 0 | 0 | 0 | 0
| OMM- |  |  | Maintenance |  |  | [2013 $] | 0 |  |  | 0 | 0 | 0 | 0 | 0 | 0 | 0 | 0 | 0 | 0 | 0 | 0 | 0 | 0 | 0 | 0 | 0 | 0 | 0 | 0 | 0 | 0 | 0 | 0 | 0 | 0 | 0 | 0 | 0 | 0
| Chem- |  |  | Chemicals |  |  | [2013 $] | 0 |  |  | 0 | 0 | 0 | 0 | 0 | 0 | 0 | 0 | 0 | 0 | 0 | 0 | 0 | 0 | 0 | 0 | 0 | 0 | 0 | 0 | 0 | 0 | 0 | 0 | 0 | 0 | 0 | 0 | 0 | 0
| Dispo- |  |  | Reuse and Disposal Costs |  |  | [2013 $] | 0 |  |  | 0 | 0 | 0 | 0 | 0 | 0 | 0 | 0 | 0 | 0 | 0 | 0 | 0 | 0 | 0 | 0 | 0 | 0 | 0 | 0 | 0 | 0 | 0 | 0 | 0 | 0 | 0 | 0 | 0 | 0
| NG- |  |  | Natural Gas |  |  | [2013 $] | 0 |  |  | 0 | 0 | 0 | 0 | 0 | 0 | 0 | 0 | 0 | 0 | 0 | 0 | 0 | 0 | 0 | 0 | 0 | 0 | 0 | 0 | 0 | 0 | 0 | 0 | 0 | 0 | 0 | 0 | 0 | 0
| kWh- |  |  | Electricity Consumption |  |  | [2013 $] | 0 |  |  | 0 | 0 | 0 | 0 | 0 | 0 | 0 | 0 | 0 | 0 | 0 | 0 | 0 | 0 | 0 | 0 | 0 | 0 | 0 | 0 | 0 | 0 | 0 | 0 | 0 | 0 | 0 | 0 | 0 | 0
| GHG- |  |  | GHG Cost |  |  | [2013 $] | 0 |  |  | 0 | 0 | 0 | 0 | 0 | 0 | 0 | 0 | 0 | 0 | 0 | 0 | 0 | 0 | 0 | 0 | 0 | 0 | 0 | 0 | 0 | 0 | 0 | 0 | 0 | 0 | 0 | 0 | 0 | 0
| ExtraOrd- |  |  | Extraordinary Maintenance Costs |  |  | [2013 $] | 0 |  |  | 0 | 0 | 0 | 0 | 0 | 0 | 0 | 0 | 0 | 0 | 0 | 0 | 0 | 0 | 0 | 0 | 0 | 0 | 0 | 0 | 0 | 0 | 0 | 0 | 0 | 0 | 0 | 0 | 0 | 0
|  |  |  | Blank O&M Line 1 |  |  | [2013 $] | 0
|  |  |  | Blank O&M Line 2 |  |  | [2013 $] | 0
|  |  |  | Blank O&M Line 3 |  |  | [2013 $] | 0
Benefits
| kWhProd- |  |  | Electricity Production |  |  | [2013 $] | 0 |  |  | 0 | 0 | 0 | 0 | 0 | 0 | 0 | 0 | 0 | 0 | 0 | 0 | 0 | 0 | 0 | 0 | 0 | 0 | 0 | 0 | 0 | 0 | 0 | 0 | 0 | 0 | 0 | 0 | 0 | 0
| TipFee- |  |  | Tipping Fees |  |  | [2013 $] | 0 |  |  | 0 | 0 | 0 | 0 | 0 | 0 | 0 | 0 | 0 | 0 | 0 | 0 | 0 | 0 | 0 | 0 | 0 | 0 | 0 | 0 | 0 | 0 | 0 | 0 | 0 | 0 | 0 | 0 | 0 | 0
|  |  |  | Blank Benefit Line 1 |  |  | [2013 $] | 0
|  |  |  | Blank Benefit Line 2 |  |  | [2013 $] | 0
|  |  |  | Blank Benefit Line 3 |  |  | [2013 $] | 0
|  |  |  | Net Costs |  |  |  | 0 |  |  | 0 | 0 | 0 | 0 | 0 | 0 | 0 | 0 | 0 | 0 | 0 | 0 | 0 | 0 | 0 | 0 | 0 | 0 | 0 | 0 | 0 | 0 | 0 | 0 | 0 | 0 | 0 | 0 | 0 | 0
|  |  |  | Total Cash Flow |  |  |  | 0 |  |  | 0 | 0 | 0 | 0 | 0 | 0 | 0 | 0 | 0 | 0 | 0 | 0 | 0 | 0 | 0 | 0 | 0 | 0 | 0 | 0 | 0 | 0 | 0 | 0 | 0 | 0 | 0 | 0 | 0 | 0
|  |  |  | Cumilative Cash flow | [5 empty] | 0 | 0 | 0 | 0 | 0 | 0 | 0 | 0 | 0 | 0 | 0 | 0 | 0 | 0 | 0 | 0 | 0 | 0 | 0 | 0 | 0 | 0 | 0 | 0 | 0 | 0 | 0 | 0 | 0 | 0 | 0
|  |  |  | COST SUMMARY BY MODULES | [6 empty] | 2014: 0
|  |  |  | Capital Costs Summary by Modelus |  |  | Cash Flow Units | NPV 2013 $ |  |  | 2014 | 2015 | 2016 | 2017 | 2018 | 2019 | 2020 | 2021 | 2022 | 2023 | 2024 | 2025 | 2026 | 2027 | 2028 | 2029 | 2030 | 2031 | 2032 | 2033 | 2034 | 2035 | 2036 | 2037 | 2038 | 2039 | 2040 | 2041 | 2042 | 2043
Capital Costs
|  |  |  | Anaerobic Digestion |  | Off | [Nominal $] | 0 |  |  | 0 | 0 | 0 | 0 | 0 | 0 | 0 | 0 | 0 | 0 | 0 | 0 | 0 | 0 | 0 | 0 | 0 | 0 | 0 | 0 | 0 | 0 | 0 | 0 | 0 | 0 | 0 | 0 | 0 | 0
|  |  |  | Ash Conveyance & Storage |  | Off | [Nominal $] | 0 |  |  | 0 | 0 | 0 | 0 | 0 | 0 | 0 | 0 | 0 | 0 | 0 | 0 | 0 | 0 | 0 | 0 | 0 | 0 | 0 | 0 | 0 | 0 | 0 | 0 | 0 | 0 | 0 | 0 | 0 | 0
|  |  |  | Belt Filter Press Dewatering |  | Off | [Nominal $] | 0 |  |  | 0 | 0 | 0 | 0 | 0 | 0 | 0 | 0 | 0 | 0 | 0 | 0 | 0 | 0 | 0 | 0 | 0 | 0 | 0 | 0 | 0 | 0 | 0 | 0 | 0 | 0 | 0 | 0 | 0 | 0
|  |  |  | Cake Storage/Load Out |  | Off | [Nominal $] | 0 |  |  | 0 | 0 | 0 | 0 | 0 | 0 | 0 | 0 | 0 | 0 | 0 | 0 | 0 | 0 | 0 | 0 | 0 | 0 | 0 | 0 | 0 | 0 | 0 | 0 | 0 | 0 | 0 | 0 | 0 | 0
|  |  |  | Cake Storage |  | Off | [Nominal $] | 0 |  |  | 0 | 0 | 0 | 0 | 0 | 0 | 0 | 0 | 0 | 0 | 0 | 0 | 0 | 0 | 0 | 0 | 0 | 0 | 0 | 0 | 0 | 0 | 0 | 0 | 0 | 0 | 0 | 0 | 0 | 0
|  |  |  | CHP |  | Off | [Nominal $] | 0 |  |  | 0 | 0 | 0 | 0 | 0 | 0 | 0 | 0 | 0 | 0 | 0 | 0 | 0 | 0 | 0 | 0 | 0 | 0 | 0 | 0 | 0 | 0 | 0 | 0 | 0 | 0 | 0 | 0 | 0 | 0
|  |  |  | Dewatering |  | Off | [Nominal $] | 0 |  |  | 0 | 0 | 0 | 0 | 0 | 0 | 0 | 0 | 0 | 0 | 0 | 0 | 0 | 0 | 0 | 0 | 0 | 0 | 0 | 0 | 0 | 0 | 0 | 0 | 0 | 0 | 0 | 0 | 0 | 0
|  |  |  | Drying/Gasification/Energy Recovery |  | Off | [Nominal $] | 0 |  |  | 0 | 0 | 0 | 0 | 0 | 0 | 0 | 0 | 0 | 0 | 0 | 0 | 0 | 0 | 0 | 0 | 0 | 0 | 0 | 0 | 0 | 0 | 0 | 0 | 0 | 0 | 0 | 0 | 0 | 0
|  |  |  | Energy Recovery |  | Off | [Nominal $] | 0 |  |  | 0 | 0 | 0 | 0 | 0 | 0 | 0 | 0 | 0 | 0 | 0 | 0 | 0 | 0 | 0 | 0 | 0 | 0 | 0 | 0 | 0 | 0 | 0 | 0 | 0 | 0 | 0 | 0 | 0 | 0
|  |  |  | Fluid Bed Incineration |  | Off | [Nominal $] | 0 |  |  | 0 | 0 | 0 | 0 | 0 | 0 | 0 | 0 | 0 | 0 | 0 | 0 | 0 | 0 | 0 | 0 | 0 | 0 | 0 | 0 | 0 | 0 | 0 | 0 | 0 | 0 | 0 | 0 | 0 | 0
|  |  |  | FOG Receiving |  | Off | [Nominal $] | 0 |  |  | 0 | 0 | 0 | 0 | 0 | 0 | 0 | 0 | 0 | 0 | 0 | 0 | 0 | 0 | 0 | 0 | 0 | 0 | 0 | 0 | 0 | 0 | 0 | 0 | 0 | 0 | 0 | 0 | 0 | 0
|  |  |  | Gas Cleaning |  | Off | [Nominal $] | 0 |  |  | 0 | 0 | 0 | 0 | 0 | 0 | 0 | 0 | 0 | 0 | 0 | 0 | 0 | 0 | 0 | 0 | 0 | 0 | 0 | 0 | 0 | 0 | 0 | 0 | 0 | 0 | 0 | 0 | 0 | 0
|  |  |  | Gravity Belt Thickener |  | Off | [Nominal $] | 0 |  |  | 0 | 0 | 0 | 0 | 0 | 0 | 0 | 0 | 0 | 0 | 0 | 0 | 0 | 0 | 0 | 0 | 0 | 0 | 0 | 0 | 0 | 0 | 0 | 0 | 0 | 0 | 0 | 0 | 0 | 0
|  |  |  | Gravity Thickener |  | Off | [Nominal $] | 0 |  |  | 0 | 0 | 0 | 0 | 0 | 0 | 0 | 0 | 0 | 0 | 0 | 0 | 0 | 0 | 0 | 0 | 0 | 0 | 0 | 0 | 0 | 0 | 0 | 0 | 0 | 0 | 0 | 0 | 0 | 0
|  |  |  | Pre-Dewatering |  | Off | [Nominal $] | 0 |  |  | 0 | 0 | 0 | 0 | 0 | 0 | 0 | 0 | 0 | 0 | 0 | 0 | 0 | 0 | 0 | 0 | 0 | 0 | 0 | 0 | 0 | 0 | 0 | 0 | 0 | 0 | 0 | 0 | 0 | 0
|  |  |  | Pre-Treatment (CAMBI) |  | Off | [Nominal $] | 0 |  |  | 0 | 0 | 0 | 0 | 0 | 0 | 0 | 0 | 0 | 0 | 0 | 0 | 0 | 0 | 0 | 0 | 0 | 0 | 0 | 0 | 0 | 0 | 0 | 0 | 0 | 0 | 0 | 0 | 0 | 0
|  |  |  | Sitework |  | 5% | [Nominal $] | 0 |  |  | 0 | 0 | 0 | 0 | 0 | 0 | 0 | 0 | 0 | 0 | 0 | 0 | 0 | 0 | 0 | 0 | 0 | 0 | 0 | 0 | 0 | 0 | 0 | 0 | 0 | 0 | 0 | 0 | 0 | 0
|  |  |  | General Requirements |  | 10% | [Nominal $] | 0 |  |  | 0 | 0 | 0 | 0 | 0 | 0 | 0 | 0 | 0 | 0 | 0 | 0 | 0 | 0 | 0 | 0 | 0 | 0 | 0 | 0 | 0 | 0 | 0 | 0 | 0 | 0 | 0 | 0 | 0 | 0
|  |  |  | Contingencies |  | 30% | [Nominal $] | 0 |  |  | 0 | 0 | 0 | 0 | 0 | 0 | 0 | 0 | 0 | 0 | 0 | 0 | 0 | 0 | 0 | 0 | 0 | 0 | 0 | 0 | 0 | 0 | 0 | 0 | 0 | 0 | 0 | 0 | 0 | 0
|  |  |  | Engineering, Legal & Admin |  | 15% | [Nominal $] | 0 |  |  | 0 | 0 | 0 | 0 | 0 | 0 | 0 | 0 | 0 | 0 | 0 | 0 | 0 | 0 | 0 | 0 | 0 | 0 | 0 | 0 | 0 | 0 | 0 | 0 | 0 | 0 | 0 | 0 | 0 | 0
|  |  |  | Total Capital Costs |  |  | [Nominal $] | 0 |  |  | 0 | 0 | 0 | 0 | 0 | 0 | 0 | 0 | 0 | 0 | 0 | 0 | 0 | 0 | 0 | 0 | 0 | 0 | 0 | 0 | 0 | 0 | 0 | 0 | 0 | 0 | 0 | 0 | 0 | 0
|  |  |  | O&M Costs Summary By Modules | [6 empty] | 2014 | 2015 | 2016 | 2017 | 2018 | 2019 | 2020 | 2021 | 2022 | 2023 | 2024 | 2025 | 2026 | 2027 | 2028 | 2029 | 2030 | 2031 | 2032 | 2033 | 2034 | 2035 | 2036 | 2037 | 2038 | 2039 | 2040 | 2041 | 2042 | 2043
|  |  |  | Anaerobic Digestion |  | Off | [Nominal $] | 0 |  |  | 0 | 0 | 0 | 0 | 0 | 0 | 0 | 0 | 0 | 0 | 0 | 0 | 0 | 0 | 0 | 0 | 0 | 0 | 0 | 0 | 0 | 0 | 0 | 0 | 0 | 0 | 0 | 0 | 0 | 0
|  |  |  | Ash Conveyance & Storage |  | Off | [Nominal $] | 0 |  |  | 0 | 0 | 0 | 0 | 0 | 0 | 0 | 0 | 0 | 0 | 0 | 0 | 0 | 0 | 0 | 0 | 0 | 0 | 0 | 0 | 0 | 0 | 0 | 0 | 0 | 0 | 0 | 0 | 0 | 0
|  |  |  | Belt Filter Press Dewatering |  | Off | [Nominal $] | 0 |  |  | 0 | 0 | 0 | 0 | 0 | 0 | 0 | 0 | 0 | 0 | 0 | 0 | 0 | 0 | 0 | 0 | 0 | 0 | 0 | 0 | 0 | 0 | 0 | 0 | 0 | 0 | 0 | 0 | 0 | 0
|  |  |  | Cake Storage/Load Out |  | Off | [Nominal $] | 0 |  |  | 0 | 0 | 0 | 0 | 0 | 0 | 0 | 0 | 0 | 0 | 0 | 0 | 0 | 0 | 0 | 0 | 0 | 0 | 0 | 0 | 0 | 0 | 0 | 0 | 0 | 0 | 0 | 0 | 0 | 0
|  |  |  | Cake Storage |  | Off | [Nominal $] | 0 |  |  | 0 | 0 | 0 | 0 | 0 | 0 | 0 | 0 | 0 | 0 | 0 | 0 | 0 | 0 | 0 | 0 | 0 | 0 | 0 | 0 | 0 | 0 | 0 | 0 | 0 | 0 | 0 | 0 | 0 | 0
|  |  |  | CHP |  | Off | [Nominal $] | 0 |  |  | 0 | 0 | 0 | 0 | 0 | 0 | 0 | 0 | 0 | 0 | 0 | 0 | 0 | 0 | 0 | 0 | 0 | 0 | 0 | 0 | 0 | 0 | 0 | 0 | 0 | 0 | 0 | 0 | 0 | 0
|  |  |  | Dewatering |  | Off | [Nominal $] | 0 |  |  | 0 | 0 | 0 | 0 | 0 | 0 | 0 | 0 | 0 | 0 | 0 | 0 | 0 | 0 | 0 | 0 | 0 | 0 | 0 | 0 | 0 | 0 | 0 | 0 | 0 | 0 | 0 | 0 | 0 | 0
|  |  |  | Drying/Gasification/Energy Recovery |  | Off | [Nominal $] | 0 |  |  | 0 | 0 | 0 | 0 | 0 | 0 | 0 | 0 | 0 | 0 | 0 | 0 | 0 | 0 | 0 | 0 | 0 | 0 | 0 | 0 | 0 | 0 | 0 | 0 | 0 | 0 | 0 | 0 | 0 | 0
|  |  |  | Energy Recovery |  | Off | [Nominal $] | 0 |  |  | 0 | 0 | 0 | 0 | 0 | 0 | 0 | 0 | 0 | 0 | 0 | 0 | 0 | 0 | 0 | 0 | 0 | 0 | 0 | 0 | 0 | 0 | 0 | 0 | 0 | 0 | 0 | 0 | 0 | 0
|  |  |  | Fluid Bed Incineration |  | Off | [Nominal $] | 0 |  |  | 0 | 0 | 0 | 0 | 0 | 0 | 0 | 0 | 0 | 0 | 0 | 0 | 0 | 0 | 0 | 0 | 0 | 0 | 0 | 0 | 0 | 0 | 0 | 0 | 0 | 0 | 0 | 0 | 0 | 0
|  |  |  | FOG Receiving |  | Off | [Nominal $] | 0 |  |  | 0 | 0 | 0 | 0 | 0 | 0 | 0 | 0 | 0 | 0 | 0 | 0 | 0 | 0 | 0 | 0 | 0 | 0 | 0 | 0 | 0 | 0 | 0 | 0 | 0 | 0 | 0 | 0 | 0 | 0
|  |  |  | Gas Cleaning |  | Off | [Nominal $] | 0 |  |  | 0 | 0 | 0 | 0 | 0 | 0 | 0 | 0 | 0 | 0 | 0 | 0 | 0 | 0 | 0 | 0 | 0 | 0 | 0 | 0 | 0 | 0 | 0 | 0 | 0 | 0 | 0 | 0 | 0 | 0
|  |  |  | Gravity Belt Thickener |  | Off | [Nominal $] | 0 |  |  | 0 | 0 | 0 | 0 | 0 | 0 | 0 | 0 | 0 | 0 | 0 | 0 | 0 | 0 | 0 | 0 | 0 | 0 | 0 | 0 | 0 | 0 | 0 | 0 | 0 | 0 | 0 | 0 | 0 | 0
|  |  |  | Gravity Thickener |  | Off | [Nominal $] | 0 |  |  | 0 | 0 | 0 | 0 | 0 | 0 | 0 | 0 | 0 | 0 | 0 | 0 | 0 | 0 | 0 | 0 | 0 | 0 | 0 | 0 | 0 | 0 | 0 | 0 | 0 | 0 | 0 | 0 | 0 | 0
|  |  |  | Pre-Dewatering |  | Off | [Nominal $] | 0 |  |  | 0 | 0 | 0 | 0 | 0 | 0 | 0 | 0 | 0 | 0 | 0 | 0 | 0 | 0 | 0 | 0 | 0 | 0 | 0 | 0 | 0 | 0 | 0 | 0 | 0 | 0 | 0 | 0 | 0 | 0
|  |  |  | Pre-Treatment (CAMBI) |  | Off | [Nominal $] | 0 |  |  | 0 | 0 | 0 | 0 | 0 | 0 | 0 | 0 | 0 | 0 | 0 | 0 | 0 | 0 | 0 | 0 | 0 | 0 | 0 | 0 | 0 | 0 | 0 | 0 | 0 | 0 | 0 | 0 | 0 | 0
|  |  |  | Land Application |  | Off | [Nominal $] | 0 |  |  | 0 | 0 | 0 | 0 | 0 | 0 | 0 | 0 | 0 | 0 | 0 | 0 | 0 | 0 | 0 | 0 | 0 | 0 | 0 | 0 | 0 | 0 | 0 | 0 | 0 | 0 | 0 | 0 | 0 | 0
|  |  |  | Land Disposal |  | Off | [Nominal $] | 0 |  |  | 0 | 0 | 0 | 0 | 0 | 0 | 0 | 0 | 0 | 0 | 0 | 0 | 0 | 0 | 0 | 0 | 0 | 0 | 0 | 0 | 0 | 0 | 0 | 0 | 0 | 0 | 0 | 0 | 0 | 0
|  |  |  | General O&M |  | Off | [Nominal $] | 0 |  |  | 0 | 0 | 0 | 0 | 0 | 0 | 0 | 0 | 0 | 0 | 0 | 0 | 0 | 0 | 0 | 0 | 0 | 0 | 0 | 0 | 0 | 0 | 0 | 0 | 0 | 0 | 0 | 0 | 0 | 0
|  |  |  | Total O&M Costs |  |  | [Nominal $] | 0 |  |  | 0 | 0 | 0 | 0 | 0 | 0 | 0 | 0 | 0 | 0 | 0 | 0 | 0 | 0 | 0 | 0 | 0 | 0 | 0 | 0 | 0 | 0 | 0 | 0 | 0 | 0 | 0 | 0 | 0 | 0
|  |  |  | Total Cash flow |  |  | [Nominal $] | 27864.7287 |  |  | 2014 | 2015 | 2016 | 2017 | 2018 | 2019 | 2020 | 2021 | 2022 | 2023 | 2024 | 2025 | 2026 | 2027 | 2028 | 2029 | 2030 | 2031 | 2032 | 2033 | 2034 | 2035 | 2036 | 2037 | 2038 | 2039 | 2040 | 2041 | 2042 | 2043
DETAIL COSTS BY MODULES
|  |  |  | Anaerobic Digestion Capital Costs |  |  | Units | Default Value | Overwrite Value |  | 2014 | 2015 | 2016 | 2017 | 2018 | 2019 | 2020 | 2021 | 2022 | 2023 | 2024 | 2025 | 2026 | 2027 | 2028 | 2029 | 2030 | 2031 | 2032 | 2033 | 2034 | 2035 | 2036 | 2037 | 2038 | 2039 | 2040 | 2041 | 2042 | 2043
Custom- | Capital | Anaerobic Digestion | 3% | Capital Cost |  |  | [2013 $] | 0 |  |  | 0 | 0 | 0 | 0 | 0 | 0 | 0 | 0 | 0 | 0 | 0 | 0 | 0 | 0 | 0 | 0 | 0 | 0 | 0 | 0 | 0 | 0 | 0 | 0 | 0 | 0 | 0 | 0 | 0 | 0
|  |  |  | Project Schedule Spend Profile | [6 empty] | 100% | 0% | 0% | 0% | 0% | 0% | 0% | 0% | 0% | 0% | 0% | 0% | 0% | 0% | 0% | 0% | 0% | 0% | 0% | 0% | 0% | 0% | 0% | 0% | 0% | 0% | 0% | 0% | 0% | 0%
|  |  |  | Anaerobic Digestion O&M |  |  | Units | Default Value | Overwrite Value |  | 2014 | 2015 | 2016 | 2017 | 2018 | 2019 | 2020 | 2021 | 2022 | 2023 | 2024 | 2025 | 2026 | 2027 | 2028 | 2029 | 2030 | 2031 | 2032 | 2033 | 2034 | 2035 | 2036 | 2037 | 2038 | 2039 | 2040 | 2041 | 2042 | 2043
Costs
Custom- | Hrs- | Anaerobic Digestion | 2% | Labor |  |  | [hrs/yr] | 0 |  |  | 0 | 0 | 0 | 0 | 0 | 0 | 0 | 0 | 0 | 0 | 0 | 0 | 0 | 0 | 0 | 0 | 0 | 0 | 0 | 0 | 0 | 0 | 0 | 0 | 0 | 0 | 0 | 0 | 0 | 0
Custom- | OMM- | Anaerobic Digestion | 2% | Maintenance |  |  | [2013 $] | 0 |  |  | 0 | 0 | 0 | 0 | 0 | 0 | 0 | 0 | 0 | 0 | 0 | 0 | 0 | 0 | 0 | 0 | 0 | 0 | 0 | 0 | 0 | 0 | 0 | 0 | 0 | 0 | 0 | 0 | 0 | 0
Custom- | Chem- | Anaerobic Digestion | 2% | Chemicals |  |  | [2013 $] | 0 |  |  | 0 | 0 | 0 | 0 | 0 | 0 | 0 | 0 | 0 | 0 | 0 | 0 | 0 | 0 | 0 | 0 | 0 | 0 | 0 | 0 | 0 | 0 | 0 | 0 | 0 | 0 | 0 | 0 | 0 | 0
Custom- | Dispo- | Anaerobic Digestion | 2% | Reuse and Disposal Costs |  |  | [2013 $] | 0 |  |  | 0 | 0 | 0 | 0 | 0 | 0 | 0 | 0 | 0 | 0 | 0 | 0 | 0 | 0 | 0 | 0 | 0 | 0 | 0 | 0 | 0 | 0 | 0 | 0 | 0 | 0 | 0 | 0 | 0 | 0
Custom- | NG- | Anaerobic Digestion |  | Natural Gas |  |  | [MJ/yr] | 0 |  |  | 0 | 0 | 0 | 0 | 0 | 0 | 0 | 0 | 0 | 0 | 0 | 0 | 0 | 0 | 0 | 0 | 0 | 0 | 0 | 0 | 0 | 0 | 0 | 0 | 0 | 0 | 0 | 0 | 0 | 0
Custom- | kWh- | Anaerobic Digestion |  | Electricity Consumption |  |  | [kWh/yr] | 0 |  |  | 0 | 0 | 0 | 0 | 0 | 0 | 0 | 0 | 0 | 0 | 0 | 0 | 0 | 0 | 0 | 0 | 0 | 0 | 0 | 0 | 0 | 0 | 0 | 0 | 0 | 0 | 0 | 0 | 0 | 0
Custom- | GHG- | Anaerobic Digestion | 2% | GHG Cost |  |  | [tCO2e/yr] | 0 |  |  | 0 | 0 | 0 | 0 | 0 | 0 | 0 | 0 | 0 | 0 | 0 | 0 | 0 | 0 | 0 | 0 | 0 | 0 | 0 | 0 | 0 | 0 | 0 | 0 | 0 | 0 | 0 | 0 | 0 | 0
Custom- | ExtraOrd- | Anaerobic Digestion | 2% | Extraordinary Maintenance Costs |  |  | [2013 $] | 0 |  |  | 0 | 0 | 0 | 0 | 0 | 0 | 0 | 0 | 0 | 0 | 0 | 0 | 0 | 0 | 0 | 0 | 0 | 0 | 0 | 0 | 0 | 0 | 0 | 0 | 0 | 0 | 0 | 0 | 0 | 0
Benefits
Custom- | kWhProd- | Anaerobic Digestion |  | Electricity Production |  |  | [kWh/yr] | 0 |  |  | 0 | 0 | 0 | 0 | 0 | 0 | 0 | 0 | 0 | 0 | 0 | 0 | 0 | 0 | 0 | 0 | 0 | 0 | 0 | 0 | 0 | 0 | 0 | 0 | 0 | 0 | 0 | 0 | 0 | 0
Custom- | TipFee- | Anaerobic Digestion | 2% | Tipping Fees |  |  | [2013 $] | 0 |  |  | 0 | 0 | 0 | 0 | 0 | 0 | 0 | 0 | 0 | 0 | 0 | 0 | 0 | 0 | 0 | 0 | 0 | 0 | 0 | 0 | 0 | 0 | 0 | 0 | 0 | 0 | 0 | 0 | 0 | 0
|  |  |  | Net Costs | [6 empty] | 0 | 0 | 0 | 0 | 0 | 0 | 0 | 0 | 0 | 0 | 0 | 0 | 0 | 0 | 0 | 0 | 0 | 0 | 0 | 0 | 0 | 0 | 0 | 0 | 0 | 0 | 0 | 0 | 0 | 0
|  |  |  | Ash Conveyance & Storage Capital Costs |  |  | Units | Default Value | Overwrite Value |  | 2014 | 2015 | 2016 | 2017 | 2018 | 2019 | 2020 | 2021 | 2022 | 2023 | 2024 | 2025 | 2026 | 2027 | 2028 | 2029 | 2030 | 2031 | 2032 | 2033 | 2034 | 2035 | 2036 | 2037 | 2038 | 2039 | 2040 | 2041 | 2042 | 2043
Custom- | Capital | Ash Conveyance & Storage | 3% | Capital Cost |  |  | [2013 $] | 0 |  |  | 0 | 0 | 0 | 0 | 0 | 0 | 0 | 0 | 0 | 0 | 0 | 0 | 0 | 0 | 0 | 0 | 0 | 0 | 0 | 0 | 0 | 0 | 0 | 0 | 0 | 0 | 0 | 0 | 0 | 0
|  |  |  | Project Schedule Spend Profile | [6 empty] | 100% | 0% | 0% | 0% | 0% | 0% | 0% | 0% | 0% | 0% | 0% | 0% | 0% | 0% | 0% | 0% | 0% | 0% | 0% | 0% | 0% | 0% | 0% | 0% | 0% | 0% | 0% | 0% | 0% | 0%
|  |  |  | Ash Conveyance & Storage O&M |  |  | Units | Default Value | Overwrite Value |  | 2014 | 2015 | 2016 | 2017 | 2018 | 2019 | 2020 | 2021 | 2022 | 2023 | 2024 | 2025 | 2026 | 2027 | 2028 | 2029 | 2030 | 2031 | 2032 | 2033 | 2034 | 2035 | 2036 | 2037 | 2038 | 2039 | 2040 | 2041 | 2042 | 2043
Costs
Custom- | Hrs- | Ash Conveyance & Storage | 2% | Labor |  |  | [hrs/yr] | 0 |  |  | 0 | 0 | 0 | 0 | 0 | 0 | 0 | 0 | 0 | 0 | 0 | 0 | 0 | 0 | 0 | 0 | 0 | 0 | 0 | 0 | 0 | 0 | 0 | 0 | 0 | 0 | 0 | 0 | 0 | 0
Custom- | OMM- | Ash Conveyance & Storage | 2% | Maintenance |  |  | [2013 $] | 0 |  |  | 0 | 0 | 0 | 0 | 0 | 0 | 0 | 0 | 0 | 0 | 0 | 0 | 0 | 0 | 0 | 0 | 0 | 0 | 0 | 0 | 0 | 0 | 0 | 0 | 0 | 0 | 0 | 0 | 0 | 0
Custom- | Chem- | Ash Conveyance & Storage | 2% | Chemicals |  |  | [2013 $] | 0 |  |  | 0 | 0 | 0 | 0 | 0 | 0 | 0 | 0 | 0 | 0 | 0 | 0 | 0 | 0 | 0 | 0 | 0 | 0 | 0 | 0 | 0 | 0 | 0 | 0 | 0 | 0 | 0 | 0 | 0 | 0
Custom- | Dispo- | Ash Conveyance & Storage | 2% | Reuse and Disposal Costs |  |  | [2013 $] | 0 |  |  | 0 | 0 | 0 | 0 | 0 | 0 | 0 | 0 | 0 | 0 | 0 | 0 | 0 | 0 | 0 | 0 | 0 | 0 | 0 | 0 | 0 | 0 | 0 | 0 | 0 | 0 | 0 | 0 | 0 | 0
Custom- | NG- | Ash Conveyance & Storage |  | Natural Gas |  |  | [MJ/yr] | 0 |  |  | 0 | 0 | 0 | 0 | 0 | 0 | 0 | 0 | 0 | 0 | 0 | 0 | 0 | 0 | 0 | 0 | 0 | 0 | 0 | 0 | 0 | 0 | 0 | 0 | 0 | 0 | 0 | 0 | 0 | 0
Custom- | kWh- | Ash Conveyance & Storage |  | Electricity Consumption |  |  | [kWh/yr] | 0 |  |  | 0 | 0 | 0 | 0 | 0 | 0 | 0 | 0 | 0 | 0 | 0 | 0 | 0 | 0 | 0 | 0 | 0 | 0 | 0 | 0 | 0 | 0 | 0 | 0 | 0 | 0 | 0 | 0 | 0 | 0
Custom- | GHG- | Ash Conveyance & Storage | 2% | GHG Cost |  |  | [tCO2e/yr] | 0 |  |  | 0 | 0 | 0 | 0 | 0 | 0 | 0 | 0 | 0 | 0 | 0 | 0 | 0 | 0 | 0 | 0 | 0 | 0 | 0 | 0 | 0 | 0 | 0 | 0 | 0 | 0 | 0 | 0 | 0 | 0
Custom- | ExtraOrd- | Ash Conveyance & Storage | 2% | Extraordinary Maintenance Costs |  |  | [2013 $] | 0 |  |  | 0 | 0 | 0 | 0 | 0 | 0 | 0 | 0 | 0 | 0 | 0 | 0 | 0 | 0 | 0 | 0 | 0 | 0 | 0 | 0 | 0 | 0 | 0 | 0 | 0 | 0 | 0 | 0 | 0 | 0
Benefits
Custom- | kWhProd- | Ash Conveyance & Storage |  | Electricity Production |  |  | [kWh/yr] | 0 |  |  | 0 | 0 | 0 | 0 | 0 | 0 | 0 | 0 | 0 | 0 | 0 | 0 | 0 | 0 | 0 | 0 | 0 | 0 | 0 | 0 | 0 | 0 | 0 | 0 | 0 | 0 | 0 | 0 | 0 | 0
Custom- | TipFee- | Ash Conveyance & Storage | 2% | Tipping Fees |  |  | [2013 $] | 0 |  |  | 0 | 0 | 0 | 0 | 0 | 0 | 0 | 0 | 0 | 0 | 0 | 0 | 0 | 0 | 0 | 0 | 0 | 0 | 0 | 0 | 0 | 0 | 0 | 0 | 0 | 0 | 0 | 0 | 0 | 0
|  |  |  | Net Costs | [6 empty] | 0 | 0 | 0 | 0 | 0 | 0 | 0 | 0 | 0 | 0 | 0 | 0 | 0 | 0 | 0 | 0 | 0 | 0 | 0 | 0 | 0 | 0 | 0 | 0 | 0 | 0 | 0 | 0 | 0 | 0
|  |  |  | Belt Filter Press Dewatering Capital Costs |  |  | Units | Default Value | Overwrite Value |  | 2014 | 2015 | 2016 | 2017 | 2018 | 2019 | 2020 | 2021 | 2022 | 2023 | 2024 | 2025 | 2026 | 2027 | 2028 | 2029 | 2030 | 2031 | 2032 | 2033 | 2034 | 2035 | 2036 | 2037 | 2038 | 2039 | 2040 | 2041 | 2042 | 2043
Custom- | Capital | Belt Filter Press Dewatering | 3% | Capital Cost |  |  | [2013 $] | 0 |  |  | 0 | 0 | 0 | 0 | 0 | 0 | 0 | 0 | 0 | 0 | 0 | 0 | 0 | 0 | 0 | 0 | 0 | 0 | 0 | 0 | 0 | 0 | 0 | 0 | 0 | 0 | 0 | 0 | 0 | 0
|  |  |  | Project Schedule Spend Profile | [6 empty] | 100% | 0% | 0% | 0% | 0% | 0% | 0% | 0% | 0% | 0% | 0% | 0% | 0% | 0% | 0% | 0% | 0% | 0% | 0% | 0% | 0% | 0% | 0% | 0% | 0% | 0% | 0% | 0% | 0% | 0%
|  |  |  | Belt Filter Press Dewatering O&M |  |  | Units | Default Value | Overwrite Value |  | 2014 | 2015 | 2016 | 2017 | 2018 | 2019 | 2020 | 2021 | 2022 | 2023 | 2024 | 2025 | 2026 | 2027 | 2028 | 2029 | 2030 | 2031 | 2032 | 2033 | 2034 | 2035 | 2036 | 2037 | 2038 | 2039 | 2040 | 2041 | 2042 | 2043
Costs
Custom- | Hrs- | Belt Filter Press Dewatering | 2% | Labor |  |  | [hrs/yr] | 0 |  |  | 0 | 0 | 0 | 0 | 0 | 0 | 0 | 0 | 0 | 0 | 0 | 0 | 0 | 0 | 0 | 0 | 0 | 0 | 0 | 0 | 0 | 0 | 0 | 0 | 0 | 0 | 0 | 0 | 0 | 0
Custom- | OMM- | Belt Filter Press Dewatering | 2% | Maintenance |  |  | [2013 $] | 0 |  |  | 0 | 0 | 0 | 0 | 0 | 0 | 0 | 0 | 0 | 0 | 0 | 0 | 0 | 0 | 0 | 0 | 0 | 0 | 0 | 0 | 0 | 0 | 0 | 0 | 0 | 0 | 0 | 0 | 0 | 0
Custom- | Chem- | Belt Filter Press Dewatering | 2% | Chemicals |  |  | [2013 $] | 0 |  |  | 0 | 0 | 0 | 0 | 0 | 0 | 0 | 0 | 0 | 0 | 0 | 0 | 0 | 0 | 0 | 0 | 0 | 0 | 0 | 0 | 0 | 0 | 0 | 0 | 0 | 0 | 0 | 0 | 0 | 0
Custom- | Dispo- | Belt Filter Press Dewatering | 2% | Reuse and Disposal Costs |  |  | [2013 $] | 0 |  |  | 0 | 0 | 0 | 0 | 0 | 0 | 0 | 0 | 0 | 0 | 0 | 0 | 0 | 0 | 0 | 0 | 0 | 0 | 0 | 0 | 0 | 0 | 0 | 0 | 0 | 0 | 0 | 0 | 0 | 0
Custom- | NG- | Belt Filter Press Dewatering |  | Natural Gas |  |  | [MJ/yr] | 0 |  |  | 0 | 0 | 0 | 0 | 0 | 0 | 0 | 0 | 0 | 0 | 0 | 0 | 0 | 0 | 0 | 0 | 0 | 0 | 0 | 0 | 0 | 0 | 0 | 0 | 0 | 0 | 0 | 0 | 0 | 0
Custom- | kWh- | Belt Filter Press Dewatering |  | Electricity Consumption |  |  | [kWh/yr] | 0 |  |  | 0 | 0 | 0 | 0 | 0 | 0 | 0 | 0 | 0 | 0 | 0 | 0 | 0 | 0 | 0 | 0 | 0 | 0 | 0 | 0 | 0 | 0 | 0 | 0 | 0 | 0 | 0 | 0 | 0 | 0
Custom- | GHG- | Belt Filter Press Dewatering | 2% | GHG Cost |  |  | [tCO2e/yr] | 0 |  |  | 0 | 0 | 0 | 0 | 0 | 0 | 0 | 0 | 0 | 0 | 0 | 0 | 0 | 0 | 0 | 0 | 0 | 0 | 0 | 0 | 0 | 0 | 0 | 0 | 0 | 0 | 0 | 0 | 0 | 0
Custom- | ExtraOrd- | Belt Filter Press Dewatering | 2% | Extraordinary Maintenance Costs |  |  | [2013 $] | 0 |  |  | 0 | 0 | 0 | 0 | 0 | 0 | 0 | 0 | 0 | 0 | 0 | 0 | 0 | 0 | 0 | 0 | 0 | 0 | 0 | 0 | 0 | 0 | 0 | 0 | 0 | 0 | 0 | 0 | 0 | 0
Benefits
Custom- | kWhProd- | Belt Filter Press Dewatering |  | Electricity Production |  |  | [kWh/yr] | 0 |  |  | 0 | 0 | 0 | 0 | 0 | 0 | 0 | 0 | 0 | 0 | 0 | 0 | 0 | 0 | 0 | 0 | 0 | 0 | 0 | 0 | 0 | 0 | 0 | 0 | 0 | 0 | 0 | 0 | 0 | 0
Custom- | TipFee- | Belt Filter Press Dewatering | 2% | Tipping Fees |  |  | [2013 $] | 0 |  |  | 0 | 0 | 0 | 0 | 0 | 0 | 0 | 0 | 0 | 0 | 0 | 0 | 0 | 0 | 0 | 0 | 0 | 0 | 0 | 0 | 0 | 0 | 0 | 0 | 0 | 0 | 0 | 0 | 0 | 0
|  |  |  | Net Costs | [6 empty] | 0 | 0 | 0 | 0 | 0 | 0 | 0 | 0 | 0 | 0 | 0 | 0 | 0 | 0 | 0 | 0 | 0 | 0 | 0 | 0 | 0 | 0 | 0 | 0 | 0 | 0 | 0 | 0 | 0 | 0
|  |  |  | Cake Storage/Load Out Capital Costs |  |  | Units | Default Value | Overwrite Value |  | 2014 | 2015 | 2016 | 2017 | 2018 | 2019 | 2020 | 2021 | 2022 | 2023 | 2024 | 2025 | 2026 | 2027 | 2028 | 2029 | 2030 | 2031 | 2032 | 2033 | 2034 | 2035 | 2036 | 2037 | 2038 | 2039 | 2040 | 2041 | 2042 | 2043
Custom- | Capital | Cake Storage/Load Out | 3% | Capital Cost |  |  | [2013 $] | 0 |  |  | 0 | 0 | 0 | 0 | 0 | 0 | 0 | 0 | 0 | 0 | 0 | 0 | 0 | 0 | 0 | 0 | 0 | 0 | 0 | 0 | 0 | 0 | 0 | 0 | 0 | 0 | 0 | 0 | 0 | 0
|  |  |  | Project Schedule Spend Profile | [6 empty] | 100% | 0% | 0% | 0% | 0% | 0% | 0% | 0% | 0% | 0% | 0% | 0% | 0% | 0% | 0% | 0% | 0% | 0% | 0% | 0% | 0% | 0% | 0% | 0% | 0% | 0% | 0% | 0% | 0% | 0%
|  |  |  | Cake Storage/Load Out O&M |  |  | Units | Default Value | Overwrite Value |  | 2014 | 2015 | 2016 | 2017 | 2018 | 2019 | 2020 | 2021 | 2022 | 2023 | 2024 | 2025 | 2026 | 2027 | 2028 | 2029 | 2030 | 2031 | 2032 | 2033 | 2034 | 2035 | 2036 | 2037 | 2038 | 2039 | 2040 | 2041 | 2042 | 2043
Costs
Custom- | Hrs- | Cake Storage/Load Out | 2% | Labor |  |  | [hrs/yr] | 0 |  |  | 0 | 0 | 0 | 0 | 0 | 0 | 0 | 0 | 0 | 0 | 0 | 0 | 0 | 0 | 0 | 0 | 0 | 0 | 0 | 0 | 0 | 0 | 0 | 0 | 0 | 0 | 0 | 0 | 0 | 0
Custom- | OMM- | Cake Storage/Load Out | 2% | Maintenance |  |  | [2013 $] | 0 |  |  | 0 | 0 | 0 | 0 | 0 | 0 | 0 | 0 | 0 | 0 | 0 | 0 | 0 | 0 | 0 | 0 | 0 | 0 | 0 | 0 | 0 | 0 | 0 | 0 | 0 | 0 | 0 | 0 | 0 | 0
Custom- | Chem- | Cake Storage/Load Out | 2% | Chemicals |  |  | [2013 $] | 0 |  |  | 0 | 0 | 0 | 0 | 0 | 0 | 0 | 0 | 0 | 0 | 0 | 0 | 0 | 0 | 0 | 0 | 0 | 0 | 0 | 0 | 0 | 0 | 0 | 0 | 0 | 0 | 0 | 0 | 0 | 0
Custom- | Dispo- | Cake Storage/Load Out | 2% | Reuse and Disposal Costs |  |  | [2013 $] | 0 |  |  | 0 | 0 | 0 | 0 | 0 | 0 | 0 | 0 | 0 | 0 | 0 | 0 | 0 | 0 | 0 | 0 | 0 | 0 | 0 | 0 | 0 | 0 | 0 | 0 | 0 | 0 | 0 | 0 | 0 | 0
Custom- | NG- | Cake Storage/Load Out |  | Natural Gas |  |  | [MJ/yr] | 0 |  |  | 0 | 0 | 0 | 0 | 0 | 0 | 0 | 0 | 0 | 0 | 0 | 0 | 0 | 0 | 0 | 0 | 0 | 0 | 0 | 0 | 0 | 0 | 0 | 0 | 0 | 0 | 0 | 0 | 0 | 0
Custom- | kWh- | Cake Storage/Load Out |  | Electricity Consumption |  |  | [kWh/yr] | 0 |  |  | 0 | 0 | 0 | 0 | 0 | 0 | 0 | 0 | 0 | 0 | 0 | 0 | 0 | 0 | 0 | 0 | 0 | 0 | 0 | 0 | 0 | 0 | 0 | 0 | 0 | 0 | 0 | 0 | 0 | 0
Custom- | GHG- | Cake Storage/Load Out | 2% | GHG Cost |  |  | [tCO2e/yr] | 0 |  |  | 0 | 0 | 0 | 0 | 0 | 0 | 0 | 0 | 0 | 0 | 0 | 0 | 0 | 0 | 0 | 0 | 0 | 0 | 0 | 0 | 0 | 0 | 0 | 0 | 0 | 0 | 0 | 0 | 0 | 0
Custom- | ExtraOrd- | Cake Storage/Load Out | 2% | Extraordinary Maintenance Costs |  |  | [2013 $] | 0 |  |  | 0 | 0 | 0 | 0 | 0 | 0 | 0 | 0 | 0 | 0 | 0 | 0 | 0 | 0 | 0 | 0 | 0 | 0 | 0 | 0 | 0 | 0 | 0 | 0 | 0 | 0 | 0 | 0 | 0 | 0
Benefits
Custom- | kWhProd- | Cake Storage/Load Out |  | Electricity Production |  |  | [kWh/yr] | 0 |  |  | 0 | 0 | 0 | 0 | 0 | 0 | 0 | 0 | 0 | 0 | 0 | 0 | 0 | 0 | 0 | 0 | 0 | 0 | 0 | 0 | 0 | 0 | 0 | 0 | 0 | 0 | 0 | 0 | 0 | 0
Custom- | TipFee- | Cake Storage/Load Out | 2% | Tipping Fees |  |  | [2013 $] | 0 |  |  | 0 | 0 | 0 | 0 | 0 | 0 | 0 | 0 | 0 | 0 | 0 | 0 | 0 | 0 | 0 | 0 | 0 | 0 | 0 | 0 | 0 | 0 | 0 | 0 | 0 | 0 | 0 | 0 | 0 | 0
|  |  |  | Net Costs | [6 empty] | 0 | 0 | 0 | 0 | 0 | 0 | 0 | 0 | 0 | 0 | 0 | 0 | 0 | 0 | 0 | 0 | 0 | 0 | 0 | 0 | 0 | 0 | 0 | 0 | 0 | 0 | 0 | 0 | 0 | 0
|  |  |  | Cake Storage Capital Costs |  |  | Units | Default Value | Overwrite Value |  | 2014 | 2015 | 2016 | 2017 | 2018 | 2019 | 2020 | 2021 | 2022 | 2023 | 2024 | 2025 | 2026 | 2027 | 2028 | 2029 | 2030 | 2031 | 2032 | 2033 | 2034 | 2035 | 2036 | 2037 | 2038 | 2039 | 2040 | 2041 | 2042 | 2043
Custom- | Capital | Cake Storage | 3% | Capital Cost |  |  | [2013 $] | 0 |  |  | 0 | 0 | 0 | 0 | 0 | 0 | 0 | 0 | 0 | 0 | 0 | 0 | 0 | 0 | 0 | 0 | 0 | 0 | 0 | 0 | 0 | 0 | 0 | 0 | 0 | 0 | 0 | 0 | 0 | 0
|  |  |  | Project Schedule Spend Profile | [6 empty] | 100% | 0% | 0% | 0% | 0% | 0% | 0% | 0% | 0% | 0% | 0% | 0% | 0% | 0% | 0% | 0% | 0% | 0% | 0% | 0% | 0% | 0% | 0% | 0% | 0% | 0% | 0% | 0% | 0% | 0%
|  |  |  | Cake Storage O&M |  |  | Units | Default Value | Overwrite Value |  | 2014 | 2015 | 2016 | 2017 | 2018 | 2019 | 2020 | 2021 | 2022 | 2023 | 2024 | 2025 | 2026 | 2027 | 2028 | 2029 | 2030 | 2031 | 2032 | 2033 | 2034 | 2035 | 2036 | 2037 | 2038 | 2039 | 2040 | 2041 | 2042 | 2043
Costs
Custom- | Hrs- | Cake Storage | 2% | Labor |  |  | [hrs/yr] | 0 |  |  | 0 | 0 | 0 | 0 | 0 | 0 | 0 | 0 | 0 | 0 | 0 | 0 | 0 | 0 | 0 | 0 | 0 | 0 | 0 | 0 | 0 | 0 | 0 | 0 | 0 | 0 | 0 | 0 | 0 | 0
Custom- | OMM- | Cake Storage | 2% | Maintenance |  |  | [2013 $] | 0 |  |  | 0 | 0 | 0 | 0 | 0 | 0 | 0 | 0 | 0 | 0 | 0 | 0 | 0 | 0 | 0 | 0 | 0 | 0 | 0 | 0 | 0 | 0 | 0 | 0 | 0 | 0 | 0 | 0 | 0 | 0
Custom- | Chem- | Cake Storage | 2% | Chemicals |  |  | [2013 $] | 0 |  |  | 0 | 0 | 0 | 0 | 0 | 0 | 0 | 0 | 0 | 0 | 0 | 0 | 0 | 0 | 0 | 0 | 0 | 0 | 0 | 0 | 0 | 0 | 0 | 0 | 0 | 0 | 0 | 0 | 0 | 0
Custom- | Dispo- | Cake Storage | 2% | Reuse and Disposal Costs |  |  | [2013 $] | 0 |  |  | 0 | 0 | 0 | 0 | 0 | 0 | 0 | 0 | 0 | 0 | 0 | 0 | 0 | 0 | 0 | 0 | 0 | 0 | 0 | 0 | 0 | 0 | 0 | 0 | 0 | 0 | 0 | 0 | 0 | 0
Custom- | NG- | Cake Storage |  | Natural Gas |  |  | [MJ/yr] | 0 |  |  | 0 | 0 | 0 | 0 | 0 | 0 | 0 | 0 | 0 | 0 | 0 | 0 | 0 | 0 | 0 | 0 | 0 | 0 | 0 | 0 | 0 | 0 | 0 | 0 | 0 | 0 | 0 | 0 | 0 | 0
Custom- | kWh- | Cake Storage |  | Electricity Consumption |  |  | [kWh/yr] | 0 |  |  | 0 | 0 | 0 | 0 | 0 | 0 | 0 | 0 | 0 | 0 | 0 | 0 | 0 | 0 | 0 | 0 | 0 | 0 | 0 | 0 | 0 | 0 | 0 | 0 | 0 | 0 | 0 | 0 | 0 | 0
Custom- | GHG- | Cake Storage | 2% | GHG Cost |  |  | [tCO2e/yr] | 0 |  |  | 0 | 0 | 0 | 0 | 0 | 0 | 0 | 0 | 0 | 0 | 0 | 0 | 0 | 0 | 0 | 0 | 0 | 0 | 0 | 0 | 0 | 0 | 0 | 0 | 0 | 0 | 0 | 0 | 0 | 0
Custom- | ExtraOrd- | Cake Storage | 2% | Extraordinary Maintenance Costs |  |  | [2013 $] | 0 |  |  | 0 | 0 | 0 | 0 | 0 | 0 | 0 | 0 | 0 | 0 | 0 | 0 | 0 | 0 | 0 | 0 | 0 | 0 | 0 | 0 | 0 | 0 | 0 | 0 | 0 | 0 | 0 | 0 | 0 | 0
Benefits
Custom- | kWhProd- | Cake Storage |  | Electricity Production |  |  | [kWh/yr] | 0 |  |  | 0 | 0 | 0 | 0 | 0 | 0 | 0 | 0 | 0 | 0 | 0 | 0 | 0 | 0 | 0 | 0 | 0 | 0 | 0 | 0 | 0 | 0 | 0 | 0 | 0 | 0 | 0 | 0 | 0 | 0
Custom- | TipFee- | Cake Storage | 2% | Tipping Fees |  |  | [2013 $] | 0 |  |  | 0 | 0 | 0 | 0 | 0 | 0 | 0 | 0 | 0 | 0 | 0 | 0 | 0 | 0 | 0 | 0 | 0 | 0 | 0 | 0 | 0 | 0 | 0 | 0 | 0 | 0 | 0 | 0 | 0 | 0
|  |  |  | Net Costs | [6 empty] | 0 | 0 | 0 | 0 | 0 | 0 | 0 | 0 | 0 | 0 | 0 | 0 | 0 | 0 | 0 | 0 | 0 | 0 | 0 | 0 | 0 | 0 | 0 | 0 | 0 | 0 | 0 | 0 | 0 | 0
|  |  |  | CHP Capital Costs |  |  | Units | Default Value | Overwrite Value |  | 2014 | 2015 | 2016 | 2017 | 2018 | 2019 | 2020 | 2021 | 2022 | 2023 | 2024 | 2025 | 2026 | 2027 | 2028 | 2029 | 2030 | 2031 | 2032 | 2033 | 2034 | 2035 | 2036 | 2037 | 2038 | 2039 | 2040 | 2041 | 2042 | 2043
Custom- | Capital | CHP | 3% | Capital Cost |  |  | [2013 $] | 0 |  |  | 0 | 0 | 0 | 0 | 0 | 0 | 0 | 0 | 0 | 0 | 0 | 0 | 0 | 0 | 0 | 0 | 0 | 0 | 0 | 0 | 0 | 0 | 0 | 0 | 0 | 0 | 0 | 0 | 0 | 0
|  |  |  | Project Schedule Spend Profile | [6 empty] | 100% | 0% | 0% | 0% | 0% | 0% | 0% | 0% | 0% | 0% | 0% | 0% | 0% | 0% | 0% | 0% | 0% | 0% | 0% | 0% | 0% | 0% | 0% | 0% | 0% | 0% | 0% | 0% | 0% | 0%
|  |  |  | CHP O&M |  |  | Units | Default Value | Overwrite Value |  | 2014 | 2015 | 2016 | 2017 | 2018 | 2019 | 2020 | 2021 | 2022 | 2023 | 2024 | 2025 | 2026 | 2027 | 2028 | 2029 | 2030 | 2031 | 2032 | 2033 | 2034 | 2035 | 2036 | 2037 | 2038 | 2039 | 2040 | 2041 | 2042 | 2043
Costs
Custom- | Hrs- | CHP | 2% | Labor |  |  | [hrs/yr] | 0 |  |  | 0 | 0 | 0 | 0 | 0 | 0 | 0 | 0 | 0 | 0 | 0 | 0 | 0 | 0 | 0 | 0 | 0 | 0 | 0 | 0 | 0 | 0 | 0 | 0 | 0 | 0 | 0 | 0 | 0 | 0
Custom- | OMM- | CHP | 2% | Maintenance |  |  | [2013 $] | 0 |  |  | 0 | 0 | 0 | 0 | 0 | 0 | 0 | 0 | 0 | 0 | 0 | 0 | 0 | 0 | 0 | 0 | 0 | 0 | 0 | 0 | 0 | 0 | 0 | 0 | 0 | 0 | 0 | 0 | 0 | 0
Custom- | Chem- | CHP | 2% | Chemicals |  |  | [2013 $] | 0 |  |  | 0 | 0 | 0 | 0 | 0 | 0 | 0 | 0 | 0 | 0 | 0 | 0 | 0 | 0 | 0 | 0 | 0 | 0 | 0 | 0 | 0 | 0 | 0 | 0 | 0 | 0 | 0 | 0 | 0 | 0
Custom- | Dispo- | CHP | 2% | Reuse and Disposal Costs |  |  | [2013 $] | 0 |  |  | 0 | 0 | 0 | 0 | 0 | 0 | 0 | 0 | 0 | 0 | 0 | 0 | 0 | 0 | 0 | 0 | 0 | 0 | 0 | 0 | 0 | 0 | 0 | 0 | 0 | 0 | 0 | 0 | 0 | 0
Custom- | NG- | CHP |  | Natural Gas |  |  | [MJ/yr] | 0 |  |  | 0 | 0 | 0 | 0 | 0 | 0 | 0 | 0 | 0 | 0 | 0 | 0 | 0 | 0 | 0 | 0 | 0 | 0 | 0 | 0 | 0 | 0 | 0 | 0 | 0 | 0 | 0 | 0 | 0 | 0
Custom- | kWh- | CHP |  | Electricity Consumption |  |  | [kWh/yr] | 0 |  |  | 0 | 0 | 0 | 0 | 0 | 0 | 0 | 0 | 0 | 0 | 0 | 0 | 0 | 0 | 0 | 0 | 0 | 0 | 0 | 0 | 0 | 0 | 0 | 0 | 0 | 0 | 0 | 0 | 0 | 0
Custom- | GHG- | CHP | 2% | GHG Cost |  |  | [tCO2e/yr] | 0 |  |  | 0 | 0 | 0 | 0 | 0 | 0 | 0 | 0 | 0 | 0 | 0 | 0 | 0 | 0 | 0 | 0 | 0 | 0 | 0 | 0 | 0 | 0 | 0 | 0 | 0 | 0 | 0 | 0 | 0 | 0
Custom- | ExtraOrd- | CHP | 2% | Extraordinary Maintenance Costs |  |  | [2013 $] | 0 |  |  | 0 | 0 | 0 | 0 | 0 | 0 | 0 | 0 | 0 | 0 | 0 | 0 | 0 | 0 | 0 | 0 | 0 | 0 | 0 | 0 | 0 | 0 | 0 | 0 | 0 | 0 | 0 | 0 | 0 | 0
Benefits
Custom- | kWhProd- | CHP |  | Electricity Production |  |  | [kWh/yr] | 0 |  |  | 0 | 0 | 0 | 0 | 0 | 0 | 0 | 0 | 0 | 0 | 0 | 0 | 0 | 0 | 0 | 0 | 0 | 0 | 0 | 0 | 0 | 0 | 0 | 0 | 0 | 0 | 0 | 0 | 0 | 0
Custom- | TipFee- | CHP | 2% | Tipping Fees |  |  | [2013 $] | 0 |  |  | 0 | 0 | 0 | 0 | 0 | 0 | 0 | 0 | 0 | 0 | 0 | 0 | 0 | 0 | 0 | 0 | 0 | 0 | 0 | 0 | 0 | 0 | 0 | 0 | 0 | 0 | 0 | 0 | 0 | 0
|  |  |  | Net Costs | [6 empty] | 0 | 0 | 0 | 0 | 0 | 0 | 0 | 0 | 0 | 0 | 0 | 0 | 0 | 0 | 0 | 0 | 0 | 0 | 0 | 0 | 0 | 0 | 0 | 0 | 0 | 0 | 0 | 0 | 0 | 0
|  |  |  | Dewatering Capital Costs |  |  | Units | Default Value | Overwrite Value |  | 2014 | 2015 | 2016 | 2017 | 2018 | 2019 | 2020 | 2021 | 2022 | 2023 | 2024 | 2025 | 2026 | 2027 | 2028 | 2029 | 2030 | 2031 | 2032 | 2033 | 2034 | 2035 | 2036 | 2037 | 2038 | 2039 | 2040 | 2041 | 2042 | 2043
Custom- | Capital | Dewatering | 3% | Capital Cost |  |  | [2013 $] | 0 |  |  | 0 | 0 | 0 | 0 | 0 | 0 | 0 | 0 | 0 | 0 | 0 | 0 | 0 | 0 | 0 | 0 | 0 | 0 | 0 | 0 | 0 | 0 | 0 | 0 | 0 | 0 | 0 | 0 | 0 | 0
|  |  |  | Project Schedule Spend Profile | [6 empty] | 100% | 0% | 0% | 0% | 0% | 0% | 0% | 0% | 0% | 0% | 0% | 0% | 0% | 0% | 0% | 0% | 0% | 0% | 0% | 0% | 0% | 0% | 0% | 0% | 0% | 0% | 0% | 0% | 0% | 0%
|  |  |  | Dewatering O&M |  |  | Units | Default Value | Overwrite Value |  | 2014 | 2015 | 2016 | 2017 | 2018 | 2019 | 2020 | 2021 | 2022 | 2023 | 2024 | 2025 | 2026 | 2027 | 2028 | 2029 | 2030 | 2031 | 2032 | 2033 | 2034 | 2035 | 2036 | 2037 | 2038 | 2039 | 2040 | 2041 | 2042 | 2043
Costs
Custom- | Hrs- | Dewatering | 2% | Labor |  |  | [hrs/yr] | 0 |  |  | 0 | 0 | 0 | 0 | 0 | 0 | 0 | 0 | 0 | 0 | 0 | 0 | 0 | 0 | 0 | 0 | 0 | 0 | 0 | 0 | 0 | 0 | 0 | 0 | 0 | 0 | 0 | 0 | 0 | 0
Custom- | OMM- | Dewatering | 2% | Maintenance |  |  | [2013 $] | 0 |  |  | 0 | 0 | 0 | 0 | 0 | 0 | 0 | 0 | 0 | 0 | 0 | 0 | 0 | 0 | 0 | 0 | 0 | 0 | 0 | 0 | 0 | 0 | 0 | 0 | 0 | 0 | 0 | 0 | 0 | 0
Custom- | Chem- | Dewatering | 2% | Chemicals |  |  | [2013 $] | 0 |  |  | 0 | 0 | 0 | 0 | 0 | 0 | 0 | 0 | 0 | 0 | 0 | 0 | 0 | 0 | 0 | 0 | 0 | 0 | 0 | 0 | 0 | 0 | 0 | 0 | 0 | 0 | 0 | 0 | 0 | 0
Custom- | Dispo- | Dewatering | 2% | Reuse and Disposal Costs |  |  | [2013 $] | 0 |  |  | 0 | 0 | 0 | 0 | 0 | 0 | 0 | 0 | 0 | 0 | 0 | 0 | 0 | 0 | 0 | 0 | 0 | 0 | 0 | 0 | 0 | 0 | 0 | 0 | 0 | 0 | 0 | 0 | 0 | 0
Custom- | NG- | Dewatering |  | Natural Gas |  |  | [MJ/yr] | 0 |  |  | 0 | 0 | 0 | 0 | 0 | 0 | 0 | 0 | 0 | 0 | 0 | 0 | 0 | 0 | 0 | 0 | 0 | 0 | 0 | 0 | 0 | 0 | 0 | 0 | 0 | 0 | 0 | 0 | 0 | 0
Custom- | kWh- | Dewatering |  | Electricity Consumption |  |  | [kWh/yr] | 0 |  |  | 0 | 0 | 0 | 0 | 0 | 0 | 0 | 0 | 0 | 0 | 0 | 0 | 0 | 0 | 0 | 0 | 0 | 0 | 0 | 0 | 0 | 0 | 0 | 0 | 0 | 0 | 0 | 0 | 0 | 0
Custom- | GHG- | Dewatering | 2% | GHG Cost |  |  | [tCO2e/yr] | 0 |  |  | 0 | 0 | 0 | 0 | 0 | 0 | 0 | 0 | 0 | 0 | 0 | 0 | 0 | 0 | 0 | 0 | 0 | 0 | 0 | 0 | 0 | 0 | 0 | 0 | 0 | 0 | 0 | 0 | 0 | 0
Custom- | ExtraOrd- | Dewatering | 2% | Extraordinary Maintenance Costs |  |  | [2013 $] | 0 |  |  | 0 | 0 | 0 | 0 | 0 | 0 | 0 | 0 | 0 | 0 | 0 | 0 | 0 | 0 | 0 | 0 | 0 | 0 | 0 | 0 | 0 | 0 | 0 | 0 | 0 | 0 | 0 | 0 | 0 | 0
Benefits
Custom- | kWhProd- | Dewatering |  | Electricity Production |  |  | [kWh/yr] | 0 |  |  | 0 | 0 | 0 | 0 | 0 | 0 | 0 | 0 | 0 | 0 | 0 | 0 | 0 | 0 | 0 | 0 | 0 | 0 | 0 | 0 | 0 | 0 | 0 | 0 | 0 | 0 | 0 | 0 | 0 | 0
Custom- | TipFee- | Dewatering | 2% | Tipping Fees |  |  | [2013 $] | 0 |  |  | 0 | 0 | 0 | 0 | 0 | 0 | 0 | 0 | 0 | 0 | 0 | 0 | 0 | 0 | 0 | 0 | 0 | 0 | 0 | 0 | 0 | 0 | 0 | 0 | 0 | 0 | 0 | 0 | 0 | 0
|  |  |  | Net Costs | [6 empty] | 0 | 0 | 0 | 0 | 0 | 0 | 0 | 0 | 0 | 0 | 0 | 0 | 0 | 0 | 0 | 0 | 0 | 0 | 0 | 0 | 0 | 0 | 0 | 0 | 0 | 0 | 0 | 0 | 0 | 0
|  |  |  | Drying/Gasification/Energy Recovery Capital Costs |  |  | Units | Default Value | Overwrite Value |  | 2014 | 2015 | 2016 | 2017 | 2018 | 2019 | 2020 | 2021 | 2022 | 2023 | 2024 | 2025 | 2026 | 2027 | 2028 | 2029 | 2030 | 2031 | 2032 | 2033 | 2034 | 2035 | 2036 | 2037 | 2038 | 2039 | 2040 | 2041 | 2042 | 2043
Custom- | Capital | Drying/Gasification/Energy Recovery | 3% | Capital Cost |  |  | [2013 $] | 0 |  |  | 0 | 0 | 0 | 0 | 0 | 0 | 0 | 0 | 0 | 0 | 0 | 0 | 0 | 0 | 0 | 0 | 0 | 0 | 0 | 0 | 0 | 0 | 0 | 0 | 0 | 0 | 0 | 0 | 0 | 0
|  |  |  | Project Schedule Spend Profile | [6 empty] | 100% | 0% | 0% | 0% | 0% | 0% | 0% | 0% | 0% | 0% | 0% | 0% | 0% | 0% | 0% | 0% | 0% | 0% | 0% | 0% | 0% | 0% | 0% | 0% | 0% | 0% | 0% | 0% | 0% | 0%
|  |  |  | Drying/Gasification/Energy Recovery O&M |  |  | Units | Default Value | Overwrite Value |  | 2014 | 2015 | 2016 | 2017 | 2018 | 2019 | 2020 | 2021 | 2022 | 2023 | 2024 | 2025 | 2026 | 2027 | 2028 | 2029 | 2030 | 2031 | 2032 | 2033 | 2034 | 2035 | 2036 | 2037 | 2038 | 2039 | 2040 | 2041 | 2042 | 2043
Costs
Custom- | Hrs- | Drying/Gasification/Energy Recovery | 2% | Labor |  |  | [hrs/yr] | 0 |  |  | 0 | 0 | 0 | 0 | 0 | 0 | 0 | 0 | 0 | 0 | 0 | 0 | 0 | 0 | 0 | 0 | 0 | 0 | 0 | 0 | 0 | 0 | 0 | 0 | 0 | 0 | 0 | 0 | 0 | 0
Custom- | OMM- | Drying/Gasification/Energy Recovery | 2% | Maintenance |  |  | [2013 $] | 0 |  |  | 0 | 0 | 0 | 0 | 0 | 0 | 0 | 0 | 0 | 0 | 0 | 0 | 0 | 0 | 0 | 0 | 0 | 0 | 0 | 0 | 0 | 0 | 0 | 0 | 0 | 0 | 0 | 0 | 0 | 0
Custom- | Chem- | Drying/Gasification/Energy Recovery | 2% | Chemicals |  |  | [2013 $] | 0 |  |  | 0 | 0 | 0 | 0 | 0 | 0 | 0 | 0 | 0 | 0 | 0 | 0 | 0 | 0 | 0 | 0 | 0 | 0 | 0 | 0 | 0 | 0 | 0 | 0 | 0 | 0 | 0 | 0 | 0 | 0
Custom- | Dispo- | Drying/Gasification/Energy Recovery | 2% | Reuse and Disposal Costs |  |  | [2013 $] | 0 |  |  | 0 | 0 | 0 | 0 | 0 | 0 | 0 | 0 | 0 | 0 | 0 | 0 | 0 | 0 | 0 | 0 | 0 | 0 | 0 | 0 | 0 | 0 | 0 | 0 | 0 | 0 | 0 | 0 | 0 | 0
Custom- | NG- | Drying/Gasification/Energy Recovery |  | Natural Gas |  |  | [MJ/yr] | 0 |  |  | 0 | 0 | 0 | 0 | 0 | 0 | 0 | 0 | 0 | 0 | 0 | 0 | 0 | 0 | 0 | 0 | 0 | 0 | 0 | 0 | 0 | 0 | 0 | 0 | 0 | 0 | 0 | 0 | 0 | 0
Custom- | kWh- | Drying/Gasification/Energy Recovery |  | Electricity Consumption |  |  | [kWh/yr] | 0 |  |  | 0 | 0 | 0 | 0 | 0 | 0 | 0 | 0 | 0 | 0 | 0 | 0 | 0 | 0 | 0 | 0 | 0 | 0 | 0 | 0 | 0 | 0 | 0 | 0 | 0 | 0 | 0 | 0 | 0 | 0
Custom- | GHG- | Drying/Gasification/Energy Recovery | 2% | GHG Cost |  |  | [tCO2e/yr] | 0 |  |  | 0 | 0 | 0 | 0 | 0 | 0 | 0 | 0 | 0 | 0 | 0 | 0 | 0 | 0 | 0 | 0 | 0 | 0 | 0 | 0 | 0 | 0 | 0 | 0 | 0 | 0 | 0 | 0 | 0 | 0
Custom- | ExtraOrd- | Drying/Gasification/Energy Recovery | 2% | Extraordinary Maintenance Costs |  |  | [2013 $] | 0 |  |  | 0 | 0 | 0 | 0 | 0 | 0 | 0 | 0 | 0 | 0 | 0 | 0 | 0 | 0 | 0 | 0 | 0 | 0 | 0 | 0 | 0 | 0 | 0 | 0 | 0 | 0 | 0 | 0 | 0 | 0
Benefits
Custom- | kWhProd- | Drying/Gasification/Energy Recovery |  | Electricity Production |  |  | [kWh/yr] | 0 |  |  | 0 | 0 | 0 | 0 | 0 | 0 | 0 | 0 | 0 | 0 | 0 | 0 | 0 | 0 | 0 | 0 | 0 | 0 | 0 | 0 | 0 | 0 | 0 | 0 | 0 | 0 | 0 | 0 | 0 | 0
Custom- | TipFee- | Drying/Gasification/Energy Recovery | 2% | Tipping Fees |  |  | [2013 $] | 0 |  |  | 0 | 0 | 0 | 0 | 0 | 0 | 0 | 0 | 0 | 0 | 0 | 0 | 0 | 0 | 0 | 0 | 0 | 0 | 0 | 0 | 0 | 0 | 0 | 0 | 0 | 0 | 0 | 0 | 0 | 0
|  |  |  | Net Costs | [6 empty] | 0 | 0 | 0 | 0 | 0 | 0 | 0 | 0 | 0 | 0 | 0 | 0 | 0 | 0 | 0 | 0 | 0 | 0 | 0 | 0 | 0 | 0 | 0 | 0 | 0 | 0 | 0 | 0 | 0 | 0
|  |  |  | Energy Recovery Capital Costs |  |  | Units | Default Value | Overwrite Value |  | 2014 | 2015 | 2016 | 2017 | 2018 | 2019 | 2020 | 2021 | 2022 | 2023 | 2024 | 2025 | 2026 | 2027 | 2028 | 2029 | 2030 | 2031 | 2032 | 2033 | 2034 | 2035 | 2036 | 2037 | 2038 | 2039 | 2040 | 2041 | 2042 | 2043
Custom- | Capital | Energy Recovery | 3% | Capital Cost |  |  | [2013 $] | 0 |  |  | 0 | 0 | 0 | 0 | 0 | 0 | 0 | 0 | 0 | 0 | 0 | 0 | 0 | 0 | 0 | 0 | 0 | 0 | 0 | 0 | 0 | 0 | 0 | 0 | 0 | 0 | 0 | 0 | 0 | 0
|  |  |  | Project Schedule Spend Profile | [6 empty] | 100% | 0% | 0% | 0% | 0% | 0% | 0% | 0% | 0% | 0% | 0% | 0% | 0% | 0% | 0% | 0% | 0% | 0% | 0% | 0% | 0% | 0% | 0% | 0% | 0% | 0% | 0% | 0% | 0% | 0%
|  |  |  | Energy Recovery O&M |  |  | Units | Default Value | Overwrite Value |  | 2014 | 2015 | 2016 | 2017 | 2018 | 2019 | 2020 | 2021 | 2022 | 2023 | 2024 | 2025 | 2026 | 2027 | 2028 | 2029 | 2030 | 2031 | 2032 | 2033 | 2034 | 2035 | 2036 | 2037 | 2038 | 2039 | 2040 | 2041 | 2042 | 2043
Costs
Custom- | Hrs- | Energy Recovery | 2% | Labor |  |  | [hrs/yr] | 0 |  |  | 0 | 0 | 0 | 0 | 0 | 0 | 0 | 0 | 0 | 0 | 0 | 0 | 0 | 0 | 0 | 0 | 0 | 0 | 0 | 0 | 0 | 0 | 0 | 0 | 0 | 0 | 0 | 0 | 0 | 0
Custom- | OMM- | Energy Recovery | 2% | Maintenance |  |  | [2013 $] | 0 |  |  | 0 | 0 | 0 | 0 | 0 | 0 | 0 | 0 | 0 | 0 | 0 | 0 | 0 | 0 | 0 | 0 | 0 | 0 | 0 | 0 | 0 | 0 | 0 | 0 | 0 | 0 | 0 | 0 | 0 | 0
Custom- | Chem- | Energy Recovery | 2% | Chemicals |  |  | [2013 $] | 0 |  |  | 0 | 0 | 0 | 0 | 0 | 0 | 0 | 0 | 0 | 0 | 0 | 0 | 0 | 0 | 0 | 0 | 0 | 0 | 0 | 0 | 0 | 0 | 0 | 0 | 0 | 0 | 0 | 0 | 0 | 0
Custom- | Dispo- | Energy Recovery | 2% | Reuse and Disposal Costs |  |  | [2013 $] | 0 |  |  | 0 | 0 | 0 | 0 | 0 | 0 | 0 | 0 | 0 | 0 | 0 | 0 | 0 | 0 | 0 | 0 | 0 | 0 | 0 | 0 | 0 | 0 | 0 | 0 | 0 | 0 | 0 | 0 | 0 | 0
Custom- | NG- | Energy Recovery |  | Natural Gas |  |  | [MJ/yr] | 0 |  |  | 0 | 0 | 0 | 0 | 0 | 0 | 0 | 0 | 0 | 0 | 0 | 0 | 0 | 0 | 0 | 0 | 0 | 0 | 0 | 0 | 0 | 0 | 0 | 0 | 0 | 0 | 0 | 0 | 0 | 0
Custom- | kWh- | Energy Recovery |  | Electricity Consumption |  |  | [kWh/yr] | 0 |  |  | 0 | 0 | 0 | 0 | 0 | 0 | 0 | 0 | 0 | 0 | 0 | 0 | 0 | 0 | 0 | 0 | 0 | 0 | 0 | 0 | 0 | 0 | 0 | 0 | 0 | 0 | 0 | 0 | 0 | 0
Custom- | GHG- | Energy Recovery | 2% | GHG Cost |  |  | [tCO2e/yr] | 0 |  |  | 0 | 0 | 0 | 0 | 0 | 0 | 0 | 0 | 0 | 0 | 0 | 0 | 0 | 0 | 0 | 0 | 0 | 0 | 0 | 0 | 0 | 0 | 0 | 0 | 0 | 0 | 0 | 0 | 0 | 0
Custom- | ExtraOrd- | Energy Recovery | 2% | Extraordinary Maintenance Costs |  |  | [2013 $] | 0 |  |  | 0 | 0 | 0 | 0 | 0 | 0 | 0 | 0 | 0 | 0 | 0 | 0 | 0 | 0 | 0 | 0 | 0 | 0 | 0 | 0 | 0 | 0 | 0 | 0 | 0 | 0 | 0 | 0 | 0 | 0
Benefits
Custom- | kWhProd- | Energy Recovery |  | Electricity Production |  |  | [kWh/yr] | 0 |  |  | 0 | 0 | 0 | 0 | 0 | 0 | 0 | 0 | 0 | 0 | 0 | 0 | 0 | 0 | 0 | 0 | 0 | 0 | 0 | 0 | 0 | 0 | 0 | 0 | 0 | 0 | 0 | 0 | 0 | 0
Custom- | TipFee- | Energy Recovery | 2% | Tipping Fees |  |  | [2013 $] | 0 |  |  | 0 | 0 | 0 | 0 | 0 | 0 | 0 | 0 | 0 | 0 | 0 | 0 | 0 | 0 | 0 | 0 | 0 | 0 | 0 | 0 | 0 | 0 | 0 | 0 | 0 | 0 | 0 | 0 | 0 | 0
|  |  |  | Net Costs | [6 empty] | 0 | 0 | 0 | 0 | 0 | 0 | 0 | 0 | 0 | 0 | 0 | 0 | 0 | 0 | 0 | 0 | 0 | 0 | 0 | 0 | 0 | 0 | 0 | 0 | 0 | 0 | 0 | 0 | 0 | 0
|  |  |  | Fluid Bed Incineration Capital Costs |  |  | Units | Default Value | Overwrite Value |  | 2014 | 2015 | 2016 | 2017 | 2018 | 2019 | 2020 | 2021 | 2022 | 2023 | 2024 | 2025 | 2026 | 2027 | 2028 | 2029 | 2030 | 2031 | 2032 | 2033 | 2034 | 2035 | 2036 | 2037 | 2038 | 2039 | 2040 | 2041 | 2042 | 2043
Custom- | Capital | Fluid Bed Incineration | 3% | Capital Cost |  |  | [2013 $] | 0 |  |  | 0 | 0 | 0 | 0 | 0 | 0 | 0 | 0 | 0 | 0 | 0 | 0 | 0 | 0 | 0 | 0 | 0 | 0 | 0 | 0 | 0 | 0 | 0 | 0 | 0 | 0 | 0 | 0 | 0 | 0
|  |  |  | Project Schedule Spend Profile | [6 empty] | 100% | 0% | 0% | 0% | 0% | 0% | 0% | 0% | 0% | 0% | 0% | 0% | 0% | 0% | 0% | 0% | 0% | 0% | 0% | 0% | 0% | 0% | 0% | 0% | 0% | 0% | 0% | 0% | 0% | 0%
|  |  |  | Fluid Bed Incineration O&M |  |  | Units | Default Value | Overwrite Value |  | 2014 | 2015 | 2016 | 2017 | 2018 | 2019 | 2020 | 2021 | 2022 | 2023 | 2024 | 2025 | 2026 | 2027 | 2028 | 2029 | 2030 | 2031 | 2032 | 2033 | 2034 | 2035 | 2036 | 2037 | 2038 | 2039 | 2040 | 2041 | 2042 | 2043
Costs
Custom- | Hrs- | Fluid Bed Incineration | 2% | Labor |  |  | [hrs/yr] | 0 |  |  | 0 | 0 | 0 | 0 | 0 | 0 | 0 | 0 | 0 | 0 | 0 | 0 | 0 | 0 | 0 | 0 | 0 | 0 | 0 | 0 | 0 | 0 | 0 | 0 | 0 | 0 | 0 | 0 | 0 | 0
Custom- | OMM- | Fluid Bed Incineration | 2% | Maintenance |  |  | [2013 $] | 0 |  |  | 0 | 0 | 0 | 0 | 0 | 0 | 0 | 0 | 0 | 0 | 0 | 0 | 0 | 0 | 0 | 0 | 0 | 0 | 0 | 0 | 0 | 0 | 0 | 0 | 0 | 0 | 0 | 0 | 0 | 0
Custom- | Chem- | Fluid Bed Incineration | 2% | Chemicals |  |  | [2013 $] | 0 |  |  | 0 | 0 | 0 | 0 | 0 | 0 | 0 | 0 | 0 | 0 | 0 | 0 | 0 | 0 | 0 | 0 | 0 | 0 | 0 | 0 | 0 | 0 | 0 | 0 | 0 | 0 | 0 | 0 | 0 | 0
Custom- | Dispo- | Fluid Bed Incineration | 2% | Reuse and Disposal Costs |  |  | [2013 $] | 0 |  |  | 0 | 0 | 0 | 0 | 0 | 0 | 0 | 0 | 0 | 0 | 0 | 0 | 0 | 0 | 0 | 0 | 0 | 0 | 0 | 0 | 0 | 0 | 0 | 0 | 0 | 0 | 0 | 0 | 0 | 0
Custom- | NG- | Fluid Bed Incineration |  | Natural Gas |  |  | [MJ/yr] | 0 |  |  | 0 | 0 | 0 | 0 | 0 | 0 | 0 | 0 | 0 | 0 | 0 | 0 | 0 | 0 | 0 | 0 | 0 | 0 | 0 | 0 | 0 | 0 | 0 | 0 | 0 | 0 | 0 | 0 | 0 | 0
Custom- | kWh- | Fluid Bed Incineration |  | Electricity Consumption |  |  | [kWh/yr] | 0 |  |  | 0 | 0 | 0 | 0 | 0 | 0 | 0 | 0 | 0 | 0 | 0 | 0 | 0 | 0 | 0 | 0 | 0 | 0 | 0 | 0 | 0 | 0 | 0 | 0 | 0 | 0 | 0 | 0 | 0 | 0
Custom- | GHG- | Fluid Bed Incineration | 2% | GHG Cost |  |  | [tCO2e/yr] | 0 |  |  | 0 | 0 | 0 | 0 | 0 | 0 | 0 | 0 | 0 | 0 | 0 | 0 | 0 | 0 | 0 | 0 | 0 | 0 | 0 | 0 | 0 | 0 | 0 | 0 | 0 | 0 | 0 | 0 | 0 | 0
Custom- | ExtraOrd- | Fluid Bed Incineration | 2% | Extraordinary Maintenance Costs |  |  | [2013 $] | 0 |  |  | 0 | 0 | 0 | 0 | 0 | 0 | 0 | 0 | 0 | 0 | 0 | 0 | 0 | 0 | 0 | 0 | 0 | 0 | 0 | 0 | 0 | 0 | 0 | 0 | 0 | 0 | 0 | 0 | 0 | 0
Benefits
Custom- | kWhProd- | Fluid Bed Incineration |  | Electricity Production |  |  | [kWh/yr] | 0 |  |  | 0 | 0 | 0 | 0 | 0 | 0 | 0 | 0 | 0 | 0 | 0 | 0 | 0 | 0 | 0 | 0 | 0 | 0 | 0 | 0 | 0 | 0 | 0 | 0 | 0 | 0 | 0 | 0 | 0 | 0
Custom- | TipFee- | Fluid Bed Incineration | 2% | Tipping Fees |  |  | [2013 $] | 0 |  |  | 0 | 0 | 0 | 0 | 0 | 0 | 0 | 0 | 0 | 0 | 0 | 0 | 0 | 0 | 0 | 0 | 0 | 0 | 0 | 0 | 0 | 0 | 0 | 0 | 0 | 0 | 0 | 0 | 0 | 0
|  |  |  | Net Costs | [6 empty] | 0 | 0 | 0 | 0 | 0 | 0 | 0 | 0 | 0 | 0 | 0 | 0 | 0 | 0 | 0 | 0 | 0 | 0 | 0 | 0 | 0 | 0 | 0 | 0 | 0 | 0 | 0 | 0 | 0 | 0
|  |  |  | FOG Receiving Capital Costs |  |  | Units | Default Value | Overwrite Value |  | 2014 | 2015 | 2016 | 2017 | 2018 | 2019 | 2020 | 2021 | 2022 | 2023 | 2024 | 2025 | 2026 | 2027 | 2028 | 2029 | 2030 | 2031 | 2032 | 2033 | 2034 | 2035 | 2036 | 2037 | 2038 | 2039 | 2040 | 2041 | 2042 | 2043
Custom- | Capital | FOG Receiving | 3% | Capital Cost |  |  | [2013 $] | 0 |  |  | 0 | 0 | 0 | 0 | 0 | 0 | 0 | 0 | 0 | 0 | 0 | 0 | 0 | 0 | 0 | 0 | 0 | 0 | 0 | 0 | 0 | 0 | 0 | 0 | 0 | 0 | 0 | 0 | 0 | 0
|  |  |  | Project Schedule Spend Profile | [6 empty] | 100% | 0% | 0% | 0% | 0% | 0% | 0% | 0% | 0% | 0% | 0% | 0% | 0% | 0% | 0% | 0% | 0% | 0% | 0% | 0% | 0% | 0% | 0% | 0% | 0% | 0% | 0% | 0% | 0% | 0%
|  |  |  | FOG Receiving O&M |  |  | Units | Default Value | Overwrite Value |  | 2014 | 2015 | 2016 | 2017 | 2018 | 2019 | 2020 | 2021 | 2022 | 2023 | 2024 | 2025 | 2026 | 2027 | 2028 | 2029 | 2030 | 2031 | 2032 | 2033 | 2034 | 2035 | 2036 | 2037 | 2038 | 2039 | 2040 | 2041 | 2042 | 2043
Costs
Custom- | Hrs- | FOG Receiving | 2% | Labor |  |  | [hrs/yr] | 0 |  |  | 0 | 0 | 0 | 0 | 0 | 0 | 0 | 0 | 0 | 0 | 0 | 0 | 0 | 0 | 0 | 0 | 0 | 0 | 0 | 0 | 0 | 0 | 0 | 0 | 0 | 0 | 0 | 0 | 0 | 0
Custom- | OMM- | FOG Receiving | 2% | Maintenance |  |  | [2013 $] | 0 |  |  | 0 | 0 | 0 | 0 | 0 | 0 | 0 | 0 | 0 | 0 | 0 | 0 | 0 | 0 | 0 | 0 | 0 | 0 | 0 | 0 | 0 | 0 | 0 | 0 | 0 | 0 | 0 | 0 | 0 | 0
Custom- | Chem- | FOG Receiving | 2% | Chemicals |  |  | [2013 $] | 0 |  |  | 0 | 0 | 0 | 0 | 0 | 0 | 0 | 0 | 0 | 0 | 0 | 0 | 0 | 0 | 0 | 0 | 0 | 0 | 0 | 0 | 0 | 0 | 0 | 0 | 0 | 0 | 0 | 0 | 0 | 0
Custom- | Dispo- | FOG Receiving | 2% | Reuse and Disposal Costs |  |  | [2013 $] | 0 |  |  | 0 | 0 | 0 | 0 | 0 | 0 | 0 | 0 | 0 | 0 | 0 | 0 | 0 | 0 | 0 | 0 | 0 | 0 | 0 | 0 | 0 | 0 | 0 | 0 | 0 | 0 | 0 | 0 | 0 | 0
Custom- | NG- | FOG Receiving |  | Natural Gas |  |  | [MJ/yr] | 0 |  |  | 0 | 0 | 0 | 0 | 0 | 0 | 0 | 0 | 0 | 0 | 0 | 0 | 0 | 0 | 0 | 0 | 0 | 0 | 0 | 0 | 0 | 0 | 0 | 0 | 0 | 0 | 0 | 0 | 0 | 0
Custom- | kWh- | FOG Receiving |  | Electricity Consumption |  |  | [kWh/yr] | 0 |  |  | 0 | 0 | 0 | 0 | 0 | 0 | 0 | 0 | 0 | 0 | 0 | 0 | 0 | 0 | 0 | 0 | 0 | 0 | 0 | 0 | 0 | 0 | 0 | 0 | 0 | 0 | 0 | 0 | 0 | 0
Custom- | GHG- | FOG Receiving | 2% | GHG Cost |  |  | [tCO2e/yr] | 0 |  |  | 0 | 0 | 0 | 0 | 0 | 0 | 0 | 0 | 0 | 0 | 0 | 0 | 0 | 0 | 0 | 0 | 0 | 0 | 0 | 0 | 0 | 0 | 0 | 0 | 0 | 0 | 0 | 0 | 0 | 0
Custom- | ExtraOrd- | FOG Receiving | 2% | Extraordinary Maintenance Costs |  |  | [2013 $] | 0 |  |  | 0 | 0 | 0 | 0 | 0 | 0 | 0 | 0 | 0 | 0 | 0 | 0 | 0 | 0 | 0 | 0 | 0 | 0 | 0 | 0 | 0 | 0 | 0 | 0 | 0 | 0 | 0 | 0 | 0 | 0
Benefits
Custom- | kWhProd- | FOG Receiving |  | Electricity Production |  |  | [kWh/yr] | 0 |  |  | 0 | 0 | 0 | 0 | 0 | 0 | 0 | 0 | 0 | 0 | 0 | 0 | 0 | 0 | 0 | 0 | 0 | 0 | 0 | 0 | 0 | 0 | 0 | 0 | 0 | 0 | 0 | 0 | 0 | 0
Custom- | TipFee- | FOG Receiving | 2% | Tipping Fees |  |  | [2013 $] | 0 |  |  | 0 | 0 | 0 | 0 | 0 | 0 | 0 | 0 | 0 | 0 | 0 | 0 | 0 | 0 | 0 | 0 | 0 | 0 | 0 | 0 | 0 | 0 | 0 | 0 | 0 | 0 | 0 | 0 | 0 | 0
|  |  |  | Net Costs | [6 empty] | 0 | 0 | 0 | 0 | 0 | 0 | 0 | 0 | 0 | 0 | 0 | 0 | 0 | 0 | 0 | 0 | 0 | 0 | 0 | 0 | 0 | 0 | 0 | 0 | 0 | 0 | 0 | 0 | 0 | 0
|  |  |  | Gas Cleaning Capital Costs |  |  | Units | Default Value | Overwrite Value |  | 2014 | 2015 | 2016 | 2017 | 2018 | 2019 | 2020 | 2021 | 2022 | 2023 | 2024 | 2025 | 2026 | 2027 | 2028 | 2029 | 2030 | 2031 | 2032 | 2033 | 2034 | 2035 | 2036 | 2037 | 2038 | 2039 | 2040 | 2041 | 2042 | 2043
Custom- | Capital | Gas Cleaning | 3% | Capital Cost |  |  | [2013 $] | 0 |  |  | 0 | 0 | 0 | 0 | 0 | 0 | 0 | 0 | 0 | 0 | 0 | 0 | 0 | 0 | 0 | 0 | 0 | 0 | 0 | 0 | 0 | 0 | 0 | 0 | 0 | 0 | 0 | 0 | 0 | 0
|  |  |  | Project Schedule Spend Profile | [6 empty] | 100% | 0% | 0% | 0% | 0% | 0% | 0% | 0% | 0% | 0% | 0% | 0% | 0% | 0% | 0% | 0% | 0% | 0% | 0% | 0% | 0% | 0% | 0% | 0% | 0% | 0% | 0% | 0% | 0% | 0%
|  |  |  | Gas Cleaning O&M |  |  | Units | Default Value | Overwrite Value |  | 2014 | 2015 | 2016 | 2017 | 2018 | 2019 | 2020 | 2021 | 2022 | 2023 | 2024 | 2025 | 2026 | 2027 | 2028 | 2029 | 2030 | 2031 | 2032 | 2033 | 2034 | 2035 | 2036 | 2037 | 2038 | 2039 | 2040 | 2041 | 2042 | 2043
Costs
Custom- | Hrs- | Gas Cleaning | 2% | Labor |  |  | [hrs/yr] | 0 |  |  | 0 | 0 | 0 | 0 | 0 | 0 | 0 | 0 | 0 | 0 | 0 | 0 | 0 | 0 | 0 | 0 | 0 | 0 | 0 | 0 | 0 | 0 | 0 | 0 | 0 | 0 | 0 | 0 | 0 | 0
Custom- | OMM- | Gas Cleaning | 2% | Maintenance |  |  | [2013 $] | 0 |  |  | 0 | 0 | 0 | 0 | 0 | 0 | 0 | 0 | 0 | 0 | 0 | 0 | 0 | 0 | 0 | 0 | 0 | 0 | 0 | 0 | 0 | 0 | 0 | 0 | 0 | 0 | 0 | 0 | 0 | 0
Custom- | Chem- | Gas Cleaning | 2% | Chemicals |  |  | [2013 $] | 0 |  |  | 0 | 0 | 0 | 0 | 0 | 0 | 0 | 0 | 0 | 0 | 0 | 0 | 0 | 0 | 0 | 0 | 0 | 0 | 0 | 0 | 0 | 0 | 0 | 0 | 0 | 0 | 0 | 0 | 0 | 0
Custom- | Dispo- | Gas Cleaning | 2% | Reuse and Disposal Costs |  |  | [2013 $] | 0 |  |  | 0 | 0 | 0 | 0 | 0 | 0 | 0 | 0 | 0 | 0 | 0 | 0 | 0 | 0 | 0 | 0 | 0 | 0 | 0 | 0 | 0 | 0 | 0 | 0 | 0 | 0 | 0 | 0 | 0 | 0
Custom- | NG- | Gas Cleaning |  | Natural Gas |  |  | [MJ/yr] | 0 |  |  | 0 | 0 | 0 | 0 | 0 | 0 | 0 | 0 | 0 | 0 | 0 | 0 | 0 | 0 | 0 | 0 | 0 | 0 | 0 | 0 | 0 | 0 | 0 | 0 | 0 | 0 | 0 | 0 | 0 | 0
Custom- | kWh- | Gas Cleaning |  | Electricity Consumption |  |  | [kWh/yr] | 0 |  |  | 0 | 0 | 0 | 0 | 0 | 0 | 0 | 0 | 0 | 0 | 0 | 0 | 0 | 0 | 0 | 0 | 0 | 0 | 0 | 0 | 0 | 0 | 0 | 0 | 0 | 0 | 0 | 0 | 0 | 0
Custom- | GHG- | Gas Cleaning | 2% | GHG Cost |  |  | [tCO2e/yr] | 0 |  |  | 0 | 0 | 0 | 0 | 0 | 0 | 0 | 0 | 0 | 0 | 0 | 0 | 0 | 0 | 0 | 0 | 0 | 0 | 0 | 0 | 0 | 0 | 0 | 0 | 0 | 0 | 0 | 0 | 0 | 0
Custom- | ExtraOrd- | Gas Cleaning | 2% | Extraordinary Maintenance Costs |  |  | [2013 $] | 0 |  |  | 0 | 0 | 0 | 0 | 0 | 0 | 0 | 0 | 0 | 0 | 0 | 0 | 0 | 0 | 0 | 0 | 0 | 0 | 0 | 0 | 0 | 0 | 0 | 0 | 0 | 0 | 0 | 0 | 0 | 0
Benefits
Custom- | kWhProd- | Gas Cleaning |  | Electricity Production |  |  | [kWh/yr] | 0 |  |  | 0 | 0 | 0 | 0 | 0 | 0 | 0 | 0 | 0 | 0 | 0 | 0 | 0 | 0 | 0 | 0 | 0 | 0 | 0 | 0 | 0 | 0 | 0 | 0 | 0 | 0 | 0 | 0 | 0 | 0
Custom- | TipFee- | Gas Cleaning | 2% | Tipping Fees |  |  | [2013 $] | 0 |  |  | 0 | 0 | 0 | 0 | 0 | 0 | 0 | 0 | 0 | 0 | 0 | 0 | 0 | 0 | 0 | 0 | 0 | 0 | 0 | 0 | 0 | 0 | 0 | 0 | 0 | 0 | 0 | 0 | 0 | 0
|  |  |  | Net Costs | [6 empty] | 0 | 0 | 0 | 0 | 0 | 0 | 0 | 0 | 0 | 0 | 0 | 0 | 0 | 0 | 0 | 0 | 0 | 0 | 0 | 0 | 0 | 0 | 0 | 0 | 0 | 0 | 0 | 0 | 0 | 0
|  |  |  | Gravity Belt Thickener Capital Costs |  |  | Units | Default Value | Overwrite Value |  | 2014 | 2015 | 2016 | 2017 | 2018 | 2019 | 2020 | 2021 | 2022 | 2023 | 2024 | 2025 | 2026 | 2027 | 2028 | 2029 | 2030 | 2031 | 2032 | 2033 | 2034 | 2035 | 2036 | 2037 | 2038 | 2039 | 2040 | 2041 | 2042 | 2043
Custom- | Capital | Gravity Belt Thickener | 3% | Capital Cost |  |  | [2013 $] | 0 |  |  | 0 | 0 | 0 | 0 | 0 | 0 | 0 | 0 | 0 | 0 | 0 | 0 | 0 | 0 | 0 | 0 | 0 | 0 | 0 | 0 | 0 | 0 | 0 | 0 | 0 | 0 | 0 | 0 | 0 | 0
|  |  |  | Project Schedule Spend Profile | [6 empty] | 100% | 0% | 0% | 0% | 0% | 0% | 0% | 0% | 0% | 0% | 0% | 0% | 0% | 0% | 0% | 0% | 0% | 0% | 0% | 0% | 0% | 0% | 0% | 0% | 0% | 0% | 0% | 0% | 0% | 0%
|  |  |  | Gravity Belt Thickener O&M |  |  | Units | Default Value | Overwrite Value |  | 2014 | 2015 | 2016 | 2017 | 2018 | 2019 | 2020 | 2021 | 2022 | 2023 | 2024 | 2025 | 2026 | 2027 | 2028 | 2029 | 2030 | 2031 | 2032 | 2033 | 2034 | 2035 | 2036 | 2037 | 2038 | 2039 | 2040 | 2041 | 2042 | 2043
Costs
Custom- | Hrs- | Gravity Belt Thickener | 2% | Labor |  |  | [hrs/yr] | 0 |  |  | 0 | 0 | 0 | 0 | 0 | 0 | 0 | 0 | 0 | 0 | 0 | 0 | 0 | 0 | 0 | 0 | 0 | 0 | 0 | 0 | 0 | 0 | 0 | 0 | 0 | 0 | 0 | 0 | 0 | 0
Custom- | OMM- | Gravity Belt Thickener | 2% | Maintenance |  |  | [2013 $] | 0 |  |  | 0 | 0 | 0 | 0 | 0 | 0 | 0 | 0 | 0 | 0 | 0 | 0 | 0 | 0 | 0 | 0 | 0 | 0 | 0 | 0 | 0 | 0 | 0 | 0 | 0 | 0 | 0 | 0 | 0 | 0
Custom- | Chem- | Gravity Belt Thickener | 2% | Chemicals |  |  | [2013 $] | 0 |  |  | 0 | 0 | 0 | 0 | 0 | 0 | 0 | 0 | 0 | 0 | 0 | 0 | 0 | 0 | 0 | 0 | 0 | 0 | 0 | 0 | 0 | 0 | 0 | 0 | 0 | 0 | 0 | 0 | 0 | 0
Custom- | Dispo- | Gravity Belt Thickener | 2% | Reuse and Disposal Costs |  |  | [2013 $] | 0 |  |  | 0 | 0 | 0 | 0 | 0 | 0 | 0 | 0 | 0 | 0 | 0 | 0 | 0 | 0 | 0 | 0 | 0 | 0 | 0 | 0 | 0 | 0 | 0 | 0 | 0 | 0 | 0 | 0 | 0 | 0
Custom- | NG- | Gravity Belt Thickener |  | Natural Gas |  |  | [MJ/yr] | 0 |  |  | 0 | 0 | 0 | 0 | 0 | 0 | 0 | 0 | 0 | 0 | 0 | 0 | 0 | 0 | 0 | 0 | 0 | 0 | 0 | 0 | 0 | 0 | 0 | 0 | 0 | 0 | 0 | 0 | 0 | 0
Custom- | kWh- | Gravity Belt Thickener |  | Electricity Consumption |  |  | [kWh/yr] | 0 |  |  | 0 | 0 | 0 | 0 | 0 | 0 | 0 | 0 | 0 | 0 | 0 | 0 | 0 | 0 | 0 | 0 | 0 | 0 | 0 | 0 | 0 | 0 | 0 | 0 | 0 | 0 | 0 | 0 | 0 | 0
Custom- | GHG- | Gravity Belt Thickener | 2% | GHG Cost |  |  | [tCO2e/yr] | 0 |  |  | 0 | 0 | 0 | 0 | 0 | 0 | 0 | 0 | 0 | 0 | 0 | 0 | 0 | 0 | 0 | 0 | 0 | 0 | 0 | 0 | 0 | 0 | 0 | 0 | 0 | 0 | 0 | 0 | 0 | 0
Custom- | ExtraOrd- | Gravity Belt Thickener | 2% | Extraordinary Maintenance Costs |  |  | [2013 $] | 0 |  |  | 0 | 0 | 0 | 0 | 0 | 0 | 0 | 0 | 0 | 0 | 0 | 0 | 0 | 0 | 0 | 0 | 0 | 0 | 0 | 0 | 0 | 0 | 0 | 0 | 0 | 0 | 0 | 0 | 0 | 0
Benefits
Custom- | kWhProd- | Gravity Belt Thickener |  | Electricity Production |  |  | [kWh/yr] | 0 |  |  | 0 | 0 | 0 | 0 | 0 | 0 | 0 | 0 | 0 | 0 | 0 | 0 | 0 | 0 | 0 | 0 | 0 | 0 | 0 | 0 | 0 | 0 | 0 | 0 | 0 | 0 | 0 | 0 | 0 | 0
Custom- | TipFee- | Gravity Belt Thickener | 2% | Tipping Fees |  |  | [2013 $] | 0 |  |  | 0 | 0 | 0 | 0 | 0 | 0 | 0 | 0 | 0 | 0 | 0 | 0 | 0 | 0 | 0 | 0 | 0 | 0 | 0 | 0 | 0 | 0 | 0 | 0 | 0 | 0 | 0 | 0 | 0 | 0
|  |  |  | Net Costs | [6 empty] | 0 | 0 | 0 | 0 | 0 | 0 | 0 | 0 | 0 | 0 | 0 | 0 | 0 | 0 | 0 | 0 | 0 | 0 | 0 | 0 | 0 | 0 | 0 | 0 | 0 | 0 | 0 | 0 | 0 | 0
|  |  |  | Gravity Thickener Capital Costs |  |  | Units | Default Value | Overwrite Value |  | 2014 | 2015 | 2016 | 2017 | 2018 | 2019 | 2020 | 2021 | 2022 | 2023 | 2024 | 2025 | 2026 | 2027 | 2028 | 2029 | 2030 | 2031 | 2032 | 2033 | 2034 | 2035 | 2036 | 2037 | 2038 | 2039 | 2040 | 2041 | 2042 | 2043
Custom- | Capital | Gravity Thickener | 3% | Capital Cost |  |  | [2013 $] | 0 |  |  | 0 | 0 | 0 | 0 | 0 | 0 | 0 | 0 | 0 | 0 | 0 | 0 | 0 | 0 | 0 | 0 | 0 | 0 | 0 | 0 | 0 | 0 | 0 | 0 | 0 | 0 | 0 | 0 | 0 | 0
|  |  |  | Project Schedule Spend Profile | [6 empty] | 100% | 0% | 0% | 0% | 0% | 0% | 0% | 0% | 0% | 0% | 0% | 0% | 0% | 0% | 0% | 0% | 0% | 0% | 0% | 0% | 0% | 0% | 0% | 0% | 0% | 0% | 0% | 0% | 0% | 0%
|  |  |  | Gravity Thickener O&M |  |  | Units | Default Value | Overwrite Value |  | 2014 | 2015 | 2016 | 2017 | 2018 | 2019 | 2020 | 2021 | 2022 | 2023 | 2024 | 2025 | 2026 | 2027 | 2028 | 2029 | 2030 | 2031 | 2032 | 2033 | 2034 | 2035 | 2036 | 2037 | 2038 | 2039 | 2040 | 2041 | 2042 | 2043
Costs
Custom- | Hrs- | Gravity Thickener | 2% | Labor |  |  | [hrs/yr] | 0 |  |  | 0 | 0 | 0 | 0 | 0 | 0 | 0 | 0 | 0 | 0 | 0 | 0 | 0 | 0 | 0 | 0 | 0 | 0 | 0 | 0 | 0 | 0 | 0 | 0 | 0 | 0 | 0 | 0 | 0 | 0
Custom- | OMM- | Gravity Thickener | 2% | Maintenance |  |  | [2013 $] | 0 |  |  | 0 | 0 | 0 | 0 | 0 | 0 | 0 | 0 | 0 | 0 | 0 | 0 | 0 | 0 | 0 | 0 | 0 | 0 | 0 | 0 | 0 | 0 | 0 | 0 | 0 | 0 | 0 | 0 | 0 | 0
Custom- | Chem- | Gravity Thickener | 2% | Chemicals |  |  | [2013 $] | 0 |  |  | 0 | 0 | 0 | 0 | 0 | 0 | 0 | 0 | 0 | 0 | 0 | 0 | 0 | 0 | 0 | 0 | 0 | 0 | 0 | 0 | 0 | 0 | 0 | 0 | 0 | 0 | 0 | 0 | 0 | 0
Custom- | Dispo- | Gravity Thickener | 2% | Reuse and Disposal Costs |  |  | [2013 $] | 0 |  |  | 0 | 0 | 0 | 0 | 0 | 0 | 0 | 0 | 0 | 0 | 0 | 0 | 0 | 0 | 0 | 0 | 0 | 0 | 0 | 0 | 0 | 0 | 0 | 0 | 0 | 0 | 0 | 0 | 0 | 0
Custom- | NG- | Gravity Thickener |  | Natural Gas |  |  | [MJ/yr] | 0 |  |  | 0 | 0 | 0 | 0 | 0 | 0 | 0 | 0 | 0 | 0 | 0 | 0 | 0 | 0 | 0 | 0 | 0 | 0 | 0 | 0 | 0 | 0 | 0 | 0 | 0 | 0 | 0 | 0 | 0 | 0
Custom- | kWh- | Gravity Thickener |  | Electricity Consumption |  |  | [kWh/yr] | 0 |  |  | 0 | 0 | 0 | 0 | 0 | 0 | 0 | 0 | 0 | 0 | 0 | 0 | 0 | 0 | 0 | 0 | 0 | 0 | 0 | 0 | 0 | 0 | 0 | 0 | 0 | 0 | 0 | 0 | 0 | 0
Custom- | GHG- | Gravity Thickener | 2% | GHG Cost |  |  | [tCO2e/yr] | 0 |  |  | 0 | 0 | 0 | 0 | 0 | 0 | 0 | 0 | 0 | 0 | 0 | 0 | 0 | 0 | 0 | 0 | 0 | 0 | 0 | 0 | 0 | 0 | 0 | 0 | 0 | 0 | 0 | 0 | 0 | 0
Custom- | ExtraOrd- | Gravity Thickener | 2% | Extraordinary Maintenance Costs |  |  | [2013 $] | 0 |  |  | 0 | 0 | 0 | 0 | 0 | 0 | 0 | 0 | 0 | 0 | 0 | 0 | 0 | 0 | 0 | 0 | 0 | 0 | 0 | 0 | 0 | 0 | 0 | 0 | 0 | 0 | 0 | 0 | 0 | 0
Benefits
Custom- | kWhProd- | Gravity Thickener |  | Electricity Production |  |  | [kWh/yr] | 0 |  |  | 0 | 0 | 0 | 0 | 0 | 0 | 0 | 0 | 0 | 0 | 0 | 0 | 0 | 0 | 0 | 0 | 0 | 0 | 0 | 0 | 0 | 0 | 0 | 0 | 0 | 0 | 0 | 0 | 0 | 0
Custom- | TipFee- | Gravity Thickener | 2% | Tipping Fees |  |  | [2013 $] | 0 |  |  | 0 | 0 | 0 | 0 | 0 | 0 | 0 | 0 | 0 | 0 | 0 | 0 | 0 | 0 | 0 | 0 | 0 | 0 | 0 | 0 | 0 | 0 | 0 | 0 | 0 | 0 | 0 | 0 | 0 | 0
|  |  |  | Net Costs | [6 empty] | 0 | 0 | 0 | 0 | 0 | 0 | 0 | 0 | 0 | 0 | 0 | 0 | 0 | 0 | 0 | 0 | 0 | 0 | 0 | 0 | 0 | 0 | 0 | 0 | 0 | 0 | 0 | 0 | 0 | 0
|  |  |  | Pre-Dewatering Capital Costs |  |  | Units | Default Value | Overwrite Value |  | 2014 | 2015 | 2016 | 2017 | 2018 | 2019 | 2020 | 2021 | 2022 | 2023 | 2024 | 2025 | 2026 | 2027 | 2028 | 2029 | 2030 | 2031 | 2032 | 2033 | 2034 | 2035 | 2036 | 2037 | 2038 | 2039 | 2040 | 2041 | 2042 | 2043
Custom- | Capital | Pre-Dewatering | 3% | Capital Cost |  |  | [2013 $] | 0 |  |  | 0 | 0 | 0 | 0 | 0 | 0 | 0 | 0 | 0 | 0 | 0 | 0 | 0 | 0 | 0 | 0 | 0 | 0 | 0 | 0 | 0 | 0 | 0 | 0 | 0 | 0 | 0 | 0 | 0 | 0
|  |  |  | Project Schedule Spend Profile | [6 empty] | 100% | 0% | 0% | 0% | 0% | 0% | 0% | 0% | 0% | 0% | 0% | 0% | 0% | 0% | 0% | 0% | 0% | 0% | 0% | 0% | 0% | 0% | 0% | 0% | 0% | 0% | 0% | 0% | 0% | 0%
|  |  |  | Pre-Dewatering O&M |  |  | Units | Default Value | Overwrite Value |  | 2014 | 2015 | 2016 | 2017 | 2018 | 2019 | 2020 | 2021 | 2022 | 2023 | 2024 | 2025 | 2026 | 2027 | 2028 | 2029 | 2030 | 2031 | 2032 | 2033 | 2034 | 2035 | 2036 | 2037 | 2038 | 2039 | 2040 | 2041 | 2042 | 2043
Costs
Custom- | Hrs- | Pre-Dewatering | 2% | Labor |  |  | [hrs/yr] | 0 |  |  | 0 | 0 | 0 | 0 | 0 | 0 | 0 | 0 | 0 | 0 | 0 | 0 | 0 | 0 | 0 | 0 | 0 | 0 | 0 | 0 | 0 | 0 | 0 | 0 | 0 | 0 | 0 | 0 | 0 | 0
Custom- | OMM- | Pre-Dewatering | 2% | Maintenance |  |  | [2013 $] | 0 |  |  | 0 | 0 | 0 | 0 | 0 | 0 | 0 | 0 | 0 | 0 | 0 | 0 | 0 | 0 | 0 | 0 | 0 | 0 | 0 | 0 | 0 | 0 | 0 | 0 | 0 | 0 | 0 | 0 | 0 | 0
Custom- | Chem- | Pre-Dewatering | 2% | Chemicals |  |  | [2013 $] | 0 |  |  | 0 | 0 | 0 | 0 | 0 | 0 | 0 | 0 | 0 | 0 | 0 | 0 | 0 | 0 | 0 | 0 | 0 | 0 | 0 | 0 | 0 | 0 | 0 | 0 | 0 | 0 | 0 | 0 | 0 | 0
Custom- | Dispo- | Pre-Dewatering | 2% | Reuse and Disposal Costs |  |  | [2013 $] | 0 |  |  | 0 | 0 | 0 | 0 | 0 | 0 | 0 | 0 | 0 | 0 | 0 | 0 | 0 | 0 | 0 | 0 | 0 | 0 | 0 | 0 | 0 | 0 | 0 | 0 | 0 | 0 | 0 | 0 | 0 | 0
Custom- | NG- | Pre-Dewatering |  | Natural Gas |  |  | [MJ/yr] | 0 |  |  | 0 | 0 | 0 | 0 | 0 | 0 | 0 | 0 | 0 | 0 | 0 | 0 | 0 | 0 | 0 | 0 | 0 | 0 | 0 | 0 | 0 | 0 | 0 | 0 | 0 | 0 | 0 | 0 | 0 | 0
Custom- | kWh- | Pre-Dewatering |  | Electricity Consumption |  |  | [kWh/yr] | 0 |  |  | 0 | 0 | 0 | 0 | 0 | 0 | 0 | 0 | 0 | 0 | 0 | 0 | 0 | 0 | 0 | 0 | 0 | 0 | 0 | 0 | 0 | 0 | 0 | 0 | 0 | 0 | 0 | 0 | 0 | 0
Custom- | GHG- | Pre-Dewatering | 2% | GHG Cost |  |  | [tCO2e/yr] | 0 |  |  | 0 | 0 | 0 | 0 | 0 | 0 | 0 | 0 | 0 | 0 | 0 | 0 | 0 | 0 | 0 | 0 | 0 | 0 | 0 | 0 | 0 | 0 | 0 | 0 | 0 | 0 | 0 | 0 | 0 | 0
Custom- | ExtraOrd- | Pre-Dewatering | 2% | Extraordinary Maintenance Costs |  |  | [2013 $] | 0 |  |  | 0 | 0 | 0 | 0 | 0 | 0 | 0 | 0 | 0 | 0 | 0 | 0 | 0 | 0 | 0 | 0 | 0 | 0 | 0 | 0 | 0 | 0 | 0 | 0 | 0 | 0 | 0 | 0 | 0 | 0
Benefits
Custom- | kWhProd- | Pre-Dewatering |  | Electricity Production |  |  | [kWh/yr] | 0 |  |  | 0 | 0 | 0 | 0 | 0 | 0 | 0 | 0 | 0 | 0 | 0 | 0 | 0 | 0 | 0 | 0 | 0 | 0 | 0 | 0 | 0 | 0 | 0 | 0 | 0 | 0 | 0 | 0 | 0 | 0
Custom- | TipFee- | Pre-Dewatering | 2% | Tipping Fees |  |  | [2013 $] | 0 |  |  | 0 | 0 | 0 | 0 | 0 | 0 | 0 | 0 | 0 | 0 | 0 | 0 | 0 | 0 | 0 | 0 | 0 | 0 | 0 | 0 | 0 | 0 | 0 | 0 | 0 | 0 | 0 | 0 | 0 | 0
|  |  |  | Net Costs | [6 empty] | 0 | 0 | 0 | 0 | 0 | 0 | 0 | 0 | 0 | 0 | 0 | 0 | 0 | 0 | 0 | 0 | 0 | 0 | 0 | 0 | 0 | 0 | 0 | 0 | 0 | 0 | 0 | 0 | 0 | 0
|  |  |  | Pre-Treatment (CAMBI) Capital Costs |  |  | Units | Default Value | Overwrite Value |  | 2014 | 2015 | 2016 | 2017 | 2018 | 2019 | 2020 | 2021 | 2022 | 2023 | 2024 | 2025 | 2026 | 2027 | 2028 | 2029 | 2030 | 2031 | 2032 | 2033 | 2034 | 2035 | 2036 | 2037 | 2038 | 2039 | 2040 | 2041 | 2042 | 2043
Custom- | Capital | Pre-Treatment (CAMBI) | 3% | Capital Cost |  |  | [2013 $] | 0 |  |  | 0 | 0 | 0 | 0 | 0 | 0 | 0 | 0 | 0 | 0 | 0 | 0 | 0 | 0 | 0 | 0 | 0 | 0 | 0 | 0 | 0 | 0 | 0 | 0 | 0 | 0 | 0 | 0 | 0 | 0
|  |  |  | Project Schedule Spend Profile | [6 empty] | 100% | 0% | 0% | 0% | 0% | 0% | 0% | 0% | 0% | 0% | 0% | 0% | 0% | 0% | 0% | 0% | 0% | 0% | 0% | 0% | 0% | 0% | 0% | 0% | 0% | 0% | 0% | 0% | 0% | 0%
|  |  |  | Pre-Treatment (CAMBI) O&M |  |  | Units | Default Value | Overwrite Value |  | 2014 | 2015 | 2016 | 2017 | 2018 | 2019 | 2020 | 2021 | 2022 | 2023 | 2024 | 2025 | 2026 | 2027 | 2028 | 2029 | 2030 | 2031 | 2032 | 2033 | 2034 | 2035 | 2036 | 2037 | 2038 | 2039 | 2040 | 2041 | 2042 | 2043
Costs
Custom- | Hrs- | Pre-Treatment (CAMBI) | 2% | Labor |  |  | [hrs/yr] | 0 |  |  | 0 | 0 | 0 | 0 | 0 | 0 | 0 | 0 | 0 | 0 | 0 | 0 | 0 | 0 | 0 | 0 | 0 | 0 | 0 | 0 | 0 | 0 | 0 | 0 | 0 | 0 | 0 | 0 | 0 | 0
Custom- | OMM- | Pre-Treatment (CAMBI) | 2% | Maintenance |  |  | [2013 $] | 0 |  |  | 0 | 0 | 0 | 0 | 0 | 0 | 0 | 0 | 0 | 0 | 0 | 0 | 0 | 0 | 0 | 0 | 0 | 0 | 0 | 0 | 0 | 0 | 0 | 0 | 0 | 0 | 0 | 0 | 0 | 0
Custom- | Chem- | Pre-Treatment (CAMBI) | 2% | Chemicals |  |  | [2013 $] | 0 |  |  | 0 | 0 | 0 | 0 | 0 | 0 | 0 | 0 | 0 | 0 | 0 | 0 | 0 | 0 | 0 | 0 | 0 | 0 | 0 | 0 | 0 | 0 | 0 | 0 | 0 | 0 | 0 | 0 | 0 | 0
Custom- | Dispo- | Pre-Treatment (CAMBI) | 2% | Reuse and Disposal Costs |  |  | [2013 $] | 0 |  |  | 0 | 0 | 0 | 0 | 0 | 0 | 0 | 0 | 0 | 0 | 0 | 0 | 0 | 0 | 0 | 0 | 0 | 0 | 0 | 0 | 0 | 0 | 0 | 0 | 0 | 0 | 0 | 0 | 0 | 0
Custom- | NG- | Pre-Treatment (CAMBI) |  | Natural Gas |  |  | [MJ/yr] | 0 |  |  | 0 | 0 | 0 | 0 | 0 | 0 | 0 | 0 | 0 | 0 | 0 | 0 | 0 | 0 | 0 | 0 | 0 | 0 | 0 | 0 | 0 | 0 | 0 | 0 | 0 | 0 | 0 | 0 | 0 | 0
Custom- | kWh- | Pre-Treatment (CAMBI) |  | Electricity Consumption |  |  | [kWh/yr] | 0 |  |  | 0 | 0 | 0 | 0 | 0 | 0 | 0 | 0 | 0 | 0 | 0 | 0 | 0 | 0 | 0 | 0 | 0 | 0 | 0 | 0 | 0 | 0 | 0 | 0 | 0 | 0 | 0 | 0 | 0 | 0
Custom- | GHG- | Pre-Treatment (CAMBI) | 2% | GHG Cost |  |  | [tCO2e/yr] | 0 |  |  | 0 | 0 | 0 | 0 | 0 | 0 | 0 | 0 | 0 | 0 | 0 | 0 | 0 | 0 | 0 | 0 | 0 | 0 | 0 | 0 | 0 | 0 | 0 | 0 | 0 | 0 | 0 | 0 | 0 | 0
Custom- | ExtraOrd- | Pre-Treatment (CAMBI) | 2% | Extraordinary Maintenance Costs |  |  | [2013 $] | 0 |  |  | 0 | 0 | 0 | 0 | 0 | 0 | 0 | 0 | 0 | 0 | 0 | 0 | 0 | 0 | 0 | 0 | 0 | 0 | 0 | 0 | 0 | 0 | 0 | 0 | 0 | 0 | 0 | 0 | 0 | 0
Benefits
Custom- | kWhProd- | Pre-Treatment (CAMBI) |  | Electricity Production |  |  | [kWh/yr] | 0 |  |  | 0 | 0 | 0 | 0 | 0 | 0 | 0 | 0 | 0 | 0 | 0 | 0 | 0 | 0 | 0 | 0 | 0 | 0 | 0 | 0 | 0 | 0 | 0 | 0 | 0 | 0 | 0 | 0 | 0 | 0
Custom- | TipFee- | Pre-Treatment (CAMBI) | 2% | Tipping Fees |  |  | [2013 $] | 0 |  |  | 0 | 0 | 0 | 0 | 0 | 0 | 0 | 0 | 0 | 0 | 0 | 0 | 0 | 0 | 0 | 0 | 0 | 0 | 0 | 0 | 0 | 0 | 0 | 0 | 0 | 0 | 0 | 0 | 0 | 0
|  |  |  | Net Costs | [6 empty] | 0 | 0 | 0 | 0 | 0 | 0 | 0 | 0 | 0 | 0 | 0 | 0 | 0 | 0 | 0 | 0 | 0 | 0 | 0 | 0 | 0 | 0 | 0 | 0 | 0 | 0 | 0 | 0 | 0 | 0
|  |  |  | Sitework Capital Costs |  |  | Units | Default Value | Overwrite Value |  | 2014 | 2015 | 2016 | 2017 | 2018 | 2019 | 2020 | 2021 | 2022 | 2023 | 2024 | 2025 | 2026 | 2027 | 2028 | 2029 | 2030 | 2031 | 2032 | 2033 | 2034 | 2035 | 2036 | 2037 | 2038 | 2039 | 2040 | 2041 | 2042 | 2043
Custom- | Capital | Sitework | 3% | Capital Cost |  |  | [2013 $] |  |  |  | 0 | 0 | 0 | 0 | 0 | 0 | 0 | 0 | 0 | 0 | 0 | 0 | 0 | 0 | 0 | 0 | 0 | 0 | 0 | 0 | 0 | 0 | 0 | 0 | 0 | 0 | 0 | 0 | 0 | 0
|  |  |  | Project Schedule Spend Profile | [6 empty] | 100% | 0% | 0% | 0% | 0% | 0% | 0% | 0% | 0% | 0% | 0% | 0% | 0% | 0% | 0% | 0% | 0% | 0% | 0% | 0% | 0% | 0% | 0% | 0% | 0% | 0% | 0% | 0% | 0% | 0%
|  |  |  | General Requirements Capital Costs |  |  | Units | Default Value | Overwrite Value |  | 2014 | 2015 | 2016 | 2017 | 2018 | 2019 | 2020 | 2021 | 2022 | 2023 | 2024 | 2025 | 2026 | 2027 | 2028 | 2029 | 2030 | 2031 | 2032 | 2033 | 2034 | 2035 | 2036 | 2037 | 2038 | 2039 | 2040 | 2041 | 2042 | 2043
Custom- | Capital | General Requirements | 3% | Capital Cost |  |  | [2013 $] |  |  |  | 0 | 0 | 0 | 0 | 0 | 0 | 0 | 0 | 0 | 0 | 0 | 0 | 0 | 0 | 0 | 0 | 0 | 0 | 0 | 0 | 0 | 0 | 0 | 0 | 0 | 0 | 0 | 0 | 0 | 0
|  |  |  | Project Schedule Spend Profile | [6 empty] | 100% | 0% | 0% | 0% | 0% | 0% | 0% | 0% | 0% | 0% | 0% | 0% | 0% | 0% | 0% | 0% | 0% | 0% | 0% | 0% | 0% | 0% | 0% | 0% | 0% | 0% | 0% | 0% | 0% | 0%
|  |  |  | Contingencies Capital Costs |  |  | Units | Default Value | Overwrite Value |  | 2014 | 2015 | 2016 | 2017 | 2018 | 2019 | 2020 | 2021 | 2022 | 2023 | 2024 | 2025 | 2026 | 2027 | 2028 | 2029 | 2030 | 2031 | 2032 | 2033 | 2034 | 2035 | 2036 | 2037 | 2038 | 2039 | 2040 | 2041 | 2042 | 2043
Custom- | Capital | Contingencies | 3% | Capital Cost |  |  | [2013 $] |  |  |  | 0 | 0 | 0 | 0 | 0 | 0 | 0 | 0 | 0 | 0 | 0 | 0 | 0 | 0 | 0 | 0 | 0 | 0 | 0 | 0 | 0 | 0 | 0 | 0 | 0 | 0 | 0 | 0 | 0 | 0
|  |  |  | Project Schedule Spend Profile | [6 empty] | 100% | 0% | 0% | 0% | 0% | 0% | 0% | 0% | 0% | 0% | 0% | 0% | 0% | 0% | 0% | 0% | 0% | 0% | 0% | 0% | 0% | 0% | 0% | 0% | 0% | 0% | 0% | 0% | 0% | 0%
|  |  |  | Engineering, Legal & Admin Capital Costs |  |  | Units | Default Value | Overwrite Value |  | 2014 | 2015 | 2016 | 2017 | 2018 | 2019 | 2020 | 2021 | 2022 | 2023 | 2024 | 2025 | 2026 | 2027 | 2028 | 2029 | 2030 | 2031 | 2032 | 2033 | 2034 | 2035 | 2036 | 2037 | 2038 | 2039 | 2040 | 2041 | 2042 | 2043
Custom- | Capital | Engineering, Legal & Admin | 3% | Capital Cost |  |  | [2013 $] |  |  |  | 0 | 0 | 0 | 0 | 0 | 0 | 0 | 0 | 0 | 0 | 0 | 0 | 0 | 0 | 0 | 0 | 0 | 0 | 0 | 0 | 0 | 0 | 0 | 0 | 0 | 0 | 0 | 0 | 0 | 0
|  |  |  | Project Schedule Spend Profile | [6 empty] | 100% | 0% | 0% | 0% | 0% | 0% | 0% | 0% | 0% | 0% | 0% | 0% | 0% | 0% | 0% | 0% | 0% | 0% | 0% | 0% | 0% | 0% | 0% | 0% | 0% | 0% | 0% | 0% | 0% | 0%
|  |  |  | Land Application O&M |  |  | Units | Default Value | Overwrite Value |  | 2014 | 2015 | 2016 | 2017 | 2018 | 2019 | 2020 | 2021 | 2022 | 2023 | 2024 | 2025 | 2026 | 2027 | 2028 | 2029 | 2030 | 2031 | 2032 | 2033 | 2034 | 2035 | 2036 | 2037 | 2038 | 2039 | 2040 | 2041 | 2042 | 2043
Costs
Custom- | Hrs- | Land Application | 2% | Labor |  |  | [hrs/yr] | 0 |  |  | 0 | 0 | 0 | 0 | 0 | 0 | 0 | 0 | 0 | 0 | 0 | 0 | 0 | 0 | 0 | 0 | 0 | 0 | 0 | 0 | 0 | 0 | 0 | 0 | 0 | 0 | 0 | 0 | 0 | 0
Custom- | OMM- | Land Application | 2% | Maintenance |  |  | [2013 $] | 0 |  |  | 0 | 0 | 0 | 0 | 0 | 0 | 0 | 0 | 0 | 0 | 0 | 0 | 0 | 0 | 0 | 0 | 0 | 0 | 0 | 0 | 0 | 0 | 0 | 0 | 0 | 0 | 0 | 0 | 0 | 0
Custom- | Chem- | Land Application | 2% | Chemicals |  |  | [2013 $] | 0 |  |  | 0 | 0 | 0 | 0 | 0 | 0 | 0 | 0 | 0 | 0 | 0 | 0 | 0 | 0 | 0 | 0 | 0 | 0 | 0 | 0 | 0 | 0 | 0 | 0 | 0 | 0 | 0 | 0 | 0 | 0
Custom- | Dispo- | Land Application | 2% | Reuse and Disposal Costs |  |  | [2013 $] | 0 |  |  | 0 | 0 | 0 | 0 | 0 | 0 | 0 | 0 | 0 | 0 | 0 | 0 | 0 | 0 | 0 | 0 | 0 | 0 | 0 | 0 | 0 | 0 | 0 | 0 | 0 | 0 | 0 | 0 | 0 | 0
Custom- | NG- | Land Application |  | Natural Gas |  |  | [MJ/yr] | 0 |  |  | 0 | 0 | 0 | 0 | 0 | 0 | 0 | 0 | 0 | 0 | 0 | 0 | 0 | 0 | 0 | 0 | 0 | 0 | 0 | 0 | 0 | 0 | 0 | 0 | 0 | 0 | 0 | 0 | 0 | 0
Custom- | kWh- | Land Application |  | Electricity Consumption |  |  | [kWh/yr] | 0 |  |  | 0 | 0 | 0 | 0 | 0 | 0 | 0 | 0 | 0 | 0 | 0 | 0 | 0 | 0 | 0 | 0 | 0 | 0 | 0 | 0 | 0 | 0 | 0 | 0 | 0 | 0 | 0 | 0 | 0 | 0
Custom- | GHG- | Land Application | 2% | GHG Cost |  |  | [tCO2e/yr] | 0 |  |  | 0 | 0 | 0 | 0 | 0 | 0 | 0 | 0 | 0 | 0 | 0 | 0 | 0 | 0 | 0 | 0 | 0 | 0 | 0 | 0 | 0 | 0 | 0 | 0 | 0 | 0 | 0 | 0 | 0 | 0
Custom- | ExtraOrd- | Land Application | 2% | Extraordinary Maintenance Costs |  |  | [2013 $] | 0 |  |  | 0 | 0 | 0 | 0 | 0 | 0 | 0 | 0 | 0 | 0 | 0 | 0 | 0 | 0 | 0 | 0 | 0 | 0 | 0 | 0 | 0 | 0 | 0 | 0 | 0 | 0 | 0 | 0 | 0 | 0
Benefits
Custom- | kWhProd- | Land Application |  | Electricity Production |  |  | [kWh/yr] | 0 |  |  | 0 | 0 | 0 | 0 | 0 | 0 | 0 | 0 | 0 | 0 | 0 | 0 | 0 | 0 | 0 | 0 | 0 | 0 | 0 | 0 | 0 | 0 | 0 | 0 | 0 | 0 | 0 | 0 | 0 | 0
Custom- | TipFee- | Land Application | 2% | Tipping Fees |  |  | [2013 $] | 0 |  |  | 0 | 0 | 0 | 0 | 0 | 0 | 0 | 0 | 0 | 0 | 0 | 0 | 0 | 0 | 0 | 0 | 0 | 0 | 0 | 0 | 0 | 0 | 0 | 0 | 0 | 0 | 0 | 0 | 0 | 0
|  |  |  | Net Costs | [6 empty] | 0 | 0 | 0 | 0 | 0 | 0 | 0 | 0 | 0 | 0 | 0 | 0 | 0 | 0 | 0 | 0 | 0 | 0 | 0 | 0 | 0 | 0 | 0 | 0 | 0 | 0 | 0 | 0 | 0 | 0
|  |  |  | Land Disposal O&M |  |  | Units | Default Value | Overwrite Value |  | 2014 | 2015 | 2016 | 2017 | 2018 | 2019 | 2020 | 2021 | 2022 | 2023 | 2024 | 2025 | 2026 | 2027 | 2028 | 2029 | 2030 | 2031 | 2032 | 2033 | 2034 | 2035 | 2036 | 2037 | 2038 | 2039 | 2040 | 2041 | 2042 | 2043
Costs
Custom- | Hrs- | Land Disposal | 2% | Labor |  |  | [hrs/yr] | 0 |  |  | 0 | 0 | 0 | 0 | 0 | 0 | 0 | 0 | 0 | 0 | 0 | 0 | 0 | 0 | 0 | 0 | 0 | 0 | 0 | 0 | 0 | 0 | 0 | 0 | 0 | 0 | 0 | 0 | 0 | 0
Custom- | OMM- | Land Disposal | 2% | Maintenance |  |  | [2013 $] | 0 |  |  | 0 | 0 | 0 | 0 | 0 | 0 | 0 | 0 | 0 | 0 | 0 | 0 | 0 | 0 | 0 | 0 | 0 | 0 | 0 | 0 | 0 | 0 | 0 | 0 | 0 | 0 | 0 | 0 | 0 | 0
Custom- | Chem- | Land Disposal | 2% | Chemicals |  |  | [2013 $] | 0 |  |  | 0 | 0 | 0 | 0 | 0 | 0 | 0 | 0 | 0 | 0 | 0 | 0 | 0 | 0 | 0 | 0 | 0 | 0 | 0 | 0 | 0 | 0 | 0 | 0 | 0 | 0 | 0 | 0 | 0 | 0
Custom- | Dispo- | Land Disposal | 2% | Reuse and Disposal Costs |  |  | [2013 $] | 0 |  |  | 0 | 0 | 0 | 0 | 0 | 0 | 0 | 0 | 0 | 0 | 0 | 0 | 0 | 0 | 0 | 0 | 0 | 0 | 0 | 0 | 0 | 0 | 0 | 0 | 0 | 0 | 0 | 0 | 0 | 0
Custom- | NG- | Land Disposal |  | Natural Gas |  |  | [MJ/yr] | 0 |  |  | 0 | 0 | 0 | 0 | 0 | 0 | 0 | 0 | 0 | 0 | 0 | 0 | 0 | 0 | 0 | 0 | 0 | 0 | 0 | 0 | 0 | 0 | 0 | 0 | 0 | 0 | 0 | 0 | 0 | 0
Custom- | kWh- | Land Disposal |  | Electricity Consumption |  |  | [kWh/yr] | 0 |  |  | 0 | 0 | 0 | 0 | 0 | 0 | 0 | 0 | 0 | 0 | 0 | 0 | 0 | 0 | 0 | 0 | 0 | 0 | 0 | 0 | 0 | 0 | 0 | 0 | 0 | 0 | 0 | 0 | 0 | 0
Custom- | GHG- | Land Disposal | 2% | GHG Cost |  |  | [tCO2e/yr] | 0 |  |  | 0 | 0 | 0 | 0 | 0 | 0 | 0 | 0 | 0 | 0 | 0 | 0 | 0 | 0 | 0 | 0 | 0 | 0 | 0 | 0 | 0 | 0 | 0 | 0 | 0 | 0 | 0 | 0 | 0 | 0
Custom- | ExtraOrd- | Land Disposal | 2% | Extraordinary Maintenance Costs |  |  | [2013 $] | 0 |  |  | 0 | 0 | 0 | 0 | 0 | 0 | 0 | 0 | 0 | 0 | 0 | 0 | 0 | 0 | 0 | 0 | 0 | 0 | 0 | 0 | 0 | 0 | 0 | 0 | 0 | 0 | 0 | 0 | 0 | 0
Benefits
Custom- | kWhProd- | Land Disposal |  | Electricity Production |  |  | [kWh/yr] | 0 |  |  | 0 | 0 | 0 | 0 | 0 | 0 | 0 | 0 | 0 | 0 | 0 | 0 | 0 | 0 | 0 | 0 | 0 | 0 | 0 | 0 | 0 | 0 | 0 | 0 | 0 | 0 | 0 | 0 | 0 | 0
Custom- | TipFee- | Land Disposal | 2% | Tipping Fees |  |  | [2013 $] | 0 |  |  | 0 | 0 | 0 | 0 | 0 | 0 | 0 | 0 | 0 | 0 | 0 | 0 | 0 | 0 | 0 | 0 | 0 | 0 | 0 | 0 | 0 | 0 | 0 | 0 | 0 | 0 | 0 | 0 | 0 | 0
|  |  |  | Net Costs | [6 empty] | 0 | 0 | 0 | 0 | 0 | 0 | 0 | 0 | 0 | 0 | 0 | 0 | 0 | 0 | 0 | 0 | 0 | 0 | 0 | 0 | 0 | 0 | 0 | 0 | 0 | 0 | 0 | 0 | 0 | 0
|  |  |  | General O&M O&M |  |  | Units | Default Value | Overwrite Value |  | 2014 | 2015 | 2016 | 2017 | 2018 | 2019 | 2020 | 2021 | 2022 | 2023 | 2024 | 2025 | 2026 | 2027 | 2028 | 2029 | 2030 | 2031 | 2032 | 2033 | 2034 | 2035 | 2036 | 2037 | 2038 | 2039 | 2040 | 2041 | 2042 | 2043
Costs
Custom- | Hrs- | General O&M | 2% | Labor |  |  | [hrs/yr] | 0 |  |  | 0 | 0 | 0 | 0 | 0 | 0 | 0 | 0 | 0 | 0 | 0 | 0 | 0 | 0 | 0 | 0 | 0 | 0 | 0 | 0 | 0 | 0 | 0 | 0 | 0 | 0 | 0 | 0 | 0 | 0
Custom- | OMM- | General O&M | 2% | Maintenance |  |  | [2013 $] | 0 |  |  | 0 | 0 | 0 | 0 | 0 | 0 | 0 | 0 | 0 | 0 | 0 | 0 | 0 | 0 | 0 | 0 | 0 | 0 | 0 | 0 | 0 | 0 | 0 | 0 | 0 | 0 | 0 | 0 | 0 | 0
Custom- | Chem- | General O&M | 2% | Chemicals |  |  | [2013 $] | 0 |  |  | 0 | 0 | 0 | 0 | 0 | 0 | 0 | 0 | 0 | 0 | 0 | 0 | 0 | 0 | 0 | 0 | 0 | 0 | 0 | 0 | 0 | 0 | 0 | 0 | 0 | 0 | 0 | 0 | 0 | 0
Custom- | Dispo- | General O&M | 2% | Reuse and Disposal Costs |  |  | [2013 $] | 0 |  |  | 0 | 0 | 0 | 0 | 0 | 0 | 0 | 0 | 0 | 0 | 0 | 0 | 0 | 0 | 0 | 0 | 0 | 0 | 0 | 0 | 0 | 0 | 0 | 0 | 0 | 0 | 0 | 0 | 0 | 0
Custom- | NG- | General O&M |  | Natural Gas |  |  | [MJ/yr] | 0 |  |  | 0 | 0 | 0 | 0 | 0 | 0 | 0 | 0 | 0 | 0 | 0 | 0 | 0 | 0 | 0 | 0 | 0 | 0 | 0 | 0 | 0 | 0 | 0 | 0 | 0 | 0 | 0 | 0 | 0 | 0
Custom- | kWh- | General O&M |  | Electricity Consumption |  |  | [kWh/yr] | 0 |  |  | 0 | 0 | 0 | 0 | 0 | 0 | 0 | 0 | 0 | 0 | 0 | 0 | 0 | 0 | 0 | 0 | 0 | 0 | 0 | 0 | 0 | 0 | 0 | 0 | 0 | 0 | 0 | 0 | 0 | 0
Custom- | GHG- | General O&M | 2% | GHG Cost |  |  | [tCO2e/yr] | 0 |  |  | 0 | 0 | 0 | 0 | 0 | 0 | 0 | 0 | 0 | 0 | 0 | 0 | 0 | 0 | 0 | 0 | 0 | 0 | 0 | 0 | 0 | 0 | 0 | 0 | 0 | 0 | 0 | 0 | 0 | 0
Custom- | ExtraOrd- | General O&M | 2% | Extraordinary Maintenance Costs |  |  | [2013 $] | 0 |  |  | 0 | 0 | 0 | 0 | 0 | 0 | 0 | 0 | 0 | 0 | 0 | 0 | 0 | 0 | 0 | 0 | 0 | 0 | 0 | 0 | 0 | 0 | 0 | 0 | 0 | 0 | 0 | 0 | 0 | 0
Benefits
Custom- | kWhProd- | General O&M |  | Electricity Production |  |  | [kWh/yr] | 0 |  |  | 0 | 0 | 0 | 0 | 0 | 0 | 0 | 0 | 0 | 0 | 0 | 0 | 0 | 0 | 0 | 0 | 0 | 0 | 0 | 0 | 0 | 0 | 0 | 0 | 0 | 0 | 0 | 0 | 0 | 0
Custom- | TipFee- | General O&M | 2% | Tipping Fees |  |  | [2013 $] | 0 |  |  | 0 | 0 | 0 | 0 | 0 | 0 | 0 | 0 | 0 | 0 | 0 | 0 | 0 | 0 | 0 | 0 | 0 | 0 | 0 | 0 | 0 | 0 | 0 | 0 | 0 | 0 | 0 | 0 | 0 | 0
|  |  |  | Net Costs | [6 empty] | 0 | 0 | 0 | 0 | 0 | 0 | 0 | 0 | 0 | 0 | 0 | 0 | 0 | 0 | 0 | 0 | 0 | 0 | 0 | 0 | 0 | 0 | 0 | 0 | 0 | 0 | 0 | 0 | 0 | 0
|  |  |  | Electricity |  |  | Units |  |  |  | 2014 | 2015 | 2016 | 2017 | 2018 | 2019 | 2020 | 2021 | 2022 | 2023 | 2024 | 2025 | 2026 | 2027 | 2028 | 2029 | 2030 | 2031 | 2032 | 2033 | 2034 | 2035 | 2036 | 2037 | 2038 | 2039 | 2040 | 2041 | 2042 | 2043
|  |  |  | Usage Cost of Electricity Forecast |  |  | [Nominal $/kWh] |  |  |  | 0.064582 | 0.064984 | 0.067786 | 0.069819 | 0.071504 | 0.072419 | 0.073597 | 0.07541 | 0.077216 | 0.079146 | 0.080861 | 0.082418 | 0.084321 | 0.086243 | 0.088294 | 0.090591 | 0.092811 | 0.095219 | 0.097768 | 0.10043 | 0.10338 | 0.10714 | 0.11153 | 0.1157 | 0.11992 | 0.12437 | 0.12799 | 0.1308 | 0.13368 | 0.13662
|  |  |  | Natural Gas |  |  | Units |  |  |  | 2014 | 2015 | 2016 | 2017 | 2018 | 2019 | 2020 | 2021 | 2022 | 2023 | 2024 | 2025 | 2026 | 2027 | 2028 | 2029 | 2030 | 2031 | 2032 | 2033 | 2034 | 2035 | 2036 | 2037 | 2038 | 2039 | 2040 | 2041 | 2042 | 2043
|  |  |  | Usage Cost of Natural Gas Forecast |  |  | [Nominal $/GJ] |  |  |  | 0.0043492 | 0.0044637 | 0.0049882 | 0.005274 | 0.005627 | 0.0058541 | 0.0060384 | 0.0062668 | 0.0065922 | 0.0069223 | 0.0071632 | 0.0073415 | 0.0076021 | 0.0077885 | 0.0080592 | 0.0083232 | 0.0085754 | 0.0088889 | 0.0091809 | 0.0095488 | 0.010078 | 0.010655 | 0.011383 | 0.012093 | 0.01283 | 0.013272 | 0.013882 | 0.014424 | 0.014986 | 0.015571
|  |  |  | Clean-Up Schedule | [6 empty] | 2014 | 2015 | 2016 | 2017 | 2018 | 2019 | 2020 | 2021 | 2022 | 2023 | 2024 | 2025 | 2026 | 2027 | 2028 | 2029 | 2030 | 2031 | 2032 | 2033 | 2034 | 2035 | 2036 | 2037 | 2038 | 2039 | 2040 | 2041 | 2042 | 2043
|  |  |  | Clean-Up Schedule - 5 yrs | [6 empty] | 0 | 0 | 0 | 0 | 1 | 0 | 0 | 0 | 0 | 0 | 0 | 0 | 0 | 0 | 0 | 0 | 0 | 0 | 0 | 0 | 0 | 0 | 0 | 0 | 0 | 0 | 0 | 0 | 0 | 0
GHG Cost
|  |  |  | GHG Cost | [6 empty] | 0 | 0 | 0 | 0 | 0 | 0 | 0 | 0 | 0 | 0 | 0 | 0 | 0 | 0 | 0 | 0 | 0 | 0 | 0 | 0 | 0 | 0 | 0 | 0 | 0 | 0 | 0 | 0 | 0 | 0

## Capital Cost Summary
CAPITAL COST SUMMARY - PROCESS CONFIGURATIONS 1X and 1Y
Lookup | Item Description | Basis | Total Cost (2013 $)
1X1Y-Gravity Thickener | Gravity Thickener | One 40' diameter gravity thickener | 1029000 | 1029000
1X1Y-Gravity Belt Thickener | Gravity Belt Thickener | Two 2m GBTs (1 Duty/1Standby) | 2050000 | 2050000
1X1Y-Pre-Dewatering | Pre-Dewatering | Three 2m BFPs (2 Duty/1 Standby) | 4064000 | 4064000
1X1Y-Pre-Treatment (CAMBI) | Pre-Treatment (CAMBI) | Based on a packaged B2 system (rough cost) | 5130000 | 5130000
1X1Y-Anaerobic Digestion | Anaerobic Digestion | Two 0.9 MG digesters | 4236000 | 4236000
1X1Y-Gas Cleaning | Gas Cleaning | Digester Gas Flow of 82 scfm | 696000 | 696000
1X1Y-CHP | CHP | One 350 kw engine generator | 741000 | 741000
1X1Y-Belt Filter Press Dewatering | Belt Filter Press Dewatering | Two 2m BFPs (1 Duty/1 Standby) | 2603000 | 2603000
1X1Y-Cake Storage | Cake Storage | One 41 cy silos (2-day storage) w/building | 1338000 | 1338000
1X1Y- |  | Subtotal | 21887000 | 21887000
1X1Y-Sitework | Sitework | 5% | 1094000 | 1094000
1X1Y-General Requirements | General Requirements | 10% | 2189000 | 2189000
1X1Y- |  | Subtotal | 25170000 | 25170000
1X1Y-Contingencies | Contingencies | 30% | 7551000 | 7551000
1X1Y-Engineering, Legal & Admin | Engineering, Legal & Admin | 15% | 4908000 | 4908000
| Total - Process Configurations 1X & 1Y |  | 37629000 | 37629000
0
0
| CAPITAL COST SUMMARY - PROCESS CONFIGURATIONS 2X and 2Y |  |  | 0
0
| Item Description | Basis | Total Cost (2013 $)
0
2X2Y-Gravity Thickener | Gravity Thickener | One 40' diameter gravity thickener | 1029000 | 1029000
2X2Y-Gravity Belt Thickener | Gravity Belt Thickener | Two 2m GBTs (1 Duty/1Standby) | 2050000 | 2050000
2X2Y-FOG Receiving | FOG Receiving | 2000 gpd of FOG | 600000 | 600000
2X2Y-Anaerobic Digestion | Anaerobic Digestion | Two 0.9 MG digesters | 8338000 | 8338000
2X2Y-Gas Cleaning | Gas Cleaning | Digester Gas Flow of 82 scfm | 696000 | 696000
2X2Y-CHP | CHP | One 350 kw engine generator | 741000 | 741000
2X2Y-Belt Filter Press Dewatering | Belt Filter Press Dewatering | Two 2m BFPs (1 Duty/1 Standby) | 2782000 | 2782000
2X2Y-Cake Storage | Cake Storage | Three 41 cy silos (2-day storage) w/building | 3325000 | 3325000
2X2Y- |  | Subtotal | 19561000 | 19561000
2X2Y-Sitework | Sitework | 5% | 978000 | 978000
2X2Y-General Requirements | General Requirements | 10% | 1956000 | 1956000
2X2Y- |  | Subtotal | 22495000 | 22495000
2X2Y-Contingencies | Contingencies | 30% | 6749000 | 6749000
2X2Y-Engineering, Legal & Admin | Engineering, Legal & Admin | 15% | 4387000 | 4387000
2X2Y-Total - Process Configurations 2X & 2Y | Total - Process Configurations 2X & 2Y |  | 33631000 | 33631000
0
0
| CAPITAL COST SUMMARY - PROCESS CONFIGURATIONS 3Y |  |  | 0
0
| Item Description | Basis | Total Cost (2013 $)
0
3Y-Gravity Thickener | Gravity Thickener | One 40' diameter gravity thickener | 1029000 | 1029000
3Y-Gravity Belt Thickener | Gravity Belt Thickener | Two 2m GBTs (1 Duty/1Standby) | 2050000 | 2050000
3Y-Dewatering | Dewatering | Three 2m BFPs (2 Duty/1 Standby) | 4827000 | 4827000
3Y-Cake Storage/Load Out | Cake Storage/Load Out | Three 41 cy silos (2-day storage) w/building | 3325000 | 3325000
3Y-Fluid Bed Incineration | Fluid Bed Incineration | 10 mgd plant's share of the total capital costs for a 100 dtpd FBI | 4440000 | 4440000
3Y-Energy Recovery | Energy Recovery |  | 940000 | 940000
3Y-Ash Conveyance & Storage | Ash Conveyance & Storage |  | 350000 | 350000
3Y- |  | Subtotal | 16961000 | 16961000
3Y-Sitework | Sitework | 5% | 848000 | 848000
3Y-General Requirements | General Requirements | 10% | 1696000 | 1696000
3Y- |  | Subtotal | 19505000 | 19505000
3Y-Contingencies | Contingencies | 30% | 5852000 | 5852000
3Y-Engineering, Legal & Admin | Engineering, Legal & Admin | 15% | 3804000 | 3804000
3Y-Total - Process Configuration 3Y | Total - Process Configuration 3Y |  | 29161000 | 29161000
| 1. Fluid bed incineration is not practical for a 10 dtpd. The costs shown for Process Configuration 3Y is based on the assumption that the solids generated at the 10 mgd plant would be hauled to a bigger regional for incineration. The costs shown are the 10 mgd plant's share of the total capital costs for a 100 dtpd FBI at the regional. |  |  | 0
0
0
0
| 2. FBI costs do not include any equipment to meet MACT 129 emissions. |  |  | 0
0
0
| CAPITAL COST SUMMARY - PROCESS CONFIGURATIONS 4Y |  |  | 0
0
| Item Description | Basis | Total Cost (2013 $)
0
4Y-Gravity Thickener | Gravity Thickener | One 40' diameter gravity thickener | 1029000 | 1029000
4Y-Gravity Belt Thickener | Gravity Belt Thickener | Two 2m GBTs (1 Duty/1Standby) | 2050000 | 2050000
4Y-Dewatering | Dewatering | Three 2m BFPs (2 Duty/1 Standby) | 4827000 | 4827000
4Y-Drying/Gasification/Energy Recovery | Drying/Gasification/Energy Recovery | One MW 1000 model Gasifier from MaxWest | 9970000 | 9970000
4Y- |  |  |  | 0
4Y-Ash Conveyance & Storage | Ash Conveyance & Storage | Two 4,000 cy lagoons | 963000 | 963000
4Y- |  | Subtotal | 18839000 | 18839000
4Y-Sitework | Sitework | 5% | 942000 | 942000
4Y-General Requirements | General Requirements | 10% | 1884000 | 1884000
4Y- |  | Subtotal | 21665000 | 21665000
4Y-Contingencies | Contingencies | 30% | 6500000 | 6500000
4Y-Engineering, Legal & Admin | Engineering, Legal & Admin | 15% | 4225000 | 4225000
4Y-Total - Process Configuration 4Y | Total - Process Configuration 4Y |  | 32390000 | 32390000

## O&M Cost Summary
O&M COST SUMMARY - PROCESS CONFIGURATIONS 1X and 1Y
Config | Cost | Lookup | Item Description | Basis | kWh/d | Total - kWh/yr |  | NOTES
Electricity
1X1Y | kWh | 1X1Y-kWh-Gravity Thickener | Gravity Thickener | (From Sankey Diagram) | 23 | 8400 |  |  | 8400 | Gravity Thickener
1X1Y | kWh | 1X1Y-kWh-Gravity Belt Thickener | Gravity Belt Thickener | (From Sankey Diagram) | 158 | 57670 |  |  | 57670 | Gravity Belt Thickener
1X1Y | kWh | 1X1Y-kWh-Pre-Dewatering | Pre-Dewatering | (From Sankey Diagram) | 271 | 98920 |  |  | 98920 | Pre-Dewatering
1X1Y | kWh | 1X1Y-kWh-Pre-Treatment (CAMBI) | Pre-Treatment (CAMBI) | (From Sankey Diagram) | 90 | 32850 |  |  | 32850 | Pre-Treatment (CAMBI)
1X1Y | kWh | 1X1Y-kWh-Anaerobic Digestion | Anaerobic Digestion | (From Sankey Diagram) | 455 | 166080 |  |  | 166080 | Anaerobic Digestion
1X1Y | kWh | 1X1Y-kWh-Gas Cleaning | Gas Cleaning | Based on 15 hp compressor, 10 hp chiller, and 5 hp misc items (St. Joseph, MO) | 537 | 196010 |  | St. Joseph, MO - Installed hp adjusted for lower gas flows | 196010 | Gas Cleaning
1X1Y | kWh | 1X1Y-kWh-CHP | CHP | (Deducted from onsite generation - Net from CHP) | -- | -- |  |  |  | CHP
1X1Y | kWh | 1X1Y-kWh-Belt Filter Press Dewatering | Belt Filter Press Dewatering | (From Sankey Diagram) | 89 | 32490 |  |  | 32490 | Belt Filter Press Dewatering
1X1Y | kWh | 1X1Y-kWh-Cake Storage | Cake Storage | 60 hp/hopper (HRSD, VA) | 45 | 16430 |  | 1 fill/d - 1 h/fill | 16430 | Cake Storage
|  |  | Item Description | Basis |  | Total - h/yr |  |  | Total - h/yr
|  |  | Labor | Operations | Maintenance | Ops + Maintenance |  |  | Ops + Maintenance
1X1Y | Hrs | 1X1Y-Hrs-Gravity Thickener | Gravity Thickener | 1 Op: 1 h/shift - 3 shifts/d | 1 Tech: 1 h/shift - 1 shift/d | 1460 |  | Based on project experience | 1460
1X1Y | Hrs | 1X1Y-Hrs-Gravity Belt Thickener | Gravity Belt Thickener | 1 Op: 4 h/shift - 3 shifts/d | 1 Tech: 2 h/shift - 1 shift/d | 5110 |  |  | 5110
1X1Y | Hrs | 1X1Y-Hrs-Pre-Dewatering | Pre-Dewatering | 1 Op: 4 h/shift - 3 shifts/d | 1 Tech: 2 h/shift - 1 shift/d | 5110 |  |  | 5110
1X1Y | Hrs | 1X1Y-Hrs-Pre-Treatment (CAMBI) | Pre-Treatment (CAMBI) | 1 Op: 8 h/shift - 3 shifts/d | 1 Tech: 4 h/shift - 1 shift/d | 10220 |  |  | 10220
1X1Y | Hrs | 1X1Y-Hrs-Anaerobic Digestion | Anaerobic Digestion | 1 Op: 1 h/shift - 3 shifts/d | 1 Tech: 4 h/shift - 1 shift/d | 2555 |  |  | 2555
1X1Y | Hrs | 1X1Y-Hrs-Gas Cleaning | Gas Cleaning | 1 Op: 1 h/shift - 3 shifts/d | 1 Tech: 1 h/shift - 1 shift/d | 1460 |  |  | 1460
1X1Y | Hrs | 1X1Y-Hrs-CHP | CHP | 2 Op: 1 h/shift - 3 shifts/d | 2 Tech: 1 h/shift - 1 shift/d | 1460 |  |  | 1460
1X1Y | Hrs | 1X1Y-Hrs-Belt Filter Press Dewatering | Belt Filter Press Dewatering | 1 Op: 4 h/shift - 3 shifts/d | 1 Tech: 2 h/shift - 1 shift/d | 5110 |  |  | 5110
1X1Y | Hrs | 1X1Y-Hrs-Cake Storage | Cake Storage | 1 Op: 1 h/shift - 1 shift/d | 1 Tech: 0.5 h/shift - 1 shift/d | 1277.5 |  |  | 1277.5
|  |  | Item Description | Basis | Equipment Costs | Maintenance, $/yr |  |  | Maintenance, $/yr
|  |  | Maintenance Materials | [5 empty] | 0
1X1Y | OMM | 1X1Y-OMM-Gravity Thickener | Gravity Thickener | 1% of equipment costs | 1029000 | 10000 |  | Equipment costs exclude buildings | 10000
1X1Y | OMM | 1X1Y-OMM-Gravity Belt Thickener | Gravity Belt Thickener | 2% of equipment costs | 1262000 | 25000 |  |  | 25000
1X1Y | OMM | 1X1Y-OMM-Pre-Dewatering | Pre-Dewatering | 2% of equipment costs | 2939000 | 59000 |  |  | 59000
1X1Y | OMM | 1X1Y-OMM-Pre-Treatment (CAMBI) | Pre-Treatment (CAMBI) | 2% of equipment costs | 4534000 | 91000 |  |  | 91000
1X1Y | OMM | 1X1Y-OMM-Anaerobic Digestion | Anaerobic Digestion | 2% of equipment costs | 2729000 | 55000 |  |  | 55000
1X1Y | OMM | 1X1Y-OMM-Gas Cleaning | Gas Cleaning | 2% of equipment costs | 660000 | 13000 |  |  | 13000
1X1Y | OMM | 1X1Y-OMM-CHP | CHP | 2% of equipment costs | 725000 | 15000 |  |  | 15000
1X1Y | OMM | 1X1Y-OMM-Belt Filter Press Dewatering | Belt Filter Press Dewatering | 2% of equipment costs | 1815000 | 36000 |  |  | 36000
1X1Y | OMM | 1X1Y-OMM-Cake Storage | Cake Storage | 2% of equipment costs | 1338000 | 27000 |  |  | 27000
|  |  | Item Description | Basis | Unit Cost | Annual Costs, $/yr
|  |  | Chemicals | [5 empty] | 0
1X1Y | Chem | 1X1Y-Chem-Gravity Belt Thickener | Gravity Belt Thickener | Polymer: 8 lb/dt processed | $2.00/lb | 28000 |  |  | 28000
1X1Y | Chem | 1X1Y-Chem-Pre-Dewatering | Pre-Dewatering | Polymer: 15 lb/dt processed | $2.00/lb | 108000 |  |  | 108000
1X1Y | Chem | 1X1Y-Chem-Pre-Treatment (CAMBI) | Pre-Treatment (CAMBI) | H2O Cond | $3.25/dt solids processed | 12000 |  |  | 12000
1X1Y | Chem | 1X1Y-Chem-Belt Filter Press Dewatering | Belt Filter Press Dewatering | Polymer: 25 lb/dt processed | $2.00/lb | 91000 |  |  | 91000
1X1Y | Chem | 1X1Y-Chem-Odor Control Chemicals | Odor Control Chemicals | (Oklahoma City, OK & HRSD) |  | 120000 |  | $25K ea for GBT, Pre-Dew, & Dew, $45K for cake load out | 120000
|  |  | Item Description | Basis | Natural Gas Purchase |  |  |  | 0
|  |  | Supplemental Natural Gas |  | MJ/d | MJ/yr |  |  | MJ/yr
1X1Y | NG | 1X1Y-NG-Pre-Treatment (CAMBI) | Pre-Treatment (CAMBI) |  | 0 | 0 | 0 |  | 0
1X1Y | NG | 1X1Y-NG-Anaerobic Digestion | Anaerobic Digestion |  | 0 | 0 |  |  | 0
|  |  | Item Description | Basis | Unit Cost | Cleaning Costs, $/5 yrs |  |  | Cleaning Costs, $/5 yrs
|  |  | Digester Cleaning | [5 empty] | 0
1X1Y | ExtraOrd | 1X1Y-ExtraOrd-Anaerobic Digestion-Clean-up | Anaerobic Digestion-Clean-up | 20% of volume cleaned/5 yrs | $0.150/gal | 19000 |  |  | 19000
|  |  | Item Description |  | Unit Cost | Annual Costs, $/yr |  |  | Annual Costs, $/yr
|  |  | Reuse & Disposal | [5 empty] | 0
1X1Y | Dispo | 1X1Y-Dispo-Gas Cleaning Spent Media Disposal | Gas Cleaning Spent Media Disposal |  |  | 30000 |  | Estimate | 30000
1X1Y | Dispo | 1X1Y-Dispo-Land Application of Biosolids | Land Application of Biosolids |  | $25.00/wet ton | 163000 |  | Class A | 163000
1X1Y | Dispo | 1X1Y-Dispo-Landfill Disposal of Biosolids | Landfill Disposal of Biosolids |  | $45.00/wet ton | 293000 |  |  | 293000
|  |  | Item Description |  | Unit Cost | Annual Costs, $/yr |  |  | Annual Costs, $/yr
|  |  | Revenue |  | kWh/d | kWh/yr |  |  | kWh/yr
1X1Y | kWhProd | 1X1Y-kWhProd-Electricity Production from CHP | Electricity Production from CHP | GPS-X Model | 6800 | 2482000 |  |  | 2482000
0
0
|  |  | O&M COST SUMMARY - PROCESS CONFIGURATIONS 2X and 2Y | [5 empty] | 0
0
|  |  | Item Description | Basis | kWh/d | Total - kWh/yr |  | NOTES | Total - kWh/yr
|  |  | Electricity | [5 empty] | 0
2X2Y | kWh | 2X2Y-kWh-Gravity Thickener | Gravity Thickener | (From Sankey Diagram) | 23 | 8400 |  |  | 8400
2X2Y | kWh | 2X2Y-kWh-Gravity Belt Thickener | Gravity Belt Thickener | (From Sankey Diagram) | 158 | 57670 |  |  | 57670
2X2Y | kWh | 2X2Y-kWh-FOG Receiving | FOG Receiving | (From Sankey Diagram) | 290 | 105850 |  |  | 105850
2X2Y | kWh | 2X2Y-kWh-Anaerobic Digestion | Anaerobic Digestion | (From Sankey Diagram) | 1575 | 574880 |  |  | 574880
2X2Y | kWh | 2X2Y-kWh-Gas Cleaning | Gas Cleaning | Based on 15 hp compressor, 10 hp chiller, and 5 hp misc items (St. Joseph, MO) | 537 | 196010 |  | St. Joseph, MO - Installed hp adjusted for lower gas flows | 196010
2X2Y | kWh | 2X2Y-kWh-CHP | CHP | (Deducted from onsite generation - Net from CHP) | -- | -- |  |  | --
2X2Y | kWh | 2X2Y-kWh-Belt Filter Press Dewatering | Belt Filter Press Dewatering | (From Sankey Diagram) | 89 | 32490 |  |  | 32490
2X2Y | kWh | 2X2Y-kWh-Cake Storage/Load Out | Cake Storage/Load Out | 60 hp/hopper (HRSD, VA) | 90 | 32850 |  | 2 fill/d - 1 h/fill | 32850
|  |  | Item Description | Basis |  | Total - h/yr |  |  | Total - h/yr
|  |  | Labor | Operations | Maintenance | Ops + Maintenance |  |  | Ops + Maintenance
2X2Y | Hrs | 2X2Y-Hrs-Gravity Thickener | Gravity Thickener | 1 Op: 1 h/shift - 3 shifts/d | 1 Tech: 1 h/shift - 1 shift/d | 1460 |  | Based on project experience | 1460
2X2Y | Hrs | 2X2Y-Hrs-Gravity Belt Thickener | Gravity Belt Thickener | 1 Op: 4 h/shift - 3 shifts/d | 1 Tech: 2 h/shift - 1 shift/d | 5110 |  |  | 5110
2X2Y | Hrs | 2X2Y-Hrs-FOG Receiving | FOG Receiving | 1 Op: 8 h/shift - 1 shift/d | 1 Tech: 1 h/shift - 1 shift/d | 3285 |  |  | 3285
2X2Y | Hrs | 2X2Y-Hrs-Anaerobic Digestion | Anaerobic Digestion | 1 Op: 1 h/shift - 3 shifts/d | 1 Tech: 4 h/shift - 1 shift/d | 2555 |  |  | 2555
2X2Y | Hrs | 2X2Y-Hrs-Gas Cleaning | Gas Cleaning | 1 Op: 1 h/shift - 3 shifts/d | 1 Tech: 1 h/shift - 1 shift/d | 1460 |  |  | 1460
2X2Y | Hrs | 2X2Y-Hrs-CHP | CHP | 2 Op: 1 h/shift - 3 shifts/d | 2 Tech: 1 h/shift - 1 shift/d | 1460 |  |  | 1460
2X2Y | Hrs | 2X2Y-Hrs-Belt Filter Press Dewatering | Belt Filter Press Dewatering | 1 Op: 4 h/shift - 3 shifts/d | 1 Tech: 2 h/shift - 1 shift/d | 5110 |  |  | 5110
2X2Y | Hrs | 2X2Y-Hrs-Cake Storage/Load Out | Cake Storage/Load Out | 1 Op: 1 h/shift - 1 shift/d | 1 Tech: 0.5 h/shift - 1 shift/d | 1277.5 |  |  | 1277.5
|  |  | Item Description | Basis | Equipment Costs | Maintenance, $/yr |  |  | Maintenance, $/yr
|  |  | Maintenance Materials | [5 empty] | 0
2X2Y | OMM | 2X2Y-OMM-Gravity Thickener | Gravity Thickener | 1% of equipment costs | 1029000 | 10000 |  | Equipment costs exclude buildings | 10000
2X2Y | OMM | 2X2Y-OMM-Gravity Belt Thickener | Gravity Belt Thickener | 2% of equipment costs | 1262000 | 25000 |  |  | 25000
2X2Y | OMM | 2X2Y-OMM-FOG Receiving | FOG Receiving | 2% of equipment costs | 600000 | 12000 |  |  | 12000
2X2Y | OMM | 2X2Y-OMM-Anaerobic Digestion | Anaerobic Digestion | 2% of equipment costs | 4738000 | 95000 |  |  | 95000
2X2Y | OMM | 2X2Y-OMM-Gas Cleaning | Gas Cleaning | 2% of equipment costs | 660000 | 13000 |  |  | 13000
2X2Y | OMM | 2X2Y-OMM-CHP | CHP | 2% of equipment costs | 725000 | 15000 |  |  | 15000
2X2Y | OMM | 2X2Y-OMM-Belt Filter Press Dewatering | Belt Filter Press Dewatering | 2% of equipment costs | 1837000 | 37000 |  |  | 37000
2X2Y | OMM | 2X2Y-OMM-Cake Storage | Cake Storage | 2% of equipment costs | 2933000 | 59000 |  |  | 59000
|  |  | Item Description | Basis | Unit Cost | Annual Costs, $/yr |  |  | Annual Costs, $/yr
|  |  | Chemicals | [5 empty] | 0
2X2Y | Chem | 2X2Y-Chem-Gravity Belt Thickener | Gravity Belt Thickener | Polymer: 8 lb/dt processed | $2.00/lb | 30000 |  |  | 30000
2X2Y | Chem | 2X2Y-Chem-Belt Filter Press Dewatering | Belt Filter Press Dewatering | Polymer: 20 lb/dt processed | $2.00/lb | 101000 |  |  | 101000
2X2Y | Chem | 2X2Y-Chem-Odor Control Chemicals | Odor Control Chemicals | (Oklahoma City, OK & HRSD) |  | 132000 |  | $25K ea for GBT & Dew, $77K for cake load out, $5K for FOG | 132000
|  |  | Item Description | Basis | Natural Gas Purchase |  |  |  | 0
|  |  | Supplemental Natural Gas |  | MJ/d | MJ/yr |  |  | MJ/yr
2X2Y | NG | 2X2Y-NG-Anaerobic Digestion-Clean-up | Anaerobic Digestion-Clean-up |  | 0 | 0 |  |  | 0
|  |  | Item Description | Basis | Unit Cost | Cleaning Costs, $/5 yrs |  |  | Cleaning Costs, $/5 yrs
|  |  | Digester Cleaning | [5 empty] | 0
2X2Y | ExtraOrd | 2X2Y-ExtraOrd-Anaerobic Digestion | Anaerobic Digestion | 20% of volume cleaned/5 yrs | $0.150/gal | 66000 |  |  | 66000
|  |  | Item Description |  | Unit Cost | Annual Costs, $/yr |  |  | Annual Costs, $/yr
|  |  | Reuse & Disposal | [5 empty] | 0
2X2Y | Dispo | 2X2Y-Dispo-Spent Media Disposal | Spent Media Disposal |  |  | 30000 |  | Estimate | 30000
2X2Y | Dispo | 2X2Y-Dispo-Land Application of Biosolids | Land Application of Biosolids |  | $35.00/wet ton | 447000 |  | Class B | 447000
2X2Y | Dispo | 2X2Y-Dispo-Landfill Disposal of Biosolids | Landfill Disposal of Biosolids |  | $45.00/wet ton | 575000 |  |  | 575000
|  |  | Item Description |  | Unit Cost | Annual Costs, $/yr |  |  | Annual Costs, $/yr
|  |  | Revenue |  | kWh/d | kWh/yr |  |  | kWh/yr
2X2Y | TipFee | 2X2Y-TipFee-FOG Tipping Fee (@ $0.020/gal) | FOG Tipping Fee (@ $0.020/gal) | 15000 |  |  |  |  | 15000
2X2Y | kWhProd | 2X2Y-kWhProd-Electricity Production from CHP | Electricity Production from CHP | GPS-X Model | 6860 | 2503900 |  |  | 2503900
0
0
|  |  | O&M COST SUMMARY - PROCESS CONFIGURATION 3Y | [5 empty] | 0
0
|  |  | Item Description | Basis | kWh/d |  |  | NOTES | 0
|  |  | Electricity | [5 empty] | 0
3Y | kWh | 3Y-kWh-Gravity Thickener | Gravity Thickener | (From Sankey Diagram) | 25 | 9130 |  |  | 9130
3Y | kWh | 3Y-kWh-Gravity Belt Thickener | Gravity Belt Thickener | (From Sankey Diagram) | 157 | 57310 |  |  | 57310
3Y | kWh | 3Y-kWh-Belt Filter Press Dewatering | Belt Filter Press Dewatering | (From Sankey Diagram) | 89 | 32490 |  |  | 32490
3Y | kWh | 3Y-kWh-Cake Storage/Load Out | Cake Storage/Load Out | 60 hp/hopper (HRSD, VA) | 90 | 32850 |  | 2 fill/d - 1 h/fill | 32850
3Y | kWh | 3Y-kWh-FBI | FBI | (From Sankey Diagram) | 1339 | 488740 |  |  | 488740
3Y | kWh | 3Y-kWh-Energy Recovery | Energy Recovery | (Deducted from energy recovery - Net rec. shown) | -- | -- |  |  | --
|  |  | Item Description | Basis |  | Total - h/yr |  |  | Total - h/yr
|  |  | Labor | Operations | Maintenance | Ops + Maintenance |  |  | Ops + Maintenance
3Y | Hrs | 3Y-Hrs-Gravity Thickener | Gravity Thickener | 1 Op: 1 h/shift - 3 shifts/d | 1 Tech: 1 h/shift - 1 shift/d | 1460 |  |  | 1460
3Y | Hrs | 3Y-Hrs-Gravity Belt Thickener | Gravity Belt Thickener | 1 Op: 4 h/shift - 3 shifts/d | 1 Tech: 2 h/shift - 1 shift/d | 5110 |  |  | 5110
3Y | Hrs | 3Y-Hrs-Belt Filter Press Dewatering | Belt Filter Press Dewatering | 1 Op: 4 h/shift - 3 shifts/d | 1 Tech: 2 h/shift - 1 shift/d | 5110 |  |  | 5110
3Y | Hrs | 3Y-Hrs-Cake Storage/Load Out | Cake Storage/Load Out | 1 Op: 1 h/shift - 1 shift/d | 1 Tech: 0.5 h/shift - 1 shift/d | 1277.5 |  |  | 1277.5
3Y | Hrs | 3Y-Hrs-FBI | FBI | 1 Op: 8 h/shift - 3 shift/d | 1 Tech: 8 h/shift - 1 shift/d | 3890 |  | FBI operator oversees energy recovery | 3890
3Y | Hrs | 3Y-Hrs-Energy Recovery | Energy Recovery | 1 Op: 0 h/shift - 0 shift/d | 1 Eng: 8 h/shift - 3 shifts/d | 2920 |  |  | 2920
|  |  | Item Description | Basis | Equipment Costs | Maintenance, $/yr |  |  | Maintenance, $/yr
|  |  | Maintenance Materials | [5 empty] | 0
3Y | OMM | 3Y-OMM-Gravity Thickener | Gravity Thickener | 1% of equipment costs | 1029000 | 10000 |  |  | 10000
3Y | OMM | 3Y-OMM-Gravity Belt Thickener | Gravity Belt Thickener | 2% of equipment costs | 1262000 | 25000 |  |  | 25000
3Y | OMM | 3Y-OMM-Belt Filter Press Dewatering | Belt Filter Press Dewatering | 2% of equipment costs | 2939000 | 59000 |  |  | 59000
3Y | OMM | 3Y-OMM-Cake Storage/Load Out | Cake Storage/Load Out | 2% of equipment costs | 2933000 | 59000 |  |  | 59000
3Y | OMM | 3Y-OMM-FBI | FBI | 2% of equipment costs | 3021000 | 60000 |  |  | 60000
3Y | OMM | 3Y-OMM-Energy Recovery | Energy Recovery | 2% of equipment costs | 940000 | 19000 |  |  | 19000
3Y | OMM | 3Y-OMM-Ash Conveyance | Ash Conveyance | 2% of equipment costs | 93000 | 2000 |  |  | 2000
|  |  | Item Description | Basis | Unit Cost | Annual Costs, $/yr |  |  | Annual Costs, $/yr
|  |  | Chemicals | [5 empty] | 0
3Y | Chem | 3Y-Chem-Gravity Belt Thickener | Gravity Belt Thickener | Polymer: 8 lb/dt processed | $2.00/lb | 25000 |  |  | 25000
3Y | Chem | 3Y-Chem-Belt Filter Press Dewatering | Belt Filter Press Dewatering | Polymer: 20 lb/dt processed | $2.00/lb | 142000 |  |  | 142000
3Y | Chem | 3Y-Chem-FBI | FBI | Caustic: 4 lb/dt processed | $570/ton | 4000 |  |  | 4000
3Y | Chem | 3Y-Chem-FBI | FBI | GAC: 4 dtpy (20 dtpy/100 dt) | $3,800/ton | 15000 |  |  | 15000
3Y | Chem | 3Y-Chem-FBI | FBI | Aq NH3: 15 lb/dt processed | $380/ton | 9000 |  |  | 9000
3Y | Chem | 3Y-Chem-Odor Control Chemicals | Odor Control Chemicals | (Oklahoma City, OK & HRSD) |  | 127000 |  | $25K ea for GBT & Dew, $77K for cake load out | 127000
|  |  | Item Description | Basis | Natural Gas Purchase |  |  |  | 0
|  |  | Supplemental Natural Gas |  | MJ/d | MJ/yr |  |  | MJ/yr
3Y | NG | 3Y-NG-To Boiler | To Boiler |  | 6250 | 2281250 |  |  | 2281250
3Y | NG | 3Y-NG-To Incinerator | To Incinerator |  | 19659 | 7175540 |  |  | 7175540
|  |  | Item Description |  | Unit Cost | Annual Costs, $/yr |  |  | Annual Costs, $/yr
|  |  | Disposal | [5 empty] | 0
3Y | Dispo | 3Y-Dispo-Dewatered Solids Hauling to Regional FBI | Dewatered Solids Hauling to Regional FBI |  | $15.00/wet ton | 246000 |  |  | 246000
3Y | Dispo | 3Y-Dispo-Ash Cleanout | Ash Cleanout |  | $20.00/wet ton | 29000 |  |  | 29000
3Y | Dispo | 3Y-Dispo-Ash Disposal | Ash Disposal |  | $50.00/wet ton | 71000 |  |  | 71000
3Y | Dispo | 3Y-Dispo-Spent Carbon Disposal | Spent Carbon Disposal |  | $75.00/wet ton | 1000 |  |  | 1000
|  |  | Item Description |  | Unit Cost | Annual Costs, $/yr |  |  | Annual Costs, $/yr
|  |  | Revenue |  | kWh/d | kWh/yr |  |  | kWh/yr
3Y | kWhProd | 3Y-kWhProd-Electricity Production | Electricity Production | GPS-X Model | 2300 | 839500 |  |  | 839500
0
0
0
|  |  | O&M COST SUMMARY - PROCESS CONFIGURATION 4Y | [5 empty] | 0
0
|  |  | Item Description | Basis | kWh/d |  |  | NOTES | 0
|  |  | Electricity | [5 empty] | 0
4Y | kWh | 4Y-kWh-Gravity Thickener | Gravity Thickener | (From Sankey Diagram) | 25 | 9130 |  |  | 9130
4Y | kWh | 4Y-kWh-Gravity Belt Thickener | Gravity Belt Thickener | (From Sankey Diagram) | 157 | 57310 |  |  | 57310
4Y | kWh | 4Y-kWh-Belt Filter Press Dewatering | Belt Filter Press Dewatering | (From Sankey Diagram) | 89 | 32490 |  |  | 32490
4Y | kWh | 4Y-kWh-Drying/Gasification/Energy Recovery | Drying/Gasification/Energy Recovery | (From Sankey Diagram) | 1330 | 485450 |  |  | 485450
|  |  | Item Description | Basis |  | Total - h/yr |  |  | Total - h/yr
|  |  | Labor | Operations | Maintenance | Ops + Maintenance |  |  | Ops + Maintenance
4Y | Hrs | 4Y-Hrs-Gravity Thickener | Gravity Thickener | 1 Op: 1 h/shift - 3 shifts/d | 1 Tech: 1 h/shift - 1 shift/d | 1460 |  |  | 1460
4Y | Hrs | 4Y-Hrs-Gravity Belt Thickener | Gravity Belt Thickener | 1 Op: 4 h/shift - 3 shifts/d | 1 Tech: 2 h/shift - 1 shift/d | 5110 |  |  | 5110
4Y | Hrs | 4Y-Hrs-Belt Filter Press Dewatering | Belt Filter Press Dewatering | 1 Op: 4 h/shift - 3 shifts/d | 1 Tech: 2 h/shift - 1 shift/d | 5110 |  |  | 5110
4Y | Hrs | 4Y-Hrs-Gasification | Gasification | 1 Op: 8 h/shift - 3 shifts/d | 1 Tech: 8 h/shift - 1 shift/d | 11680 |  |  | 11680
|  |  | Item Description | Basis | Equipment Costs | Maintenance, $/yr |  |  | Maintenance, $/yr
|  |  | Maintenance Materials | [5 empty] | 0
4Y | OMM | 4Y-OMM-Gravity Thickener | Gravity Thickener | 1% of equipment costs | 1029000 | 10000 |  | Equipment costs exclude buildings | 10000
4Y | OMM | 4Y-OMM-Gravity Belt Thickener | Gravity Belt Thickener | 2% of equipment costs | 1262000 | 25000 |  |  | 25000
4Y | OMM | 4Y-OMM-Belt Filter Press Dewatering | Belt Filter Press Dewatering | 2% of equipment costs | 2939000 | 59000 |  |  | 59000
4Y | OMM | 4Y-OMM-Gasification | Gasification | (from MaxWest) |  | 130000 |  |  | 130000
|  |  | Item Description | Basis | Unit Cost | Annual Costs, $/yr |  |  | Annual Costs, $/yr
|  |  | Chemicals | [5 empty] | 0
4Y | Chem | 4Y-Chem-Gravity Belt Thickener | Gravity Belt Thickener | Polymer: 8 lb/dt processed | $2.00/lb | 25000 |  |  | 25000
4Y | Chem | 4Y-Chem-Belt Filter Press Dewatering | Belt Filter Press Dewatering | Polymer: 20 lb/dt processed | $2.00/lb | 131000 |  |  | 131000
|  |  | Item Description | Basis | Natural Gas Purchase |  |  |  | 0
|  |  | Supplemental Natural Gas |  | MJ/d | MJ/yr |  |  | MJ/yr
4Y | NG | 4Y-NG-To Boiler | To Boiler |  | 3370 | 1230050 |  |  | 1230050
4Y | NG | 4Y-NG-To Thermal Dryer | To Thermal Dryer |  | 2050 | 748250 |  |  | 748250
4Y | NG | 4Y-NG-To Gasifier | To Gasifier |  | 1330 | 485450 |  |  | 485450
|  |  | Item Description |  | Unit Cost | Annual Costs, $/yr |  |  | Annual Costs, $/yr
|  |  | Disposal | [5 empty] | 0
4Y | Dispo | 4Y-Dispo-Ash Cleanout | Ash Cleanout |  | $20.00/wet ton | 35000 |  |  | 35000
4Y | Dispo | 4Y-Dispo-Ash Disposal | Ash Disposal |  | $50.00/wet ton | 87000 |  |  | 87000
0

## Survey 09-12
First Name | LastName | Custom Data | In a TBL criteria weighting process, between the Economic, Environmental, and Social categories, how much weight would you place on the Economic category? |  |  |  | In a TBL criteria weighting process, between the Economic, Environmental, and Social categories, how much weight would you place on the Environmental category? |  |  |  | In a TBL criteria weighting process, between the Economic, Environmental, and Social categories, how much weight would you place on the Social category? |  |  |  | Please specify the ideal weight you would allocate to the Economic, Environmental, and Social categories. The total of the three percentages should sum to 100%. |  |  | Within the Economic category, the following criteria were selected by the WERF research team to evaluate wastewater biosolids management options. Between 0 and 100%, what weight would you allocate to each of the following criteria in your evaluation process? (Total of all criteria weights should add up to 100%.) |  | Your Comments: | Within the Environmental category, the following criteria were selected by the WERF research team to evaluate wastewater biosolids management options. Between 0 and 100%, what weight would you allocate to each of the following criteria in your evaluation process? (Total of all criteria weights should add up to 100%.) |  |  | Your Comments: | Within the Social category, the following criteria were selected by the WERF research team to evaluate wastewater biosolids management options. Between 0 and 100%, what weight would you allocate to each of the following criteria in your evaluation process? (Total of all criteria weights should add up to 100%.) |  |  | Your Comments:
 |  |  | Underweight (Less than 30%) | Equal Weight (33.3% for each category) | Overweight (40% to 50%) | More than 50% | Underweight (Less than 30%) | Equal Weight (33.3% for each category) | Overweight (40% to 50%) | More than 50% | Underweight (Less than 30%) | Equal Weight (33.3% for each category) | Overweight (40% to 50%) | More than 50% | Economic | Environmental | Social | Net Present Value (NPV) | Engineering/Technical | Open-Ended Response | Conservation/Optimization of Resources | Net Impacts on Media | Regulatory | Open-Ended Response | Nuisance Issues (Odor, Dust, Traffic, and Visual) | Workplace Conditions | Public Engagement | Open-Ended Response
[5 empty] | X |  | X |  |  |  | X |  |  |  | 48 | 32 | 20 | 70 | 30 | Assuming the the NPV costs used satisfy the process design, quality and performance requirements for all the options. | 35 | 45 | 20 |  | 50 | 30 | 20
|  |  |  | X |  |  |  | X |  |  |  | X |  |  | 35 | 30 | 35 | 50 | 50 | NPV must be calculated over a long enough period to be useful or it outweighs other factors. The water/wastewater industry tends to be very conservative so the track record of a process or technology is more important than cost. We may not say this but if we invest in it, it must operate for at least its life expectancy if not longer. We rely on the good desing and installaton of capital investments made by our precessors. Innovation is exciting but reliability sells projects. | 50 | 20 | 30 | This is a hard question. Regulatory pressure might be the only real pressure a utility may feel. So it could easily be 100%, without regulatory pressure there is little to no movement in the current municipal system. To add to this, the idea of nutrient utilization has more to do with future or potential regulations. So let us do the right thing and get ahead of the curve so we can make decision as opposed to some other agency making them for us. So we anticipate regulations. If there were none, we would not move much. | 60 | 30 | 10 | We have found the public interction is mostly seen at the Nuisannce level. By taking care of this you take care of a lot of issues. We are very safety conscious so the weighting is superfluous, we have a culture of safetey that is integrated into design and ops. So this could be taken out of social. The idea I am expressing is that safety is not negotiable so it is not weighed, if it is unsafe we do not do it. Beyond that, yes we care about our work place.
[5 empty] | X |  | X |  |  |  | X |  |  |  | 50 | 25 | 25 | 50 | 50 |  | 40 | 20 | 40 | Conservation/Optimization of nutrient utilization may overlap net impacts on media some, therefore, a reduced weighting for the second may make sense. | 25 | 50 | 25
[5 empty] | X |  |  |  | X |  | X |  |  |  | 40 | 40 | 20 | 40 | 60 | Make sure to not be overly risk averse with the "state of technology- how well demonstrated" subcriterion. If a technology has been used in Europe, Japan and/or Australia successfully, it shouldn't necessarily be penalized because it hasn't been installed at 5 US locations for 5 years each, or other such criteria common in the US. | 40 | 40 | 20 | I put a lower rate on regulatory because if it can't pass, then the option won't be used regarless of how it performs on other areas. However, if performance is good, but regulatory hurdle are difficult, sometimes we need to push the envelope and not be deterred by a barrier. | 50 | 25 | 25
|  |  | X | [5 empty] | X |  |  |  | X |  | 20 | 40 | 40 | 60 | 40 | The NPV does not take into account non-financial factors which have a significant impact. Addition of Engineering/Technical category seen as a good addition because it considers a wider spectrum of factors that can effect beneficial disposal options and new markets. | 20 | 40 | 40 | Among the two most important factors are pathogen contamination of surface waters and odour in the environmental criteria. | 40 | 20 | 40 | In our utility, odour is still the biggest risk to manage as well as managing customer perception around safety of produce (pathogen risk).
[5 empty] | X |  |  |  | X |  | X |  |  |  | 40 | 40 | 20 | 50 | 50 |  | 33 | 33 | 34 |  | 45 | 45 | 10
[5 empty] | X |  | X |  |  |  | X |  |  |  | 40 | 30 | 30 | 70 | 30 | I do not think that the state of a technology should be part of an economic evaluation. | 40 | 20 | 40 |  | 35 | 35 | 30
[6 empty] | X |  | X |  |  | X |  |  |  | 55 | 33 | 12 | 60 | 40 | Careful consideration needs to be given to impacts of one category on another resulting in adding (or subtracting) weighting; for example, familiar mainstream technology is likely somewhat less costly in capital, so that has impact on NPV as well despite being outside the "category". | 35 | 25 | 40 |  | 30 | 40 | 30
|  |  |  | X |  |  |  | X |  |  |  | X |  |  | 34 | 33 | 33 | 60 | 40 |  | 20 | 20 | 60 | This will differ in different parts of the world- some regions don't have the need to recover nutrients, while others do. | 40 | 40 | 20
|  |  | X |  |  |  | X | [5 empty] | X |  | 30 | 30 | 40 | 40 | 60 | Technology has to be maximumly usable by the operators and they have to buy into it. | 20 | 30 | 50 | Regulatory considerations can make or break a project. Impacts on soil and conservation of nutrients are not totally independent, any more than you can separate out water and air?? | 50 | 20 | 30 | Nuisance conditions especially odor can quickly kill a project. Public interaction and nuisance situations are closely connected. Agree that public should be engaged as early as possible.
|  |  |  | X |  |  |  | X |  |  |  | X |  |  | 34 | 33 | 33 | 40 | 60 | Should not use NPV solely to judge an option; it's just another tool and factor in the final decision | 30 | 30 | 40 | For any WWTP, first and foremost, the regulations have to be met. | 50 | 30 | 20 | Odor and related nuisance issues are extremely important to my circumstance, but this is likely to vary with the site and situation and local "climate".
[6 empty] | X |  |  | X |  | X |  |  |  | 40 | 40 | 20 | 50 | 50 |  | 30 | 30 | 40 |  | 20 | 40 | 40
[5 empty] | X |  | X |  |  |  | X |  |  |  | 40 | 35 | 25 | 70 | 30 |  | 55 | 25 | 20 |  | 50 | 20 | 30
|  |  |  | X |  |  |  | X |  |  |  | X | [5 empty] | 50 | 50 |  | 33 | 33 | 34 |  | 35 | 30 | 35
[5 empty] | X |  |  |  | X |  | X |  |  |  | 40 | 40 | 20 | 40 | 60 |  | 20 | 50 | 30 |  | 50 | 25 | 25
[25 empty] | 40 | 40 | 20
[15 empty] | 14 | 14 | 14 | 15 | 15 |  | 15 | 15 | 15 |  | 15 | 15 | 15
|  |  | 2 | 4 | 7 | 2 | 5 | 5 | 5 | 0 | 9 | 4 | 2 | 0 | 20% | 25% | 12% | 40% | 30% |  | 20% | 20% | 20% |  | 20% | 20% | 10%
|  |  | 13.33% | 26.67% | 46.67% | 13.33% | 33.33% | 33.33% | 33.33% | 0% | 60% | 26.67% | 13.33% | 0% | 40% | 33% | 25% | 50% | 50% |  | 33% | 30% | 40% |  | 42.5% | 30% | 25%
[15 empty] | 55% | 40% | 40% | 70% | 60% |  | 55% | 50% | 60% |  | 60% | 50% | 40%
100

## Chart Data
For Charts
Economic
|  |  | NPV |  |  |  |  | 3.4174 |  |  | 3.3238 |  |  | 3.9048 | 3.7849 |  |  | 4.3 |  |  | 4.3
|  |  | Engineering/Technical |  |  |  |  | 0.49 |  |  | 0.42 |  |  | 0.63 | 0.56 |  |  | 0.21 |  |  | 0.42
|  |  | Not Used |  |  |  |  | 0 |  |  | 0 |  |  | 0 | 0 |  |  | 0 |  |  | 0
Environmental
|  |  | Conservation of Resources |  |  |  |  | 2.3254 |  |  | 0.73814 |  |  | 2.4504 | 0.36228 |  |  | 0.22055 |  |  | 0.71202
|  |  | Net Impact on Media |  |  |  |  | 0.53714 |  |  | 0.53714 |  |  | 0.54131 | 0.54131 |  |  | 0.6483 |  |  | 0.72651
|  |  | Regulatory |  |  |  |  | 1 |  |  | 0.75 |  |  | 0.625 | 0.625 |  |  | 0.75 |  |  | 0.5
Social
|  |  | Nuisance issues |  |  |  |  | 0.96175 |  |  | 1.0617 |  |  | 0.675 | 0.775 |  |  | 1.0873 |  |  | 1.0873
|  |  | Workplace Safety |  |  |  |  | 1 |  |  | 0.875 |  |  | 0.9375 | 0.8125 |  |  | 0.75 |  |  | 0.75
|  |  | Public Engagement |  |  |  |  | 1.25 |  |  | 0.75 |  |  | 1.75 | 1.5 |  |  | 0.5 |  |  | 0.5
|  |  | Team Weights | Survey Weights | Overweight Economic | No water Conservation | Team Weights | Survey Weights | Overweight Economic | No water Conservation | Team Weights | Survey Weights | Overweight Economic | No water Conservation |  |  | Utility Decision Making | Survey Weights | Research Guidance | No water Conservation
|  | NPV | 20% | 20.41% | 28.67% | 15% | [9 empty] | NPV | 20% | 20.41% | 28.67% | 15%
|  | Engineering/Technical | 13.33% | 20.41% | 4.667% | 10% | [9 empty] | Engineering/Technical | 13.33% | 20.41% | 4.667% | 10%
|  | Conservation/Optimization of Resources |  |  |  |  | 16.67% | 11.11% | 16.67% | 12.5% | [5 empty] | Conservation/Optimization of Resources | 16.67% | 11.11% | 16.67% | 12.5%
|  | Net Impact on Media |  |  |  |  | 8.333% | 10.1% | 8.333% | 6.25% | [5 empty] | Net Impact on Media | 8.333% | 10.1% | 8.333% | 6.25%
|  | Regulatory |  |  |  |  | 8.333% | 12.46% | 8.333% | 6.25% | [5 empty] | Regulatory | 8.333% | 12.46% | 8.333% | 6.25%
|  | Nuisance issues | [8 empty] | 8.333% | 10.84% | 8.333% | 12.5% |  | Nuisance issues | 8.333% | 10.84% | 8.333% | 12.5%
|  | Workplace Conditions/Safety | [8 empty] | 8.333% | 7.653% | 8.333% | 12.5% |  | Workplace Conditions/Safety | 8.333% | 7.653% | 8.333% | 12.5%
|  | Public Interaction/Engagement | [8 empty] | 16.67% | 7.015% | 16.67% | 25% |  | Public Interaction/Engagement | 16.67% | 7.015% | 16.67% | 25%
|  |  |  | 1X | 1Y | 2X | 2Y | 3Y | 4Y | Custom
|  |  |  | 1X:AnaDig+CHP, Prtmt,LandApp | 1Y:AnaDig+CHP, Prtmt,Landfill | 2X:AnaDig+CHP, Codig,LandApp | 2Y:AnaDig+CHP, Codig,Landfill | 3Y:Incin,Landfill | 4Y:Gasif,Landfill | Custom
!N$19 |  | Labor |  | 16171631.8309 | 16171631.8309 | 10402292.9074 | 10402292.9074 | 9468277.8887 | 11189020.9424 | 0
!N$20 |  | Maintenance |  | 4529801.7759 | 4529801.7759 | 3640263.6628 | 3640263.6628 | 3202337.2071 | 3065485.1897 | 0
!N$21 |  | Chemicals |  | 4912987.4246 | 4912987.4246 | 3599208.0576 | 3599208.0576 | 4406634.9602 | 2134891.4714 | 0
!N$22 |  | Reuse and Disposal Costs |  | 2641243.9358 | 4420320.1619 | 6527841.2299 | 8279547.0526 | 4748765.0037 | 1669594.6123 | 0
!N$23 |  | Natural Gas |  | 0 | 0 | 0 | 0 | 698562.8294 | 181994.5426 | 0
!N$24 |  | Electricity Consumption |  | 539934.9099 | 539934.9099 | 894038.5635 | 894038.5635 | 116863.9606 | 518234.6434 | 0
!N$25 |  | Extraordinary Maintenance Costs |  | 0 | 0 | 0 | 0 | 0 | 0 | 0
|  | Total O&M Cost |  | 28795599.877 | 30574676.1031 | 25063644.4212 | 26815350.2438 | 22641441.8497 | 18759221.4018 | 0
|  |  |  | 56.16% | 52.89% | 41.5% | 38.79% | 41.82% | 59.65%
|  |  |  | 63206644.9769 | 64985721.2031 | 55317059.4436 | 57068765.2663 | 50232652.6496 | 50232523.2886
|  |  |  | 1X | 1Y | 2X | 2Y | 3Y | 4Y
|  |  | Reference Case | 63206644.9769 | 64985721.2031 | 55317059.4436 | 57068765.2663 | 50232652.6496 | 50232523.2886
|  |  | Low Electric and Gas Cost Scenario | 63334715.957 | 65113792.1832 | 55419326.8373 | 57171032.66 | 50087543.1304 | 50142156.6659
|  |  | Difference | -128070.9801 | -128070.9801 | -102267.3937 | -102267.3937 | 145109.5191 | 90366.6228
|  |  |  | 1X | 1Y | 2X | 2Y | 3Y | 4Y
|  |  | Reference Case | 63206644.9769 | 64985721.2031 | 55317059.4436 | 57068765.2663 | 50232652.6496 | 50232523.2886
|  |  | High Electric and Gas Cost Scenario | 62735874.585 | 64514950.8112 | 54941139.3018 | 56692845.1245 | 50235517.3915 | 50426478.6946
|  |  | Difference | 470770.3919 | 470770.3919 | 375920.1418 | 375920.1418 | -2864.742 | -193955.406
Total TBL Ranking
Base Case |  |  | Scenario | Score | Rank | Change in Rank |  | Base Case | Base Case
3.5137 |  | 1X:AnaDig+CHP,Prtmt,LandApp |  | 3.6605 | 2 | 0 | 0.13772 | 3.5228 | 2
2.6914 |  | 1Y:AnaDig+CHP,Prtmt,Landfill |  | 2.8186 | 6 | 0 | 0.17496 | 2.6437 | 6
3.7324 |  | 2X:AnaDig+CHP,Codig,LandApp |  | 3.838 | 1 | 0 | 0.10037 | 3.7376 | 1
3.0279 |  | 2Y:AnaDig+CHP,Codig,Landfill |  | 2.987 | 4 | -1 | 0.034963 | 2.952 | 3
2.6669 |  | 3Y:Incin,Landfill |  | 2.8221 | 5 | -1 | 0.061555 | 2.7605 | 4
2.7783 |  | 4Y:Gasif,Landfill |  | 2.9986 | 3 | 2 | 0.24725 | 2.7514 | 5
Engineering Technical Results
|  |  | Scenario | Simplicity | Flexibility | State of Technology
|  | 1X:AnaDig+CHP,Prtmt,LandApp |  | 2 | 3.5 | 3
|  | 1Y:AnaDig+CHP,Prtmt,Landfill |  | 3 | 3 | 3
|  | 2X:AnaDig+CHP,Codig,LandApp |  | 3 | 4.5 | 4
|  | 2Y:AnaDig+CHP,Codig,Landfill |  | 4 | 4 | 4
|  | 3Y:Incin,Landfill |  | 4 | 1.5 | 4.5
|  | 4Y:Gasif,Landfill |  | 3 | 3 | 1
Environmental Results
|  |  | Scenario | Score | Rank
|  | 1X:AnaDig+CHP,Prtmt,LandApp |  | 3.8625 | 1
|  | 1Y:AnaDig+CHP,Prtmt,Landfill |  | 2.0253 | 3
|  | 2X:AnaDig+CHP,Codig,LandApp |  | 3.6167 | 2
|  | 2Y:AnaDig+CHP,Codig,Landfill |  | 1.5286 | 6
|  | 3Y:Incin,Landfill |  | 1.6189 | 5
|  | 4Y:Gasif,Landfill |  | 1.9385 | 4
Social Results
|  |  | Scenario | Score | Rank
|  | 1X:AnaDig+CHP,Prtmt,LandApp |  | 3.2117 | 2
|  | 1Y:AnaDig+CHP,Prtmt,Landfill |  | 2.6867 | 4
|  | 2X:AnaDig+CHP,Codig,LandApp |  | 3.3625 | 1
|  | 2Y:AnaDig+CHP,Codig,Landfill |  | 3.0875 | 3
|  | 3Y:Incin,Landfill |  | 2.3373 | 5
|  | 4Y:Gasif,Landfill |  | 2.3373 | 5
Results for Nuisance Issues
|  |  | Scenario | Score | Rank
|  | 1X:AnaDig+CHP,Prtmt,LandApp |  | 3.847 | 4
|  | 1Y:AnaDig+CHP,Prtmt,Landfill |  | 4.247 | 3
|  | 2X:AnaDig+CHP,Codig,LandApp |  | 2.7 | 6
|  | 2Y:AnaDig+CHP,Codig,Landfill |  | 3.1 | 5
|  | 3Y:Incin,Landfill |  | 4.3494 | 1
|  | 4Y:Gasif,Landfill |  | 4.3494 | 1
Results for Workplace Conditions
|  |  | Scenario | Score | Rank
|  | 1X:AnaDig+CHP,Prtmt,LandApp |  | 4 | 1
|  | 1Y:AnaDig+CHP,Prtmt,Landfill |  | 3.5 | 3
|  | 2X:AnaDig+CHP,Codig,LandApp |  | 3.75 | 2
|  | 2Y:AnaDig+CHP,Codig,Landfill |  | 3.25 | 4
|  | 3Y:Incin,Landfill |  | 3 | 5
|  | 4Y:Gasif,Landfill |  | 3 | 5
Results for Public Engagement
|  |  | Scenario | Score | Rank
|  | 1X:AnaDig+CHP,Prtmt,LandApp |  | 2.5 | 3
|  | 1Y:AnaDig+CHP,Prtmt,Landfill |  | 1.5 | 4
|  | 2X:AnaDig+CHP,Codig,LandApp |  | 3.5 | 1
|  | 2Y:AnaDig+CHP,Codig,Landfill |  | 3 | 2
|  | 3Y:Incin,Landfill |  | 1 | 5
|  | 4Y:Gasif,Landfill |  | 1 | 5
Note on A156: Alok Patil: Results 04-04-2014

## Lookups
ScoringMethod
As-Is
Normalize to Max
0-5
+/-5
Facotrs
As-Is | 1
Normalize to Max
0-5
+/-5
Weights Selection
1
2
3
4
5
6
1X | 1X1Y-
1Y | 1X1Y-
2X | 2X2Y-
2Y | 2X2Y-
3Y | 3Y-
4Y | 4Y-
Custom | Custom-
On
Off