## CH 10 WQ Data
Poughkeepsie Combined Filter Effluent UVT Data | [6 empty] | Flow and UVA Data for a large drining water treatment plant |  |  | Scott's valley Water Reclamation Plant, California |  |  | California WWTP |  |  | California WWTP
in the eastern USA
| UVA 254 (cm-1) at time: | [5 empty] | Date | Flow | UVT | Date | Flow | UVT | Date | Flow | UVT | Date | UVT
DATE | 4:00 | 8:00 | 12:00 | 16:00 | 20:00 | 0:00 |  | mgd | % |  | gpm | % |  | mgd | % |  | %
2000-07-07 | 0.044 | 0.043 | 0.037 | 0.027 | 0.019 | 0.043 | 2000-01-01 | 50.252 | 91.4113 | 2002-08-01 |  | 63 | 2003-02-25 15:30 | 8.5 | 59 | 2003-11-06 07:45 | 71.3
2000-07-08 | 0.03 | 0.045 | 0.037 | 0.03 | 0.041 | 0.022 | 2000-01-02 | 42.758 | 91.4113 | 2002-08-02 |  | 62 | 2003-02-26 06:43 | 7.6 | 57 | 2003-11-06 14:45 | 71.2
2000-07-09 | 0.041 | 0.045 | 0.035 | 0.036 | 0.036 | 0.031 | 2000-01-03 | 41.044 | 91.4113 | 2002-08-03 |  | 65 | 2003-02-26 15:15 | 8.6 | 58 | 2003-11-06 20:11 | 71.1
2000-07-10 | 0.043 | 0.041 | 0.034 | 0.031 | 0.035 | 0.036 | 2000-01-04 | 42.984 | 91.4113 | 2002-08-04 |  | 63 | 2003-02-27 06:33 | 8.1 | 49 | 2003-11-07 07:45 | 71.7
2000-07-11 | 0.036 | 0.049 | 0.037 | 0.029 | 0.029 | 0.032 | 2000-01-05 | 40.449 | 91.4113 | 2002-08-05 |  | 60 | 2003-02-27 13:00 | 7.4 | 47 | 2003-11-07 21:01 | 70.7
2000-07-12 | 0.034 | 0.034 | 0.028 | 0.034 | 0.032 | 0.034 | 2000-01-06 | 42.367 | 91.4113 | 2002-08-06 |  | 63 | 2003-02-27 15:35 | 6.9 | 41 | 2003-11-08 07:36 | 71.8
2000-07-13 | 0.037 | 0.028 | 0.033 | 0.03 | 0.034 | 0.048 | 2000-01-07 | 42.623 | 91.4113 | 2002-08-07 |  | 61 | 2003-02-28 06:30 | 6.4 | 52 | 2003-11-08 14:10 | 71.9
2000-07-14 | 0.042 | N/A | OFF | 0.029 | 0.038 | 0.035 | 2000-01-08 | 41.169 | 91.4113 | 2002-08-08 |  | 61 | 2003-03-01 06:22 | 6.5 | 55 | 2003-11-08 21:10 | 69.4
2000-07-15 | 0.047 | 0.046 | 0.039 | 0.041 | 0.048 | NA | 2000-01-09 | 43.633 | 91.4113 | 2002-08-09 |  | 63 | 2003-03-01 11:30 | 8.8 | 52 | 2003-11-09 07:59 | 72.5
2000-07-16 | 0.039 | 0.037 | 0.034 | 0.032 | 0.035 | 0.038 | 2000-01-10 | 43.208 | 91.4113 | 2002-08-10 |  | 66 | 2003-03-01 16:00 | 8.7 | 56 | 2003-11-09 13:20 | 72.2
2000-07-17 | 0.039 | 0.039 | 0.031 | 0.037 | 0.038 | 0.032 | 2000-01-11 | 37.032 | 88.5931 | 2002-08-11 |  | 65 | 2003-03-02 06:50 | 7.3 | 66 | 2003-11-09 21:03 | 69.4
2000-07-18 | 0.032 | 0.035 | 0.031 | 0.027 | 0.033 | 0.032 | 2000-01-12 | 48.464 | 88.5931 | 2002-08-12 |  | 65 | 2003-03-02 12:28 | 8.3 | 66 | 2003-11-10 07:30 | 73.7
2000-07-19 | 0.043 | 0.041 | 0.039 | 0.034 | 0.037 | 0.048 | 2000-01-13 | 48.505 | 88.5931 | 2002-08-13 |  | 63 | 2003-03-02 | 8.6 | 62 | 2003-11-10 13:30 | 72.5
2000-07-20 | 0.031 | 0.043 | 0.033 | 0.028 | 0.036 | 0.041 | 2000-01-14 | 44.541 | 88.5931 | 2002-08-14 |  | 62 | 2003-03-03 06:50 | 7.6 | 65 | 2003-11-10 20:50 | 69.4
2000-07-21 | 0.032 | 0.039 | 0.048 | 0.042 | 0.038 | 0.043 | 2000-01-15 | 47.698 | 88.5931 | 2002-08-15 |  | 62 | 2003-03-03 12:15 | 8.9 | 63 | 2003-11-11 07:27 | 72.3
2000-07-22 | 0.048 | 0.048 | 0.032 | 0.031 | 0.042 | 0.038 | 2000-01-16 | 48.72 | 88.5931 | 2002-08-16 |  | 63 | 2003-03-04 06:50 | 7.4 | 62 | 2003-11-11 13:25 | 73
2000-07-23 | 0.033 | 0.042 | 0.033 | 0.039 | 0.035 | 0.041 | 2000-01-17 | 44.179 | 88.5931 | 2002-08-17 |  | 64 | 2003-03-04 16:06 | 7.1 | 63 | 2003-11-11 21:01 | 70.3
2000-07-24 | 0.042 | 0.046 | 0.04 | 0.036 | 0.036 | 0.034 | 2000-01-18 | 50.853 | 90.6358 | 2002-08-18 |  | 63 | 2003-03-05 07:00 | 7 | 65 | 2003-11-12 07:15 | 75.4
2000-07-25 | 0.039 | 0.038 | 0.033 | 0.033 | 0.034 | 0.037 | 2000-01-19 | 52.371 | 90.6358 | 2002-08-19 |  | 62 | 2003-03-05 15:45 | 6.4 | 47 | 2003-11-12 14:00 | 72.4
2000-07-26 | 0.043 | 0.046 | N/A | 0.033 | 0.029 | 0.054 | 2000-01-20 | 50.916 | 90.6358 | 2002-08-20 |  | 64 | 2003-03-06 06:43 | 6.7 | 66 | 2003-11-12 21:10 | 71.4
2000-07-27 | 0.041 | 0.039 | 0.034 | 0.035 | 0.038 | 0.038 | 2000-01-21 | 50.317 | 90.6358 | 2002-08-21 |  |  | 2003-03-06 12:18 | 7.8 | 68 | 2003-11-13 07:14 | 72
2000-07-28 | 0.04 | 0.04 | 0.047 | 0.029 | 0.031 | 0.038 | 2000-01-22 | 50.499 | 90.6358 | 2002-08-22 |  |  | 2003-03-06 15:37 | 7.2 | 67 | 2003-11-13 13:33 | 71.9
2000-07-29 | 0.035 | 0.04 | 0.042 | 0.032 | 0.029 | 0.035 | 2000-01-23 | 52.199 | 90.6358 | 2002-08-23 |  |  | 2003-03-07 06:45 | 6.7 | 65 | 2003-11-13 20:47 | 68.3
2000-07-30 | 0.036 | 0.039 | 0.027 | 0.021 | 0.042 | 0.042 | 2000-01-24 | 52.338 | 90.6358 | 2002-08-24 |  |  | 2003-03-07 12:27 | 8.2 | 66 | 2003-11-14 07:30 | 70.1
2000-07-31 | 0.038 | 0.043 | 0.054 | 0.031 | 0.038 | 0.039 | 2000-01-25 | 57.939 | 89.7222 | 2002-08-25 |  |  | 2003-03-07 15:45 | 7 | 68 | 2003-11-14 13:00 | 71.4
2000-08-01 | 0.041 | 0.043 | 0.042 | 0.041 | 0.039 | 0.047 | 2000-01-26 | 58.043 | 89.7222 | 2002-08-26 |  | 63 | 2003-03-08 06:39 | 3.4 | 65 | 2003-11-14 21:12 | 72.1
2000-08-02 | 0.046 | 0.047 | 0.042 | 0.038 | 0.035 | 0.044 | 2000-01-27 | 52.89 | 89.7222 | 2002-08-27 |  | 62 | 2003-03-08 12:32 | 8.8 | 66 | 2003-11-15 07:19 | 73.5
2000-08-03 | 0.034 | 0.038 | 0.027 | 0.044 | 0.048 | 0.042 | 2000-01-28 | 50.52 | 89.7222 | 2002-08-28 |  | 64 | 2003-03-08 15:30 | 8.9 | 67 | 2003-11-15 13:50 | 71.8
2000-08-04 | 0.041 | 0.047 | 0.047 | 0.031 | 0.05 | 0.044 | 2000-01-29 | 58.402 | 89.7222 | 2002-08-29 |  | 62 | 2003-03-09 07:15 | 7.3 | 66 | 2003-11-15 21:00 | 69.8
2000-08-05 | 0.037 | 0.042 | 0.039 | 0.032 | 0.037 | 0.04 | 2000-01-30 | 55.208 | 89.7222 | 2002-08-30 |  | 60 | 2003-03-09 16:00 | 8.6 | 70 | 2003-11-16 08:00 | 74.1
2000-08-06 | 0.049 | 0.038 | 0.04 | 0.037 | 0.043 | 0.042 | 2000-01-31 | 56.862 | 89.7222 | 2002-08-31 |  | 62 | 2003-03-10 06:45 | 7.5 | 66 | 2003-11-16 13:20 | 75.1
2000-08-07 | 0.043 | 0.045 | 0.05 | 0.042 | 0.042 | 0.047 | 2000-02-01 | 58.327 | 91.7487 | 2002-09-01 |  | 63 | 2003-03-10 15:50 | 7.8 | 67 | 2003-11-16 21:00 | 72.3
2000-08-08 | 0.043 | 0.041 | 0.04 | 0.038 | 0.041 | 0.046 | 2000-02-02 | 55.172 | 91.7487 | 2002-09-02 |  | 67 | 2003-03-11 06:45 | 7.1 | 64 | 2003-11-17 07:18 | 73.4
2000-08-09 | 0.048 | 0.046 | 0.054 | 0.048 | 0.045 | 0.078 | 2000-02-03 | 57.398 | 91.7487 | 2002-09-03 |  | 65 | 2003-03-11 12:40 | 8.5 | 65 | 2003-11-17 14:15 | 71.9
2000-08-10 | 0.051 | 0.046 | 0.048 | 0.053 | 0.056 | 0.051 | 2000-02-04 | 47.799 | 91.7487 | 2002-09-04 |  | 64 | 2003-03-11 15:44 | 7.3 | 61 | 2003-11-17 21:03 | 73.1
2000-08-11 | 0.045 | 0.053 | 0.04 | 0.032 | 0.056 | 0.03 | 2000-02-05 | 60.896 | 91.7487 | 2002-09-05 |  | 62 | 2003-03-12 06:34 | 7.3 | 65 | 2003-11-18 07:20 | 73.2
2000-08-12 | 0.045 | 0.047 | 0.027 | 0.027 | 0.029 | 0.043 | 2000-02-06 | 59.862 | 91.7487 | 2002-09-06 |  | 64 | 2003-03-12 11:30 | 8.1 | 64 | 2003-11-18 14:00 | 71.9
2000-08-13 | 0.047 | 0.044 | 0.045 | 0.041 | 0.043 | 0.047 | 2000-02-07 | 57.999 | 91.7487 | 2002-09-07 |  | 65 | 2003-03-13 06:38 | 6 | 63 | 2003-11-18 21:30 | 69.6
2000-08-14 | 0.047 | 0.046 | 0.047 | 0.049 | 0.045 | 0.05 | 2000-02-08 | 58.723 | 92.9394 | 2002-09-08 |  | 65 | 2003-03-13 12:18 | 8.3 | 65 | 2003-11-19 07:40 | 72
2000-08-15 | 0.051 | 0.051 | 0.05 | 0.031 | 0.036 | 0.041 | 2000-02-09 | 60.102 | 92.9394 | 2002-09-09 |  | 65 | 2003-03-14 06:58 | 6.3 | 64 | 2003-11-19 13:15 | 71.2
2000-08-16 | 0.05 | 0.053 | 0.045 | 0.036 | 0.036 | 0.039 | 2000-02-10 | 57.115 | 92.9394 | 2002-09-10 |  | 64 | 2003-03-14 12:58 | 7.1 | 66 | 2003-11-19 21:00 | 71.4
2000-08-17 | 0.04 | 0.042 | 0.044 | 0.035 | 0.049 | 0.041 | 2000-02-11 | 59.608 | 92.9394 | 2002-09-11 |  | 63 | 2003-03-15 06:38 | 6.5 | 65 | 2003-11-20 07:20 | 73.3
2000-08-18 | 0.047 | 0.045 | 0.047 | 0.044 | 0.046 | 0.052 | 2000-02-12 | 57.631 | 92.9394 | 2002-09-12 |  | 64 | 2003-03-15 12:30 | 8 | 66 | 2003-11-20 13:50 | 70.8
2000-08-19 | 0.052 | 0.053 | 0.05 | 0.039 | 0.044 | 0.05 | 2000-02-13 | 59.432 | 92.9394 | 2002-09-13 |  | 63 | 2003-03-16 06:36 | 7.1 | 64 | 2003-11-20 21:00 | 71.9
2000-08-20 | 0.049 | 0.051 | 0.054 | 0.048 | 0.049 | 0.047 | 2000-02-14 | 48.396 | 92.9394 | 2002-09-14 |  | 63 | 2003-03-16 12:28 | 7.4 | 66 | 2003-11-21 07:35 | 73.4
2000-08-21 | 0.054 | 0.056 | 0.049 | 0.046 | 0.034 | 0.042 | 2000-02-15 | 57.017 | 90.469 | 2002-09-15 |  | 65 | 2003-03-16 15:52 | 7 | 69 | 2003-11-21 13:30 | 72.8
2000-08-22 | 0.046 | 0.05 | 0.052 | 0.064 | 0.049 | 0.049 | 2000-02-16 | 59.557 | 90.469 | 2002-09-16 |  | 63 | 2003-03-17 06:38 | 6.4 | 66 | 2003-11-21 21:10 | 72.5
2000-08-23 | 0.055 | 0.058 | 0.057 | 0.053 | 0.069 | 0.06 | 2000-02-17 | 58.77 | 90.469 | 2002-09-17 |  | 61 | 2003-03-17 12:37 | 7 | 71 | 2003-11-22 06:36 | 73.6
2000-08-24 | 0.061 | 0.056 | 0.058 | 0.049 | 0.056 | 0.06 | 2000-02-18 | 56.558 | 90.469 | 2002-09-18 |  | 64 | 2003-03-18 07:02 | 6.7 | 66 | 2003-11-22 13:30 | 73.3
2000-08-25 | 0.073 | 0.056 | 0.049 | 0.042 | 0.045 | 0.047 | 2000-02-19 | 56.801 | 90.469 | 2002-09-19 |  | 61 | 2003-03-18 11:57 | 7.3 | 65 | 2003-11-22 21:10 | 71.7
2000-08-26 | 0.046 | 0.048 | 0.048 | 0.047 | 0.046 | 0.048 | 2000-02-20 | 57.813 | 90.469 | 2002-09-20 |  | 61 | 2003-03-18 15:30 | 6.8 | 64 | 2003-11-23 07:57 | 72.9
2000-08-27 | 0.051 | 0.053 | 0.053 | 0.046 | 0.044 | 0.054 | 2000-02-21 | 49.605 | 90.469 | 2002-09-21 |  | 61 | 2003-03-19 06:56 | 6.3 | 64 | 2003-11-23 13:30 | 73.5
2000-08-28 | 0.053 | 0.056 | 0.058 | 0.047 | 0.051 | 0.052 | 2000-02-22 | 57.108 | 88.8587 | 2002-09-22 |  | 61 | 2003-03-19 12:20 | 7.2 | 65 | 2003-11-23 21:00 | 70.6
2000-08-29 | 0.054 | 0.057 | 0.05 | 0.042 | 0.059 | 0.042 | 2000-02-23 | 53.605 | 88.8587 | 2002-09-23 |  | 63 | 2003-03-19 15:39 | 6.8 | 65 | 2003-11-24 07:50 | 74.2
2000-08-30 | 0.057 | 0.055 | 0.053 | 0.051 | 0.066 | 0.055 | 2000-02-24 | 58.588 | 88.8587 | 2002-09-24 |  | 57 | 2003-03-20 06:43 | 6.1 | 65 | 2003-11-24 14:00 | 74
2000-08-31 | 0.053 | 0.063 | 0.047 | 0.043 | 0.062 | 0.068 | 2000-02-25 | 58.512 | 88.8587 | 2002-09-25 |  | 57 | 2003-03-20 12:56 | 7.3 | 66 | 2003-11-24 20:50 | 72.7
2000-09-01 | 0.047 | 0.031 | 0.037 | 0.056 | 0.084 | 0.048 | 2000-02-26 | 56.896 | 88.8587 | 2002-09-26 |  | 60 | 2003-03-21 06:41 | 6.3 | 64 | 2003-11-25 07:40 | 73.2
2000-09-02 | 0.066 | 0.064 | 0.058 | 0.051 | 0.048 | 0.05 | 2000-02-27 | 61.608 | 88.8587 | 2002-09-27 |  | 56 | 2003-03-21 12:07 | 8.1 | 66 | 2003-11-25 13:30 | 72.8
2000-09-03 | 0.056 | 0.057 | 0.053 | 0.042 | 0.041 | 0.046 | 2000-02-28 | 52.217 | 88.8587 | 2002-09-28 |  | 59 | 2003-03-21 15:36 | 7.2 | 66 | 2003-11-25 21:00 | 69
2000-09-04 | 0.047 | 0.049 | 0.05 | 0.043 | 0.044 | 0.04 | 2000-02-29 | 61.347 | 88.8587 | 2002-09-29 |  | 62 | 2003-03-22 06:50 | 6.3 | 63 | 2003-11-26 07:45 | 71.6
2000-09-05 | 0.049 | 0.051 | 0.057 | 0.034 | 0.039 | 0.041 | 2000-03-01 | 59.209 | 88.8587 | 2002-09-30 |  | 56 | 2003-03-22 12:30 | 8.3 | 65 | 2003-11-26 13:30 | 72.8
2000-09-06 | 0.046 | 0.048 | 0.044 | 0.043 | 0.047 | 0.048 | 2000-03-02 | 59.796 | 88.8587 |  |  |  | 2003-03-22 | 7.4 | 65 | 2003-11-26 21:00 | 70.3
2000-09-07 | 0.05 | 0.057 | 0.044 | 0.036 | 0.037 | 0.037 | 2000-03-03 | 57.634 | 88.8587 | 2003-04-01 |  | 63 | 2003-03-23 07:05 | 6.7 | 63 | 2003-11-27 07:16 | 72.8
2000-09-08 | 0.035 | 0.037 | 0.048 | 0.032 | 0.044 | 0.046 | 2000-03-04 | 55.366 | 88.8587 | 2003-04-02 |  | 57 | 2003-03-23 16:17 | 7.3 | 66 | 2003-11-27 13:30 | 74.5
2000-09-09 | 0.045 | 0.051 | 0.043 | 0.045 | 0.046 | 0.048 | 2000-03-05 | 59.72 | 88.8587 | 2003-04-03 |  | 62 | 2003-03-24 06:50 | 6 | 65 | 2003-11-27 21:00 | 69.9
2000-09-10 | 0.047 | 0.051 | 0.044 | 0.037 | 0.035 | 0.042 | 2000-03-06 | 50.62 | 88.8587 | 2003-04-04 |  | 62 | 2003-03-24 12:15 | 9.5 | 63 | 2003-11-28 13:30 | 73.7
2000-09-11 | 0.048 | 0.047 | 0.031 | 0.043 | 0.053 | 0.043 | 2000-03-07 | 51.982 | 91.3692 | 2003-04-05 |  | 56 | 2003-03-25 06:45 | 7.7 | 62 | 2003-11-28 21:00 | 71.5
2000-09-12 | 0.045 | 0.05 | 0.048 | 0.065 | 0.042 | 0.043 | 2000-03-08 | 56.204 | 91.3692 | 2003-04-06 |  | 60 | 2003-03-25 11:15 | 8.2 | 64 | 2003-11-29 07:47 | 74.3
2000-09-13 | 0.044 | 0.047 | 0.051 | 0.046 | 0.044 | 0.045 | 2000-03-09 | 57.879 | 91.3692 | 2003-04-07 |  | 57 | 2003-03-26 06:40 | 7.2 | 62 | 2003-11-29 13:30 | 70.3
2000-09-14 | 0.044 | 0.046 | 0.038 | 0.031 | 0.031 | 0.032 | 2000-03-10 | 58.74 | 91.3692 | 2003-04-08 |  | 56 | 2003-03-26 12:36 | 7.4 | 63 | 2003-11-29 21:05 | 70.9
2000-09-15 | 0.037 | 0.037 | 0.046 | 0.036 | 0.037 | 0.033 | 2000-03-11 | 59.048 | 91.3692 | 2003-04-09 |  | 61 | 2003-03-26 15:50 | 6.8 | 64 | 2003-11-30 07:37 | 73.8
2000-09-16 | 0.038 | 0.04 | 0.039 | 0.031 | 0.03 | 0.03 | 2000-03-12 | 59.055 | 91.3692 | 2003-04-10 |  | 64 | 2003-03-27 06:43 | 6.4 | 63 | 2003-11-30 13:25 | 75.2
2000-09-17 | 0.038 | 0.04 | 0.04 | 0.031 | 0.03 | 0.036 | 2000-03-13 | 52.32 | 91.3692 | 2003-04-11 |  | 65 | 2003-03-27 13:38 | 7.5 | 63 | 2003-11-30 21:00 | 71
2000-09-18 | 0.042 | 0.044 | 0.038 | 0.028 | 0.028 | 0.034 | 2000-03-14 | 59.509 | 91.8967 | 2003-04-12 |  | 69 | 2003-03-27 15:24 | 6.6 | 63 | 2003-12-01 07:40 | 73.2
2000-09-19 | 0.038 | 0.042 | 0.036 | 0.025 | 0.032 | 0.036 | 2000-03-15 | 56.926 | 91.8967 | 2003-04-13 |  | 71 | 2003-03-28 06:49 | 6.6 | 63 | 2003-12-01 13:30 | 71.3
2000-09-20 | 0.04 | 0.042 | 0.04 | 0.027 | 0.028 | 0.036 | 2000-03-16 | 58.375 | 91.8967 | 2003-04-14 |  | 66 | 2003-03-28 12:48 | 7.5 | 66 | 2003-12-01 21:00 | 67.7
2000-09-21 | 0.038 | 0.042 | 0.042 | 0.03 | 0.029 | 0.032 | 2000-03-17 | 58.909 | 91.8967 | 2003-04-15 |  | 62 | 2003-03-28 15:56 | 6.2 | 63 | 2003-12-02 07:30 | 69.9
2000-09-22 | 0.038 | 0.04 | 0.04 | 0.05 | 0.047 | 0.045 | 2000-03-18 | 57.878 | 91.8967 | 2003-04-16 |  | 67 | 2003-03-29 06:47 | 6.7 | 64 | 2003-12-02 13:30 | 71.8
2000-09-23 | 0.053 | 0.052 | 0.046 | 0.041 | 0.042 | 0.043 | 2000-03-19 | 59.979 | 91.8967 | 2003-04-17 |  | 66 | 2003-03-29 12:48 | 8.6 | 64 | 2003-12-02 21:00 | 72.3
2000-09-24 | 0.044 | 0.047 | 0.028 | 0.03 | 0.03 | 0.048 | 2000-03-20 | 53.998 | 91.8967 | 2003-04-18 |  |  | 2003-03-29 | 7.9 | 64 | 2003-12-03 07:23 | 70.7
2000-09-25 | 0.049 | 0.048 | 0.043 | 0.045 | 0.03 | 0.043 | 2000-03-21 | 59.2 | 89.6603 | 2003-04-19 |  | 64 | 2003-03-30 07:20 | 7.2 | 65 | 2003-12-03 13:30 | 71.6
2000-09-26 | 0.048 | 0.047 | 0.039 | 0.033 | 0.036 | 0.045 | 2000-03-22 | 66.145 | 89.6603 | 2003-04-20 |  | 66 | 2003-03-30 11:50 | 7.2 | 66 | 2003-12-03 21:00 | 72.3
2000-09-27 | 0.053 | 0.055 | 0.049 | 0.038 | 0.036 | 0.055 | 2000-03-23 | 64.498 | 89.6603 | 2003-04-21 |  | 63 | 2003-03-31 06:50 | 6.9 | 64 | 2003-12-04 07:27 | 72.2
2000-09-28 | 0.061 | 0.05 | 0.053 | 0.058 | 0.048 | 0.06 | 2000-03-24 | 64.852 | 89.6603 | 2003-04-22 |  | 65 | 2003-03-31 11:30 | 8.5 | 67 | 2003-12-04 13:30 | 71.7
2000-09-29 | 0.052 | 0.06 | 0.055 | 0.043 | 0.036 | 0.045 | 2000-03-25 | 64.709 | 89.6603 | 2003-04-23 |  | 65 |  |  |  | 2003-12-04 21:00 | 69.1
2000-09-30 | 0.053 | 0.054 | 0.047 | 0.044 | 0.035 | 0.041 | 2000-03-26 | 63.608 | 89.6603 | 2003-04-24 |  | 66 |  |  |  | 2003-12-05 07:20 | 71.2
2000-10-01 | 0.046 | 0.043 | 0.051 | 0.034 | 0.033 | 0.05 | 2000-03-27 | 56.788 | 89.6603 | 2003-04-25 |  | 66 |  |  |  | 2003-12-05 13:30 | 71.4
2000-10-02 | 0.053 | 0.055 | 0.058 | 0.052 | 0.017 | 0.046 | 2000-03-28 | 61.752 | 88.5319 | 2003-04-26 |  | 61 |  |  |  | 2003-12-05 21:00 | 75.3
2000-10-03 | 0.05 | 0.053 | 0.076 | 0.05 | 0.042 | 0.046 | 2000-03-29 | 63.828 | 88.5319 | 2003-04-27 |  | 65 |  |  |  | 2003-12-06 06:48 | 70.9
2000-10-04 | 0.049 | 0.051 | 0.051 | 0.041 | 0.041 | 0.045 | 2000-03-30 | 62.71 | 88.5319 | 2003-04-28 |  | 67 |  |  |  | 2003-12-06 13:30 | 73
2000-10-05 | 0.051 | 0.052 | 0.05 | 0.046 | 0.052 | 0.046 | 2000-03-31 | 63.013 | 88.5319 | 2003-04-29 |  | 67 |  |  |  | 2003-12-06 21:00 | 69.1
2000-10-06 | 0.051 | 0.052 | 0.053 | 0.047 | 0.045 | 0.048 | 2000-04-01 | 61.201 | 88.5319 | 2003-04-30 |  | 63 |  |  |  | 2003-12-07 07:05 | 71.3
2000-10-07 | 0.048 | 0.051 | 0.045 | 0.034 | 0.04 | 0.049 | 2000-04-02 | 61.201 | 88.5319 | 2003-05-01 |  | 65 |  |  |  | 2003-12-07 13:30 | 71.3
2000-10-08 | 0.051 | 0.052 | 0.045 | 0.041 | 0.039 | 0.043 | 2000-04-03 | 52.448 | 88.5319 | 2003-05-02 |  | 67 |  |  |  | 2003-12-07 21:00 | 70.9
2000-10-09 | 0.052 | 0.053 | 0.024 | 0.046 | 0.044 | 0.049 | 2000-04-04 | 52.498 | 89.9912 | 2003-05-03 |  | 66 |  |  |  | 2003-12-08 07:20 | 71.4
2000-10-10 | 0.053 | 0.051 | 0.039 | 0.032 | 0.034 | 0.051 | 2000-04-05 | 61.582 | 89.9912 | 2003-05-04 |  | 67 |  |  |  | 2003-12-08 13:30 | 73
2000-10-11 | 0.051 | 0.05 | 0.035 | 0.036 | 0.047 | 0.045 | 2000-04-06 | 57.905 | 89.9912 | 2003-05-05 |  | 66 |  |  |  | 2003-12-08 13:30 | 74.4
2000-10-12 | 0.049 | 0.053 | 0.05 | 0.048 | 0.053 | 0.055 | 2000-04-07 | 59.86 | 89.9912 | 2003-05-06 | 350 | 60 |  |  |  | 2003-12-08 21:00 | 72
2000-10-13 | 0.055 | 0.052 | 0.053 | 0.045 | 0.046 | 0.051 | 2000-04-08 | 62.064 | 89.9912 | 2003-05-07 | 350 | 64 |  |  |  | 2003-12-09 07:18 | 73.4
2000-10-14 | 0.053 | 0.054 | 0.046 | 0.038 | 0.036 | 0.045 | 2000-04-09 | 61.412 | 89.9912 | 2003-05-08 | 340 | 64 |  |  |  | 2003-12-09 21:00 | 72
2000-10-15 | 0.05 | 0.05 | 0.055 | 0.046 | 0.045 | 0.047 | 2000-04-10 | 59.679 | 89.9912 | 2003-05-09 | 340 | 65 |  |  |  | 2003-12-10 07:32 | 73.5
2000-10-16 | 0.051 | 0.052 | 0.056 | 0.054 | 0.048 | 0.054 | 2000-04-11 | 54.211 | 91.5588 | 2003-05-10 |  | 63 |  |  |  | 2003-12-10 13:30 | 70.8
2000-10-17 | 0.055 | 0.055 | 0.056 | 0.05 | 0.044 | 0.06 | 2000-04-12 | 56.865 | 91.5588 | 2003-05-11 |  | 66 |  |  |  | 2003-12-10 21:00 | 67.9
2000-10-18 | 0.059 | 0.052 | 0.052 | 0.048 | 0.047 | 0.048 | 2000-04-13 | 61.514 | 91.5588 | 2003-05-12 |  | 64 |  |  |  | 2003-12-11 07:19 | 74.6
2000-10-19 | 0.052 | 0.052 | 0.04 | 0.038 | 0.04 | 0.039 | 2000-04-14 | 54.654 | 91.5588 | 2003-05-13 |  | 67 |  |  |  | 2003-12-11 13:30 | 71.9
2000-10-20 | 0.041 | 0.046 | 0.061 | 0.042 | 0.044 | 0.046 | 2000-04-15 | 62.034 | 91.5588 | 2003-05-14 |  | 68 |  |  |  | 2003-12-11 21:00 | 71.4
2000-10-21 | 0.047 | 0.049 | 0.049 | 0.04 | 0.039 | 0.036 | 2000-04-16 | 61.687 | 91.5588 | 2003-05-15 |  | 66 |  |  |  | 2003-12-12 07:32 | 72.9
2000-10-22 | 0.046 | 0.049 | 0.055 | 0.052 | 0.041 | 0.045 | 2000-04-17 | 55.126 | 91.5588 | 2003-05-16 |  | 63 |  |  |  | 2003-12-12 13:30 | 73
2000-10-23 | 0.05 | 0.053 | 0.04 | 0.04 | 0.036 | 0.042 | 2000-04-18 | 62.969 | 90.2818 | 2003-05-17 | 345 | 64 |  |  |  | 2003-12-12 21:10 | 70.9
2000-10-24 | 0.044 | 0.046 | 0.052 | 0.042 | 0.037 | 0.045 | 2000-04-19 | 60.611 | 90.2818 | 2003-05-18 |  | 66 |  |  |  | 2003-12-13 07:06 | 72.2
2000-10-25 | 0.049 | 0.052 | 0.031 | 0.028 | 0.028 | 0.05 | 2000-04-20 | 62.763 | 90.2818 | 2003-05-19 |  | 66 |  |  |  | 2003-12-13 13:30 | 71.9
2000-10-26 | 0.059 | 0.056 | 0.047 | 0.043 | 0.032 | 0.032 | 2000-04-21 | 59.999 | 90.2818 | 2003-05-20 | 345 | 62 |  |  |  | 2003-12-13 21:00 | 70.9
2000-10-27 | 0.031 | 0.032 | 0.041 | 0.041 | 0.033 | 0.032 | 2000-04-22 | 60.357 | 90.2818 | 2003-05-21 |  | 63 |  |  |  | 2003-12-14 07:57 | 74.4
2000-10-28 | 0.041 | 0.04 | 0.049 | 0.038 | 0.045 | 0.045 | 2000-04-23 | 60.876 | 90.2818 | 2003-05-22 | 345 | 63 |  |  |  | 2003-12-14 13:30 | 74.9
2000-10-29 | 0.047 | 0.047 | 0.044 | 0.046 | 0.043 | 0.03 | 2000-04-24 | 46.434 | 90.2818 | 2003-05-23 | 345 | 64 |  |  |  | 2003-12-14 21:00 | 70.4
2000-10-30 | 0.057 | 0.06 | 0.057 | 0.047 | 0.043 | 0.054 | 2000-04-25 | 45.038 | 91.1801 | 2003-05-24 |  | 65 |  |  |  | 2003-12-15 07:25 | 75
2000-10-31 | 0.058 | 0.057 | 0.042 | 0.04 | 0.042 | 0.041 | 2000-04-26 | 48.222 | 91.1801 | 2003-05-25 |  | 63 |  |  |  | 2003-12-15 21:00 | 74.1
2000-11-01 | 0.049 | 0.047 | 0.05 | 0.046 | 0.047 | 0.053 | 2000-04-27 | 46.284 | 91.1801 | 2003-05-26 |  | 61 |  |  |  | 2003-12-16 07:40 | 77.5
2000-11-02 | 0.057 | 0.057 | 0.053 | 0.045 | 0.046 | 0.034 | 2000-04-28 | 48.549 | 91.1801 | 2003-05-27 | 350 | 60 |  |  |  | 2003-12-16 13:30 | 77.9
2000-11-03 | 0.022 | 0.032 | 0.041 | 0.033 | 0.042 | 0.043 | 2000-04-29 | 47.305 | 91.1801 | 2003-05-28 |  | 61 |  |  |  | 2003-12-16 21:00 | 74.4
2000-11-04 | 0.045 | 0.048 | 0.045 | 0.046 | 0.054 | 0.041 | 2000-04-30 | 47.014 | 91.1801 | 2003-05-29 |  | 64 |  |  |  | 2003-12-17 07:26 | 78.2
2000-11-05 | 0.045 | 0.048 | 0.047 | 0.049 | 0.044 | 0.064 | 2000-05-01 | 42.92 | 91.1801 | 2003-05-30 |  | 62 |  |  |  | 2003-12-17 13:30 | 74
2000-11-06 | 0.059 | 0.057 | 0.052 | 0.057 | 0.053 | 0.045 | 2000-05-02 | 45.811 | 94.5366 | 2003-05-31 | 350 | 65 |  |  |  | 2003-12-17 21:00 | 73.9
2000-11-07 | 0.048 | 0.049 | 0.053 | 0.04 | 0.042 | 0.057 | 2000-05-03 | 50.475 | 94.5366 | 2003-06-01 | 360 | 65 |  |  |  | 2003-12-18 07:22 | 76.3
2000-11-08 | 0.061 | 0.057 | 0.039 | 0.035 | 0.038 | 0.04 | 2000-05-04 | 48.22 | 94.5366 | 2003-06-02 | 360 | 49 |  |  |  | 2003-12-18 13:30 | 75.1
2000-11-09 | 0.042 | 0.044 | 0.03 | 0.034 | 0.036 | 0.051 | 2000-05-05 | 48.352 | 94.5366 | 2003-06-03 | 450 | 64 |  |  |  | 2003-12-18 21:00 | 72.4
2000-11-10 | 0.05 | 0.048 | 0.046 | 0.045 | 0.047 | 0.052 | 2000-05-06 | 49.025 | 94.5366 | 2003-06-04 | 360 | 64 |  |  |  | 2003-12-19 07:20 | 72.8
2000-11-11 | 0.05 | 0.043 | 0.053 | 0.057 | 0.057 | 0.068 | 2000-05-07 | 49.896 | 94.5366 | 2003-06-05 | 372 | 66 |  |  |  | 2003-12-19 13:30 | 71.6
2000-11-12 | 0.062 | 0.06 | 0.068 | 0.055 | 0.044 | 0.04 | 2000-05-08 | 43.599 | 94.5366 | 2003-06-06 | 367 | 63 |  |  |  | 2003-12-19 21:00 | 69
2000-11-13 | 0.051 | 0.048 | 0.047 | 0.047 | 0.048 | 0.058 | 2000-05-09 | 47.787 | 91.6643 | 2003-06-07 | 367 | 65 |  |  |  | 2003-12-20 07:17 | 68.2
2000-11-14 | 0.059 | 0.06 | 0.062 | 0.053 | 0.047 | 0.05 | 2000-05-10 | 48.79 | 91.6643 | 2003-06-08 | 369 | 66 |  |  |  | 2003-12-20 13:30 | 69.6
2000-11-15 | 0.054 | 0.052 | 0.059 | 0.048 | 0.055 | 0.056 | 2000-05-11 | 47.997 | 91.6643 | 2003-06-09 | 360 | 65 |  |  |  | 2003-12-20 21:00 | 66.3
2000-11-16 | 0.059 | 0.059 | 0.058 | 0.074 | 0.058 | 0.058 | 2000-05-12 | 45.714 | 91.6643 | 2003-06-10 | 360 | 64 |  |  |  | 2003-12-21 07:00 | 69.5
2000-11-17 | 0.052 | 0.046 | 0.059 | 0.052 | 0.061 | 0.057 | 2000-05-13 | 46.613 | 91.6643 | 2003-06-11 | 360 | 64 |  |  |  | 2003-12-21 13:30 | 70
2000-11-18 | 0.058 | 0.06 | 0.072 | 0.054 | 0.057 | 0.051 | 2000-05-14 | 47.397 | 91.6643 | 2003-06-12 | 360 | 63 |  |  |  | 2003-12-21 21:00 | 68.1
2000-11-19 | 0.061 | 0.061 | 0.063 | 0.055 | 0.054 | 0.059 | 2000-05-15 | 41.763 | 91.6643 | 2003-06-13 | 360 | 53 |  |  |  | 2003-12-22 13:30 | 70.1
2000-11-20 | 0.059 | 0.06 | 0.058 | 0.061 | 0.048 | 0.06 | 2000-05-16 | 46.702 | 93.1751 | 2003-06-14 | 361 | 61 |  |  |  | 2003-12-22 21:00 | 75.6
2000-11-21 | 0.062 | 0.061 | 0.059 | 0.062 | 0.054 | 0.055 | 2000-05-17 | 45.202 | 93.1751 | 2003-06-15 | 356 | 60 |  |  |  | 2003-12-23 07:12 | 78.3
2000-11-22 | 0.054 | 0.055 | 0.052 | 0.048 | 0.062 | 0.062 | 2000-05-18 | 40.426 | 93.1751 | 2003-06-16 | 356 | 61 |  |  |  | 2003-12-23 13:30 | 79.2
2000-11-23 | 0.063 | 0.055 | 0.058 | 0.061 | 0.058 | 0.062 | 2000-05-19 | 43.66 | 93.1751 | 2003-06-17 | 370 | 55 |  |  |  | 2003-12-23 21:00 | 65.2
2000-11-24 | 0.067 | 0.062 | 0.06 | 0.063 | 0.048 | 0.057 | 2000-05-20 | 45.05 | 93.1751 | 2003-06-18 | 358 | 58 |  |  |  | 2003-12-24 08:05 | 70.6
2000-11-25 | 0.058 | 0.066 | 0.054 | 0.057 | 0.055 | 0.042 | 2000-05-21 | 45.421 | 93.1751 | 2003-06-19 | 358 | 60 |  |  |  | 2003-12-24 13:30 | 68.5
2000-11-26 | 0.061 | 0.065 | 0.06 | 0.054 | 0.051 | 0.057 | 2000-05-22 | 39.867 | 93.1751 | 2003-06-20 | 358 | 58 |  |  |  | 2003-12-24 21:00 | 71.6
2000-11-27 | 0.052 | 0.055 | 0.06 | 0.049 | 0.039 | 0.052 | 2000-05-23 | 46.209 | 91.5377 | 2003-06-21 | 358 | 61 |  |  |  | 2003-12-25 07:55 | 68
2000-11-28 | 0.056 | 0.055 | 0.049 | 0.06 | 0.061 | 0.05 | 2000-05-24 | 45.427 | 91.5377 | 2003-06-22 | 379 | 57 |  |  |  | 2003-12-25 13:30 | 74
2000-11-29 | 0.04 | 0.042 | 0.055 | 0.06 | 0.058 | 0.05 | 2000-05-25 | 46.415 | 91.5377 | 2003-06-23 | 369 | 59 |  |  |  | 2003-12-25 21:00 | 71.6
2000-11-30 | 0.042 | 0.046 | 0.053 | 0.062 | 0.061 | 0.057 | 2000-05-26 | 49.724 | 91.5377 | 2003-06-24 | 368 | 61 |  |  |  | 2003-12-26 07:24 | 71.9
2000-12-01 | 0.057 | 0.058 | 0.057 | 0.058 | 0.05 | 0.058 | 2000-05-27 | 50.067 | 91.5377 | 2003-06-25 | 373 | 62 |  |  |  | 2003-12-26 13:30 | 74
2000-12-02 | 0.057 | 0.06 | 0.054 | 0.048 | 0.044 | 0.049 | 2000-05-28 | 50.903 | 91.5377 | 2003-06-26 | 373 | 62 |  |  |  | 2003-12-26 21:00 | 69
2000-12-03 | 0.054 | 0.052 | 0.044 | 0.039 | 0.041 | 0.054 | 2000-05-29 | 43.253 | 91.5377 | 2003-06-27 | 366 | 62 |  |  |  | 2003-12-27 06:55 | 71.1
2000-12-04 | 0.056 | 0.056 | 0.029 | 0.046 | 0.047 | 0.058 | 2000-05-30 | 50.106 | 91.5377 | 2003-06-28 | 358 | 62 |  |  |  | 2003-12-27 13:30 | 74
2000-12-05 | 0.055 | 0.056 | 0.053 | 0.054 | 0.029 | 0.039 | 2000-05-31 | 52.602 | 91.5377 | 2003-06-29 | 358 | 63 |  |  |  | 2003-12-27 21:00 | 76.1
2000-12-06 | 0.052 | 0.052 | 0.057 | 0.052 | 0.05 | 0.048 | 2000-06-01 | 52.786 | 91.5377 | 2003-06-30 | 358 | 62 |  |  |  | 2003-12-28 08:03 | 78.6
2000-12-07 | 0.049 | 0.051 | 0.024 | 0.04 | 0.043 | 0.052 | 2000-06-02 | 47.355 | 91.5377 | 2003-07-01 | 370.5 | 62 |  |  |  | 2003-12-28 21:00 | 76.1
2000-12-08 | 0.052 | 0.049 | 0.054 | 0.052 | 0.056 | 0.043 | 2000-06-03 | 47.1 | 91.5377 | 2003-07-02 | 370.5 | 63 |  |  |  | 2003-12-29 07:18 | 74.5
2000-12-09 | 0.043 | 0.044 | 0.05 | 0.047 | 0.055 | 0.054 | 2000-06-04 | 48.659 | 91.5377 | 2003-07-03 | 370.5 | 63 |  |  |  | 2003-12-29 13:30 | 80.9
2000-12-10 | 0.056 | 0.054 | 0.05 | 0.048 | 0.051 | 0.037 | 2000-06-05 | 45.209 | 91.5377 | 2003-07-04 | 370.5 | 65 |  |  |  | 2003-12-29 21:00 | 74.7
2000-12-11 | 0.04 | 0.043 | 0.043 | 0.06 | 0.066 | 0.054 | 2000-06-06 | 50.106 | 91.5377 | 2003-07-05 | 370.6 | 65 |  |  |  | 2003-12-30 07:30 | 77.8
2000-12-12 | 0.053 | 0.054 | 0.054 | 0.049 | 0.048 | 0.042 | 2000-06-07 | 46.341 | 91.5377 | 2003-07-06 | 370.5 | 68 |  |  |  | 2003-12-30 13:30 | 76.6
2000-12-13 |  | 0.051 | 0.048 | 0.045 | 0.048 | 0.04 | 2000-06-08 | 48.239 | 91.5377 | 2003-07-07 | 402.7 | 65 |  |  |  | 2003-12-30 21:00 | 74.9
2000-12-14 | 0.041 | 0.047 | 0.045 | 0.045 | 0.047 | 0.049 | 2000-06-09 | 51.263 | 91.5377 | 2003-07-08 | 397.7 | 64 |  |  |  | 2003-12-31 07:30 | 70.6
2000-12-15 | 0.047 | 0.053 | 0.051 | 0.041 | 0.043 | 0.047 | 2000-06-10 | 49.943 | 91.5377 | 2003-07-09 | 397.3 | 61 |  |  |  | 2003-12-31 13:30 | 70.6
2000-12-16 | 0.049 | 0.05 | 0.049 | 0.047 | 0.046 | 0.047 | 2000-06-11 | 50.199 | 91.5377 | 2003-07-10 | 394.6 | 59 |  |  |  | 2003-12-31 21:00 | 67.4
2000-12-17 | 0.046 | 0.047 | 0.048 | 0.044 | 0.045 | 0.054 | 2000-06-12 | 46.104 | 91.5377 | 2003-07-11 | 396.1 | 63 |  |  |  | 2004-01-01 08:10 | 69.5
2000-12-18 | 0.05 | 0.05 | 0.053 |  |  |  | 2000-06-13 | 49.071 | 91.5377 | 2003-07-12 | 392.5 | 66 |  |  |  | 2004-01-01 13:30 | 71.2
2000-12-21 |  |  |  |  | 0.053 |  | 2000-06-14 | 48 | 91.5377 | 2003-07-13 | 400.4 | 62 |  |  |  | 2004-01-01 21:00 | 66
2000-12-22 |  |  | 0.043 | 0.036 | 0.036 | 0.042 | 2000-06-15 | 47.046 | 91.5377 | 2003-07-14 | 400.4 | 62 |  |  |  | 2004-01-02 07:30 | 71.9
2000-12-23 | 0.036 | 0.04 | 0.041 | 0.032 | 0.034 | 0.04 | 2000-06-16 | 47.432 | 91.5377 | 2003-07-15 | 405.4 | 64 |  |  |  | 2004-01-02 13:30 | 71.5
2000-12-24 | 0.034 | 0.032 | 0.032 | 0.031 | 0.051 | 0.032 | 2000-06-17 | 49.1 | 91.5377 | 2003-07-16 | 396.9 | 62 |  |  |  | 2004-01-02 21:00 | 67.7
2000-12-25 | 0.038 | 0.037 | 0.038 | 0.035 | 0.033 | 0.034 | 2000-06-18 | 49.504 | 91.5377 | 2003-07-17 | 396.9 | 67 |  |  |  | 2004-01-03 07:45 | 68.2
2000-12-26 | 0.035 | 0.034 | 0.035 | 0.034 | 0.044 | 0.04 | 2000-06-19 | 52.939 | 91.5377 | 2003-07-18 | 396.9 | 64 |  |  |  | 2004-01-03 13:30 | 71.5
2000-12-27 | 0.036 | 0.04 | 0.041 | 0.023 | 0.028 | 0.033 | 2000-06-20 | 50.1 | 91.5377 | 2003-07-19 | 396.5 | 66 |  |  |  | 2004-01-04 08:54 | 68.7
2000-12-28 | 0.032 | 0.033 | 0.032 | 0.028 | 0.039 | 0.032 | 2000-06-21 | 43.584 | 91.5377 | 2003-07-20 | 390.5 | 63 |  |  |  | 2004-01-04 13:30 | 69
2000-12-29 | 0.051 | 0.048 | 0.032 | 0.054 | 0.054 | 0.042 | 2000-06-22 | 48.144 | 91.5377 | 2003-07-21 | 390.5 | 62 |  |  |  | 2004-01-04 21:00 | 69.7
2000-12-30 | 0.043 | 0.049 | 0.042 | 0.055 | 0.037 | 0.065 | 2000-06-23 | 48.745 | 91.5377 | 2003-07-22 | 390.5 | 62 |  |  |  | 2004-01-05 07:10 | 71
2000-12-31 | 0.043 | 0.042 | 0.055 | 0.043 | 0.044 | 0.04 | 2000-06-24 | 48.721 | 91.5377 | 2003-07-23 | 390.5 | 64 |  |  |  | 2004-01-05 13:30 | 72.7
2001-01-01 | 0.044 | 0.042 | 0.031 | 0.036 | 0.039 | 0.029 | 2000-06-25 | 47.657 | 91.5377 | 2003-07-24 | 390.5 | 63 |  |  |  | 2004-01-05 21:00 | 72.5
2001-01-02 | 0.034 | 0.032 | 0.03 | 0.037 | 0.053 | 0.032 | 2000-06-26 | 44.23 | 91.5377 | 2003-07-25 | 401.6 | 63 |  |  |  | 2004-01-06 07:15 | 70.7
2001-01-03 | 0.031 | 0.044 | 0.043 | 0.065 | 0.062 | 0.059 | 2000-06-27 | 50.065 | 91.5377 | 2003-07-26 | 404.1 | 64 |  |  |  | 2004-01-06 13:30 | 70.5
2001-01-04 | 0.049 | 0.045 | 0.046 | 0.051 | 0.044 | 0.039 | 2000-06-28 | 46.953 | 91.5377 | 2003-07-27 | 398.6 | 62 |  |  |  | 2004-01-06 21:00 | 71.4
2001-01-05 | 0.02 | 0.032 | 0.036 | 0.05 | 0.044 | 0.037 | 2000-06-29 | 49.365 | 91.5377 | 2003-07-28 | 397.7 | 63 |  |  |  | 2004-01-07 07:15 | 71.6
2001-01-06 | 0.032 | 0.031 | 0.042 | 0.031 | 0.035 | 0.033 | 2000-06-30 | 46.694 | 91.5377 | 2003-07-29 | 405 | 67 |  |  |  | 2004-01-07 13:30 | 72.5
2001-01-07 | 0.027 | 0.028 | 0.03 | 0.029 | 0.032 | 0.048 | 2000-07-01 | 47.924 | 91.5377 | 2003-07-30 | 398.4 | 67 |  |  |  | 2004-01-08 07:20 | 69.1
2001-01-08 | 0.039 | 0.043 | 0.042 | 0.038 | 0.032 | 0.05 | 2000-07-02 | 49.395 | 91.5377 | 2003-07-31 | 400.4 | 67 |  |  |  | 2004-01-08 13:30 | 72
2001-01-09 | 0.041 | 0.042 | 0.032 | 0.039 | 0.045 | 0.043 | 2000-07-03 | 43.516 | 91.5377 | 2003-08-01 | 400.4 | 64 |  |  |  | 2004-01-08 21:00 | 70.6
2001-01-10 | 0.042 | 0.042 | 0.039 | 0.037 | 0.039 | 0.045 | 2000-07-04 | 50.525 | 91.5377 | 2003-08-02 | 403.8 | 65 |  |  |  | 2004-01-09 07:25 | 68.5
2001-01-11 | 0.048 | 0.047 | 0.042 | 0.044 | 0.043 | 0.034 | 2000-07-05 | 47.937 | 91.5377 | 2003-08-03 | 403.8 | 64 |  |  |  | 2004-01-09 13:30 | 68.9
2001-01-12 | 0.038 | 0.037 | 0.034 | 0.037 | 0.037 | 0.036 | 2000-07-06 | 48.077 | 91.5377 | 2003-08-04 | 399 | 65 |  |  |  | 2004-01-09 21:00 | 67.4
2001-01-13 | 0.041 | 0.039 | 0.042 | 0.02 | 0.025 | 0.036 | 2000-07-07 | 47.473 | 91.5377 | 2003-08-05 | 400.1 | 66 |  |  |  | 2004-01-10 07:38 | 68.8
2001-01-14 | 0.038 | 0.036 | 0.037 | 0.035 | 0.034 | 0.045 | 2000-07-08 | 49.277 | 91.5377 | 2003-08-06 | 388.5 | 62 |  |  |  | 2004-01-10 13:30 | 68.9
2001-01-15 | 0.04 | 0.053 | 0.036 | 0.034 | 0.025 | 0.039 | 2000-07-09 | 46.328 | 91.5377 | 2003-08-07 | 391.5 | 65 |  |  |  | 2004-01-10 21:00 | 66.5
2001-01-16 | 0.037 | 0.044 | 0.044 | 0.037 | 0.033 | 0.048 | 2000-07-10 | 43.786 | 91.5377 | 2003-08-08 | 397.3 | 66 |  |  |  | 2004-01-11 08:12 | 70.5
2001-01-17 | 0.041 | 0.042 | 0.026 | 0.029 | 0.035 | 0.028 | 2000-07-11 | 43.279 | 91.5377 | 2003-08-09 | 389.1 | 65 |  |  |  | 2004-01-11 13:30 | 73.5
2001-01-18 | 0.032 | 0.033 | 0.019 | 0.041 | 0.038 | 0.046 | 2000-07-12 | 47.262 | 91.5377 | 2003-08-10 | 389.1 | 64 |  |  |  | 2004-01-11 21:00 | 69.4
2001-01-19 | 0.047 | 0.04 | 0.038 | 0.042 | 0.041 | 0.039 | 2000-07-13 | 48.83 | 91.5377 | 2003-08-11 | 405.7 | 64 |  |  |  | 2004-01-12 08:00 | 70.5
2001-01-20 | 0.041 | 0.036 | 0.038 | 0.037 | 0.042 | 0.034 | 2000-07-14 | 47.622 | 91.5377 | 2003-08-12 | 402.5 | 62 |  |  |  | 2004-01-12 13:30 | 71.9
2001-01-21 | 0.037 | 0.036 | 0.036 | 0.033 | 0.039 | 0.032 | 2000-07-15 | 49.737 | 91.5377 | 2003-08-13 | 402.5 | 62 |  |  |  | 2004-01-12 21:00 | 69.3
2001-01-22 | 0.036 | 0.035 | 0.032 | 0.036 | 0.025 | 0.036 | 2000-07-16 | 47.841 | 91.5377 | 2003-08-14 | 400.1 | 64 |  |  |  | 2004-01-13 07:10 | 73.6
2001-01-23 | 0.032 | 0.036 | 0.042 | 0.032 | 0.033 | 0.047 | 2000-07-17 | 44.216 | 91.5377 | 2003-08-15 | 400.7 | 64 |  |  |  | 2004-01-13 13:30 | 73.1
2001-01-24 | 0.041 | 0.042 | 0.037 | 0.03 | 0.03 | 0.037 | 2000-07-18 | 51.725 | 91.5377 | 2003-08-16 | 400.2 | 64 |  |  |  | 2004-01-13 21:00 | 69.3
2001-01-25 | 0.049 | 0.034 | 0.041 | 0.039 | 0.032 | 0.035 | 2000-07-19 | 48.226 | 91.5377 | 2003-08-17 | 409.7 | 65 |  |  |  | 2004-01-14 07:50 | 71.8
2001-01-26 | 0.036 | 0.035 | 0.039 | 0.036 | 0.035 | 0.039 | 2000-07-20 | 48.059 | 91.5377 | 2003-08-18 | 397.7 | 64 |  |  |  | 2004-01-14 13:30 | 73.3
2001-01-27 | 0.034 | 0.034 | 0.04 | 0.043 | 0.041 | 0.039 | 2000-07-21 | 49.173 | 91.5377 | 2003-08-19 | 397.7 | 65 |  |  |  | 2004-01-14 21:00 | 72.8
2001-01-28 | 0.036 | 0.035 | 0.045 | 0.043 | 0.057 | 0.043 | 2000-07-22 | 48.978 | 91.5377 | 2003-08-20 | 397.7 | 68 |  |  |  | 2004-01-15 07:25 | 68.5
2001-01-29 | 0.045 | 0.046 | 0.035 | 0.036 | 0.044 | 0.056 | 2000-07-23 | 49.346 | 91.5377 | 2003-08-21 | 405.9 | 66 |  |  |  | 2004-01-15 13:30 | 73
2001-01-30 | 0.039 | 0.062 | 0.058 | 0.067 | 0.062 | 0.051 | 2000-07-24 | 42.148 | 91.5377 | 2003-08-22 | 405.9 | 64 |  |  |  | 2004-01-15 21:00 | 69.7
2001-01-31 | 0.065 | 0.051 |  |  | 0.045 | 0.038 | 2000-07-25 | 51.851 | 91.5377 | 2003-08-23 | 405.9 | 64 |  |  |  | 2004-01-16 07:15 | 74.5
2001-02-01 | 0.039 | 0.039 | 0.038 | 0.029 | 0.033 | 0.037 | 2000-07-26 | 49.883 | 91.5377 | 2003-08-24 | 405.9 | 63 |  |  |  | 2004-01-16 13:30 | 71
2001-02-02 | 0.033 | 0.034 | 0.042 | 0.037 | 0.033 | 0.037 | 2000-07-27 | 47.861 | 91.5377 | 2003-08-25 | 405.9 | 65 |  |  |  | 2004-01-16 21:00 | 71.5
2001-02-03 | 0.031 | 0.035 | 0.032 | 0.03 | 0.03 | 0.032 | 2000-07-28 | 49.921 | 91.5377 | 2003-08-26 | 390 | 63 |  |  |  | 2004-01-17 07:02 | 73.3
2001-02-04 | 0.036 | 0.03 | 0.04 | 0.039 | 0.035 | 0.038 | 2000-07-29 | 49.686 | 91.5377 | 2003-08-27 | 397.7 | 63 |  |  |  | 2004-01-17 13:30 | 72.8
2001-02-05 | 0.039 | 0.038 | 0.042 | 0.041 | 0.046 | 0.049 | 2000-07-30 | 48.279 | 91.5377 | 2003-08-28 | 399.8 | 66 |  |  |  | 2004-01-17 21:00 | 73.5
2001-02-06 | 0.041 | 0.039 | 0.041 | 0.038 | 0.039 | 0.03 | 2000-07-31 | 47.53 | 91.5377 | 2003-08-29 | 398.7 | 65 |  |  |  | 2004-01-18 07:20 | 72.2
2001-02-07 | 0.031 | 0.031 | 0.04 | 0.041 | 0.04 | 0.037 | 2000-08-01 | 49.601 | 91.5377 | 2003-08-30 | 398.7 | 66 |  |  |  | 2004-01-18 13:30 | 75.8
2001-02-08 | 0.04 | 0.038 | 0.037 | 0.044 | 0.03 | 0.035 | 2000-08-02 | 48.157 | 91.5377 | 2003-08-31 | 390 | 64 |  |  |  | 2004-01-18 21:00 | 69.5
2001-02-09 | 0.03 | 0.031 | 0.042 | 0.03 | 0.033 | 0.031 | 2000-08-03 | 48.748 | 91.5377 | 2003-09-01 | 408.2 | 64 |  |  |  | 2004-01-19 07:15 | 72.7
2001-02-10 | 0.03 | 0.03 | 0.038 | 0.027 | 0.031 | 0.032 | 2000-08-04 | 44.548 | 91.5377 | 2003-09-02 | 396.9 | 63 |  |  |  | 2004-01-19 13:30 | 71.9
2001-02-11 | 0.032 | 0.03 | 0.035 | 0.03 | 0.033 | 0.024 | 2000-08-05 | 52.77 | 91.5377 | 2003-09-03 | 400.1 | 65 |  |  |  | 2004-01-19 21:00 | 66.9
2001-02-12 | 0.025 | 0.033 | 0.041 | 0.041 | 0.039 | 0.042 | 2000-08-06 | 50.451 | 91.5377 | 2003-09-04 | 390.3 | 63 |  |  |  | 2004-01-20 07:15 | 74.7
2001-02-13 | 0.037 | 0.037 | 0.05 | 0.041 | 0.04 | 0.034 | 2000-08-07 | 44.445 | 91.5377 | 2003-09-05 | 399.8 | 66 |  |  |  | 2004-01-20 13:30 | 72.9
2001-02-14 | 0.037 | 0.04 | 0.041 | 0.041 | 0.04 | 0.043 | 2000-08-08 | 52.006 | 91.5377 | 2003-09-06 | 393.1 | 90 |  |  |  | 2004-01-20 21:00 | 72.3
2001-02-15 | 0.037 | 0.035 | 0.038 | 0.03 | 0.029 | 0.037 | 2000-08-09 | 53.058 | 91.5377 | 2003-09-07 | 400.2 | 63 |  |  |  | 2004-01-21 07:15 | 72.3
2001-02-16 | 0.038 | 0.039 | 0.04 | 0.037 | 0.039 | 0.043 | 2000-08-10 | 50.87 | 91.5377 | 2003-09-08 | 405 | 66 |  |  |  | 2004-01-21 13:30 | 71.7
2001-02-17 | 0.042 | 0.041 | 0.039 | 0.044 | 0.04 | 0.036 | 2000-08-11 | 50.736 | 91.5377 | 2003-09-09 | 389.4 | 65 |  |  |  | 2004-01-21 21:00 | 68.5
2001-02-18 | 0.034 | 0.035 | 0.05 | 0.036 | 0.044 | 0.038 | 2000-08-12 | 52.473 | 91.5377 | 2003-09-10 | 392.2 | 64 |  |  |  | 2004-01-22 07:20 | 68.9
2001-02-19 | 0.034 | 0.034 | 0.033 | 0.029 | 0.028 | 0.038 | 2000-08-13 | 50.058 | 91.5377 | 2003-09-11 | 392.2 | 63 |  |  |  | 2004-01-22 13:30 | 68.5
2001-02-20 | 0.039 | 0.04 | 0.036 | 0.034 | 0.046 | 0.027 | 2000-08-14 | 43.722 | 91.5377 | 2003-09-12 | 402.7 | 65 |  |  |  | 2004-01-22 21:00 | 65.7
2001-02-21 | 0.035 | 0.033 | 0.037 | 0.032 | 0.039 | 0.033 | 2000-08-15 | 50.241 | 91.5377 | 2003-09-13 | 396.9 | 65 |  |  |  | 2004-01-23 07:16 | 73.4
2001-02-22 | 0.033 | 0.031 | 0.037 | 0.039 | 0.036 | 0.032 | 2000-08-16 | 48.51 | 91.5377 | 2003-09-14 | 400.4 | 63 |  |  |  | 2004-01-23 13:30 | 68.5
2001-02-23 | 0.029 | 0.031 | 0.037 | 0.042 | 0.039 | 0.041 | 2000-08-17 | 48.77 | 91.5377 | 2003-09-15 | 400.4 | 66 |  |  |  | 2004-01-23 21:00 | 70.9
2001-02-24 | 0.035 | 0.034 | 0.042 | 0.037 | 0.04 | 0.033 | 2000-08-18 | 49.753 | 91.5377 | 2003-09-16 | 400.4 | 63 |  |  |  | 2004-01-24 07:04 | 72.9
2001-02-25 | 0.032 | 0.036 | 0.041 | 0.04 | 0.039 | 0.046 | 2000-08-19 | 49.127 | 91.5377 | 2003-09-17 | 396.9 | 63 |  |  |  | 2004-01-24 13:30 | 70.1
2001-02-26 | 0.037 | 0.038 | 0.069 | 0.049 | 0.046 | 0.044 | 2000-08-20 | 45.414 | 91.5377 | 2003-09-18 | 399.5 | 65 |  |  |  | 2004-01-24 21:00 | 67.3
2001-02-27 | 0.05 | 0.053 | 0.042 | 0.05 | 0.045 | 0.036 | 2000-08-21 | 47.518 | 91.5377 | 2003-09-19 | 399.5 | 61 |  |  |  | 2004-01-25 07:20 | 73.4
2001-02-28 | 0.031 | 0.032 | 0.034 | 0.037 | 0.044 | 0.033 | 2000-08-22 | 50.877 | 91.5377 | 2003-09-20 | 399.5 | 63 |  |  |  | 2004-01-25 13:30 | 71.7
2001-03-01 | 0.03 | 0.028 | 0.034 | 0.03 | 0.034 | 0.03 | 2000-08-23 | 50.027 | 91.5377 | 2003-09-21 | 399.5 | 66 |  |  |  | 2004-01-25 21:00 | 69.9
2001-03-02 | 0.028 | 0.028 | 0.028 | 0.032 | 0.03 | 0.036 | 2000-08-24 | 48.627 | 91.5377 | 2003-09-22 | 397.7 | 67 |  |  |  | 2004-01-26 07:30 | 71.6
2001-03-03 | 0.029 | 0.03 | 0.044 | 0.027 | 0.032 | 0.03 | 2000-08-25 | 49.425 | 91.5377 | 2003-09-23 | 402.2 | 69 |  |  |  | 2004-01-26 13:30 | 73.1
2001-03-04 | 0.03 | 0.031 | 0.03 | 0.033 | 0.032 | 0.034 | 2000-08-26 | 50.097 | 91.5377 | 2003-09-24 | 388.6 | 66 |  |  |  | 2004-01-26 21:00 | 73
2001-03-05 | 0.033 | 0.038 | 0.031 | 0.03 | 0.032 | 0.04 | 2000-08-27 | 50.492 | 91.5377 | 2003-09-25 | 398.6 | 66 |  |  |  | 2004-01-27 08:10 | 71.7
2001-03-06 | 0.041 | 0.041 | 0.045 | 0.04 | 0.034 | 0.042 | 2000-08-28 | 45.214 | 91.5377 | 2003-09-26 | 389.3 | 65 |  |  |  | 2004-01-27 13:30 | 70.1
2001-03-07 | 0.034 | 0.034 | 0.027 | 0.037 | 0.027 | 0.029 | 2000-08-29 | 48.476 | 91.5377 | 2003-09-27 | 389.3 | 66 |  |  |  | 2004-01-27 21:00 | 67.9
2001-03-08 | 0.029 | 0.03 | 0.039 | 0.032 | 0.035 | 0.026 | 2000-08-30 | 45.614 | 91.5377 | 2003-09-28 | 389.3 | 65 |  |  |  | 2004-01-28 07:28 | 71.4
2001-03-09 | 0.027 | 0.028 | 0.038 | 0.039 | 0.033 | 0.029 | 2000-08-31 | 50.284 | 91.5377 | 2003-09-29 | 389.3 | 66 |  |  |  | 2004-01-28 13:30 | 70.9
2001-03-10 | 0.029 | 0.027 | 0.039 | 0.035 | 0.033 | 0.033 | 2000-09-01 | 50.284 | 91.5377 | 2003-09-30 | 389.3 | 66 |  |  |  | 2004-01-28 21:00 | 68.4
2001-03-11 | 0.028 | 0.028 | 0.036 | 0.041 | 0.042 | 0.028 | 2000-09-02 | 49.949 | 91.5377 | 2003-10-01 | 389.3 | 66 |  |  |  | 2004-01-29 07:20 | 69.7
2001-03-12 | 0.037 | 0.034 | 0.039 | 0.05 | 0.039 | 0.034 | 2000-09-03 | 49.356 | 91.5377 | 2003-10-02 | 389.3 | 66 |  |  |  | 2004-01-30 07:30 | 67.43
2001-03-13 | 0.032 | 0.034 | 0.041 | 0.033 | 0.036 | 0.013 | 2000-09-04 | 49.814 | 91.5377 | 2003-10-03 | 389.3 | 64 |  |  |  | 2004-02-01 07:53 | 73
2001-03-14 | 0.027 | 0.033 | 0.034 | 0.036 | 0.032 | 0.032 | 2000-09-05 | 45.022 | 91.5377 | 2003-10-04 | 399.3 | 65 |  |  |  | 2004-02-01 13:30 | 74.8
2001-03-15 | 0.034 | 0.037 | 0.034 | 0.031 | 0.031 | 0.029 | 2000-09-06 | 50.169 | 91.5377 | 2003-10-05 | 399.3 | 86 |  |  |  | 2004-02-01 21:00 | 71.1
2001-03-16 | 0.033 | 0.031 | 0.032 | 0.027 | 0.029 | 0.027 | 2000-09-07 | 49.862 | 91.5377 | 2003-10-06 | 410.2 | 59 |  |  |  | 2004-02-02 07:20 | 72.4
2001-03-17 | 0.026 | 0.029 | 0.033 | 0.029 | 0.027 | 0.027 | 2000-09-08 | 49.862 | 91.5377 | 2003-10-07 | 406 | 65 |  |  |  | 2004-02-02 13:30 | 74.7
2001-03-18 | 0.027 | 0.027 | 0.03 | 0.034 | 0.034 | 0.013 | 2000-09-09 | 48.471 | 91.5377 | 2003-10-08 | 405.1 | 62 |  |  |  | 2004-02-02 21:00 | 71.4
2001-03-19 | 0.018 | 0.031 | 0.035 | 0.034 | 0.032 | 0.034 | 2000-09-10 | 49.781 | 91.5377 | 2003-10-09 | 405.1 | 66 |  |  |  | 2004-02-03 07:19 | 74.2
2001-03-20 | 0.032 | 0.034 | 0.035 | 0.034 | 0.036 | 0.037 | 2000-09-11 | 46.52 | 91.5377 | 2003-10-10 | 391.2 | 66 |  |  |  | 2004-02-03 13:30 | 76.2
2001-03-21 | 0.034 | 0.04 | 0.032 | 0.037 | 0.038 | 0.03 | 2000-09-12 | 49.872 | 92.555 | 2003-10-11 | 401 | 65 |  |  |  | 2004-02-03 21:00 | 73.8
2001-03-22 | 0.034 | 0.029 | 0.037 | 0.036 | 0.029 | 0.03 | 2000-09-13 | 49.872 | 92.555 | 2003-10-12 | 407.9 | 62 |  |  |  | 2004-02-04 07:20 | 74
2001-03-23 | 0.029 | 0.03 | 0.032 | 0.038 | 0.038 | 0.035 | 2000-09-14 | 49.265 | 92.555 | 2003-10-13 | 397.5 | 63 |  |  |  | 2004-02-04 13:30 | 74.5
2001-03-24 | 0.032 | 0.03 | 0.035 | 0.027 | 0.026 | 0.03 | 2000-09-15 | 49.367 | 92.555 | 2003-10-14 | 397.8 | 65 |  |  |  | 2004-02-04 21:00 | 73
2001-03-25 | 0.03 | 0.029 | 0.04 | 0.041 | 0.034 | 0.032 | 2000-09-16 | 49.447 | 92.555 | 2003-10-15 | 399.3 | 73.5 |  |  |  | 2004-02-05 07:17 | 73.7
2001-03-26 | 0.032 | 0.03 | 0.032 | 0.034 | 0.032 | 0.03 | 2000-09-17 | 47.8 | 92.555 | 2003-10-16 | 399.3 | 71.6 |  |  |  | 2004-02-05 13:30 | 78
2001-03-27 | 0.032 | 0.031 | 0.033 | 0.043 | 0.03 | 0.033 | 2000-09-18 | 45.115 | 92.555 | 2003-10-17 | 399.3 | 74 |  |  |  | 2004-02-05 21:00 | 76.1
2001-03-28 | 0.034 | 0.038 | 0.031 | 0.04 | 0.024 | 0.034 | 2000-09-19 | 45.115 | 88.2064 | 2003-10-18 | 399.3 | 74.2 |  |  |  | 2004-02-06 07:35 | 75.9
2001-03-29 | 0.034 | 0.036 | 0.053 | 0.038 | 0.03 | 0.032 | 2000-09-20 | 47.866 | 88.2064 | 2003-10-19 | 399.3 | 75.3 |  |  |  | 2004-02-06 13:15 | 74.3
2001-03-30 | 0.033 | 0.033 | 0.039 | 0.032 | 0.027 | 0.034 | 2000-09-21 | 50.064 | 88.2064 | 2003-10-20 | 399.3 |  |  |  |  | 2004-02-06 21:00 | 71.7
2001-03-31 | 0.032 | 0.034 | 0.03 | 0.032 | 0.031 | 0.028 | 2000-09-22 | 47.28 | 88.2064 | 2003-10-21 | 399.3 | 74.5 |  |  |  | 2004-02-07 07:35 | 75.9
2001-04-01 | 0.032 | 0.03 | 0.031 | 0.033 | 0.035 | 0.031 | 2000-09-23 | 47.131 | 88.2064 | 2003-10-22 | 410.3 | 71.6 |  |  |  | 2004-02-07 13:15 | 74.3
2001-04-02 | 0.032 | 0.031 | 0.036 | 0.036 | 0.024 | 0.028 | 2000-09-24 | 49.877 | 88.2064 | 2003-10-23 | 413.8 | 73.9 |  |  |  | 2004-02-07 21:00 | 71.7
2001-04-03 | 0.025 | 0.025 | 0.034 |  | 0.029 | 0.03 | 2000-09-25 | 44.608 | 88.2064 | 2003-10-24 | 396.9 | 74.3 |  |  |  | 2004-02-08 07:37 | 73.4
2001-04-04 | 0.032 | 0.039 | 0.036 | 0.027 | 0.025 | 0.032 | 2000-09-26 | 49.698 | 87.8213 | 2003-10-25 | 396.9 | 74.7 |  |  |  | 2004-02-08 13:50 | 75
2001-04-05 | 0.035 | 0.03 | 0.033 | 0.023 | 0.022 | 0.026 | 2000-09-27 | 48.77 | 87.8213 | 2003-10-26 | 396.9 | 75 |  |  |  | 2004-02-08 21:00 | 72.1
2001-04-06 | 0.032 | 0.034 | 0.028 | 0.028 | 0.033 | 0.032 | 2000-09-28 | 48.902 | 87.8213 | 2003-10-27 | 395.4 | 73.4 |  |  |  | 2004-02-09 14:30 | 72.5
2001-04-07 | 0.034 | 0.035 | 0.033 | 0.023 | 0.027 | 0.034 | 2000-09-29 | 50.416 | 87.8213 | 2003-10-28 | 395.4 | 75.1 |  |  |  | 2004-02-09 22:00 | 69.2
2001-04-08 | 0.033 | 0.034 | 0.031 | 0.028 | 0.025 | 0.03 | 2000-09-30 | 48.752 | 87.8213 | 2003-10-29 | 395.4 | 76 |  |  |  | 2004-02-10 07:11 | 73.1
2001-04-09 | 0.029 | 0.029 | 0.026 | 0.023 | 0.018 | 0.024 | 2000-10-01 | 49.399 | 87.8213 | 2003-10-30 | 390.2 | 74.1 |  |  |  | 2004-02-10 13:35 | 71.2
2001-04-10 | 0.029 | 0.029 | 0.031 | 0.018 | 0.017 | 0.023 | 2000-10-02 | 46 | 87.8213 | 2003-10-31 | 390.2 | 75.9 |  |  |  | 2004-02-10 21:00 | 68.9
2001-04-11 | 0.03 | 0.028 | 0.028 | 0.012 | 0.023 | 0.029 | 2000-10-03 | 49.504 | 83.1764 | [6 empty] | 2004-02-11 07:16 | 69.2
2001-04-12 | 0.027 | 0.027 | 0.032 | 0.028 | 0.024 | 0.028 | 2000-10-04 | 49.668 | 83.1764 | [6 empty] | 2004-02-11 13:30 | 73.7
2001-04-13 | 0.036 | 0.031 | 0.023 | 0.019 | 0.017 | 0.032 | 2000-10-05 | 49.765 | 83.1764 | [6 empty] | 2004-02-11 21:00 | 74.1
2001-04-14 | 0.025 | 0.028 | 0.021 | 0.013 | 0.012 | 0.048 | 2000-10-06 | 44.373 | 83.1764 | [6 empty] | 2004-02-12 07:20 | 73.9
2001-04-15 | 0.037 | 0.038 | 0.019 | 0.019 | 0.014 | 0.022 | 2000-10-07 | 49.809 | 83.1764 | [6 empty] | 2004-02-12 13:30 | 68.6
2001-04-16 | 0.018 | 0.02 | 0.02 | 0.011 | 0.012 | 0.016 | 2000-10-08 | 48.524 | 83.1764 | [6 empty] | 2004-02-12 21:00 | 69.4
2001-04-17 | 0.02 | 0.021 | 0.021 | 0.017 | 0.014 | 0.022 | 2000-10-09 | 46.947 | 83.1764 | [6 empty] | 2004-02-13 07:40 | 71.1
2001-04-18 | 0.024 | 0.02 | 0.014 | 0.001 | 0.009 | 0.021 | 2000-10-10 | 48.758 | 96.117 | [6 empty] | 2004-02-13 13:22 | 70
2001-04-19 | 0.033 | 0.023 | 0.016 | 0.013 | 0.013 | 0.023 | 2000-10-11 | 48.384 | 96.117 | [6 empty] | 2004-02-13 21:00 | 69.2
2001-04-20 | 0.018 | 0.023 | 0.022 | 0.019 | 0.017 | 0.026 | 2000-10-12 | 51.207 | 96.117 | [6 empty] | 2004-02-14 07:20 | 70.3
2001-04-21 | 0.022 | 0.024 | 0.024 | 0.015 | 0.017 | 0.023 | 2000-10-13 | 49.984 | 96.117 | [6 empty] | 2004-02-14 13:30 | 68.1
2001-04-22 | 0.021 | 0.023 | 0.027 | 0.014 | 0.013 | 0.018 | 2000-10-14 | 48.795 | 96.117 | [6 empty] | 2004-02-14 21:00 | 66.6
2001-04-23 | 0.02 | 0.025 | 0.02 | 0.012 | 0.017 | 0.021 | 2000-10-15 | 49.03 | 96.117 | [6 empty] | 2004-02-15 07:12 | 69.7
2001-04-24 | 0.025 | 0.029 | 0.02 | 0.009 | 0.012 | 0.015 | 2000-10-16 | 45.455 | 96.117 | [6 empty] | 2004-02-15 13:30 | 71.1
2001-04-25 | 0.019 | 0.016 | 0.018 | 0.018 | 0.012 | 0.021 | 2000-10-17 | 50.025 | 98.7416 | [6 empty] | 2004-02-15 21:00 | 68.6
2001-04-26 | 0.018 | 0.024 | 0.02 | 0.015 | 0.012 | 0.02 | 2000-10-18 | 49.32 | 98.7416 | [6 empty] | 2004-02-16 06:47 | 70.2
2001-04-27 | 0.013 | 0.022 | 0.023 | 0.014 | 0.015 | 0.024 | 2000-10-19 | 49.568 | 98.7416 | [6 empty] | 2004-02-16 13:30 | 69.7
2001-04-28 | 0.027 | 0.028 | 0.024 | 0.014 | 0.015 | 0.021 | 2000-10-20 | 48.835 | 98.7416 | [6 empty] | 2004-02-16 21:00 | 68.6
2001-04-29 | 0.024 | 0.028 | 0.021 | 0.014 | 0.016 | 0.018 | 2000-10-21 | 50.268 | 98.7416 | [6 empty] | 2004-02-17 00:07 | 68.3
2001-04-30 | 0.028 | 0.028 | 0.022 | 0.021 | 0.016 | 0.013 | 2000-10-22 | 49.612 | 98.7416 | [6 empty] | 2004-02-17 00:07 | 68.3
2001-05-01 | 0.018 | 0.022 | 0.022 | 0.019 | 0.022 | 0.021 | 2000-10-23 | 47.471 | 98.7416 | [6 empty] | 2004-02-17 00:21 | 68.7
2001-05-02 | 0.016 | 0.017 | 0.012 | 0.015 | 0.025 | 0.021 | 2000-10-24 | 50.279 | 93.6268 | [6 empty] | 2004-02-18 00:07 | 70.3
2001-05-03 | 0.03 | 0.033 | 0.023 | 0.039 | 0.027 | 0.028 | 2000-10-25 | 50.317 | 93.6268 | [6 empty] | 2004-02-18 00:14 | 66.4
2001-05-04 | 0.033 | 0.033 | 0.031 | 0.032 | 0.023 | 0.028 | 2000-10-26 | 47.719 | 93.6268 | [6 empty] | 2004-02-18 00:21 | 66.5
2001-05-05 | 0.032 | 0.029 | 0.03 | 0.024 | 0.025 | 0.026 | 2000-10-27 | 51.342 | 93.6268 | [6 empty] | 2004-02-19 00:07 | 68.1
2001-05-06 | 0.03 | 0.032 | 0.028 | 0.026 | 0.024 | 0.028 | 2000-10-28 | 50.151 | 93.6268 | [6 empty] | 2004-02-19 00:14 | 69
2001-05-07 | 0.031 | 0.03 | 0.034 | 0.022 | 0.024 | 0.022 | 2000-10-29 | 51.314 | 93.6268 | [6 empty] | 2004-02-19 00:21 | 66.6
2001-05-08 | 0.026 | 0.028 | 0.025 | 0.021 | 0.022 | 0.026 | 2000-10-30 | 46.913 | 93.6268 | [6 empty] | 2004-02-20 00:07 | 66.1
2001-05-09 | 0.029 | 0.034 | 0.029 | 0.022 | 0.017 | 0.02 | 2000-10-31 | 49.502 | 93.6268 | [6 empty] | 2004-02-20 00:13 | 67.4
2001-05-10 | 0.028 | 0.021 | 0.028 | 0.023 | 0.021 | 0.025 | 2000-11-01 | 51.079 | 93.6268 | [6 empty] | 2004-02-20 00:21 | 66.6
2001-05-11 | 0.026 | 0.028 | 0.031 | 0.024 | 0.025 | 0.03 | 2000-11-02 | 49.102 | 93.6268 | [6 empty] | 2004-02-21 00:07 | 67.3
2001-05-12 | 0.032 | 0.033 | 0.027 | 0.019 | 0.025 | 0.025 | 2000-11-03 | 50.796 | 93.6268 | [6 empty] | 2004-02-21 00:14 | 68.2
2001-05-13 | 0.028 | 0.028 | 0.029 | 0.026 | 0.019 | 0.026 | 2000-11-04 | 51.081 | 93.6268 | [6 empty] | 2004-02-21 00:21 | 65
2001-05-14 | 0.028 | 0.032 | 0.029 | 0.023 | 0.022 | 0.029 | 2000-11-05 | 51.101 | 93.6268 | [6 empty] | 2004-02-22 00:07 | 68.8
2001-05-15 | 0.031 | 0.03 | 0.03 | 0.024 | 0.022 | 0.026 | 2000-11-06 | 45.767 | 93.6268 | [6 empty] | 2004-02-22 00:14 | 69.5
2001-05-16 | 0.027 | 0.025 | 0.026 | 0.025 | 0.023 | 0.033 | 2000-11-07 | 52.425 | 93.6268 | [6 empty] | 2004-02-22 00:21 | 68.1
2001-05-17 | 0.035 | 0.034 | 0.031 | 0.029 | 0.028 | 0.029 | 2000-11-08 | 50.461 | 93.5837 | [6 empty] | 2004-02-23 00:07 | 69.7
2001-05-18 | 0.029 | 0.027 | 0.025 | 0.027 | 0.026 | 0.033 | 2000-11-09 | 51.972 | 93.5837 | [6 empty] | 2004-02-23 00:14 | 69.7
2001-05-19 | 0.034 | 0.031 | 0.03 | 0.019 | 0.019 | 0.028 | 2000-11-10 | 50.963 | 93.5837 | [6 empty] | 2004-02-23 00:21 | 67.2
2001-05-20 | 0.034 | 0.032 | 0.026 | 0.023 | 0.025 | 0.023 | 2000-11-11 | 49.719 | 93.5837 | [6 empty] | 2004-02-24 00:07 | 68.5
2001-05-21 | 0.029 | 0.029 | 0.029 | 0.017 | 0.021 | 0.027 | 2000-11-12 | 49.927 | 93.5837 | [6 empty] | 2004-02-24 00:14 | 68.3
2001-05-22 | 0.026 | 0.026 | 0.031 | 0.024 | 0.023 | 0.031 | 2000-11-13 | 48.691 | 93.5837 | [6 empty] | 2004-02-24 00:21 | 65.4
2001-05-23 | 0.032 | 0.03 | 0.027 | 0.026 | 0.029 | 0.032 | 2000-11-14 | 50.804 | 91.4745 | [6 empty] | 2004-02-25 00:21 | 65.3
2001-05-24 | 0.031 | 0.031 | 0.029 | 0.027 | 0.026 | 0.032 | 2000-11-15 | 49.877 | 91.4745 | [6 empty] | 2004-02-26 00:07 | 64.7
2001-05-25 | 0.033 | 0.034 | 0.029 | 0.026 | 0.026 | 0.03 | 2000-11-16 | 52.977 | 91.4745 | [6 empty] | 2004-02-26 00:07 | 64.7
2001-05-26 | 0.029 | 0.029 | 0.025 | 0.027 | 0.025 | 0.031 | 2000-11-17 | 48.929 | 91.4745 | [6 empty] | 2004-02-26 00:14 | 64
2001-05-27 | 0.03 | 0.029 | 0.029 | 0.027 | 0.019 | 0.032 | 2000-11-18 | 51.895 | 91.4745 | [6 empty] | 2004-02-27 00:07 | 65.8
2001-05-28 | 0.033 | 0.034 | 0.033 | 0.031 | 0.02 | 0.026 | 2000-11-19 | 50.199 | 91.4745 | [6 empty] | 2004-02-27 00:13 | 65.7
2001-05-29 | 0.026 | 0.027 | 0.038 | 0.032 | 0.026 | 0.027 | 2000-11-20 | 46.999 | 91.4745 | [6 empty] | 2004-02-27 00:21 | 65.8
2001-05-30 | 0.036 | 0.037 | 0.031 | 0.041 | 0.024 | 0.029 | 2000-11-21 | 51.888 | 93.1322 | [6 empty] | 2004-02-28 00:07 | 65.8
2001-05-31 | 0.035 | 0.036 | 0.04 | 0.025 | 0.019 | 0.03 | 2000-11-22 | 49.897 | 93.1322 | [6 empty] | 2004-02-28 00:14 | 67.2
2001-06-01 | 0.033 | 0.028 | 0.03 | 0.025 | 0.029 | 0.033 | 2000-11-23 | 51.459 | 93.1322 | [6 empty] | 2004-02-28 00:21 | 63.6
2001-06-02 | 0.036 | 0.036 | 0.032 | 0.029 | 0.033 | 0.029 | 2000-11-24 | 51.875 | 93.1322 | [6 empty] | 2004-02-29 00:07 | 70.4
2001-06-03 | 0.034 | 0.032 | 0.032 | 0.026 | 0.024 | 0.03 | 2000-11-25 | 51.407 | 93.1322 | [6 empty] | 2004-02-29 00:14 | 69.1
2001-06-04 | 0.033 | 0.029 | 0.024 | 0.025 | 0.021 | 0.033 | 2000-11-26 | 48.986 | 93.1322 | [6 empty] | 2004-02-29 00:21 | 65.4
2001-06-05 | 0.04 | 0.045 | 0.036 | 0.035 | 0.041 | 0.042 | 2000-11-27 | 46.122 | 93.1322 | [6 empty] | 2004-03-01 00:08 | 74.9
2001-06-06 | 0.038 | 0.042 | 0.034 | 0.031 | 0.032 | 0.037 | 2000-11-28 | 50.934 | 94.3192 | [6 empty] | 2004-03-01 00:14 | 68.5
2001-06-07 | 0.037 | 0.044 | 0.041 | 0.031 | 0.033 | 0.041 | 2000-11-29 | 51.345 | 94.3192 | [6 empty] | 2004-03-01 00:21 | 68.4
2001-06-08 | 0.043 | 0.046 | 0.035 | 0.033 | 0.031 | 0.04 | 2000-11-30 | 49.312 | 94.3192 | [6 empty] | 2004-03-02 00:07 | 69.2
2001-06-09 | 0.044 | 0.045 | 0.037 | 0.03 | 0.029 | 0.038 | 2000-12-01 | 51.777 | 94.3192 | [6 empty] | 2004-03-02 00:14 | 74.2
2001-06-10 | 0.039 | 0.041 | 0.038 | 0.03 | 0.028 | 0.038 | 2000-12-02 | 51.006 | 94.3192 | [6 empty] | 2004-03-02 00:21 | 65.7
2001-06-11 | 0.044 | 0.045 | 0.04 | 0.039 | 0.04 | 0.042 | 2000-12-03 | 50.268 | 94.3192 | [6 empty] | 2004-03-10 00:14 | 69.8
2001-06-12 | 0.042 | 0.044 | 0.036 | 0.026 | 0.027 | 0.034 | 2000-12-04 | 47.521 | 94.3192 | [6 empty] | 2004-03-10 00:21 | 69.2
2001-06-13 | 0.043 | 0.046 | 0.035 | 0.028 | 0.03 | 0.044 | 2000-12-05 | 51.673 | 93.994 | [6 empty] | 2004-03-11 00:13 | 69.5
2001-06-14 | 0.043 | 0.046 | 0.042 | 0.03 | 0.034 | 0.043 | 2000-12-06 | 52.287 | 93.994 | [6 empty] | 2004-03-11 00:21 | 70.3
2001-06-15 | 0.045 | 0.044 | 0.047 | 0.044 | 0.052 | 0.059 | 2000-12-07 | 50.443 | 93.994 | [6 empty] | 2004-03-12 00:08 | 68.1
2001-06-16 | 0.043 | 0.043 | 0.054 | 0.036 | 0.032 | 0.041 | 2000-12-08 | 50.668 | 93.994 | [6 empty] | 2004-03-12 00:15 | 68.4
2001-06-17 | 0.043 | 0.043 | 0.055 | 0.045 | 0.044 | 0.04 | 2000-12-09 | 51.556 | 93.994 | [6 empty] | 2004-03-12 00:21 | 71.4
2001-06-18 | 0.042 | 0.045 | 0.038 | 0.03 | 0.028 | 0.036 | 2000-12-10 | 49.967 | 93.994 | [6 empty] | 2004-03-13 00:07 | 68.9
2001-06-19 | 0.032 | 0.028 | 0.041 | 0.033 | 0.036 | 0.036 | 2000-12-11 | 47.506 | 93.994 | [6 empty] | 2004-03-13 00:14 | 67.9
2001-06-20 | 0.036 | 0.052 | 0.035 | 0.024 | 0.03 | 0.036 | 2000-12-12 | 50.288 | 94.1022 | [6 empty] | 2004-03-13 00:21 | 66.8
2001-06-21 | 0.036 | 0.041 | 0.04 | 0.037 | 0.037 | 0.038 | 2000-12-13 | 50.194 | 94.1022 | [6 empty] | 2004-03-14 00:07 | 69.6
2001-06-22 | 0.042 | 0.047 | 0.04 | 0.031 | 0.034 | 0.039 | 2000-12-14 | 49.727 | 94.1022 | [6 empty] | 2004-03-14 00:14 | 69.4
2001-06-23 | 0.041 | 0.045 | 0.04 | 0.038 | 0.04 | 0.039 | 2000-12-15 | 49.399 | 94.1022 | [6 empty] | 2004-03-15 00:07 | 68.7
2001-06-24 | 0.041 | 0.046 | 0.042 | 0.034 | 0.034 | 0.031 | 2000-12-16 | 48.656 | 94.1022 | [6 empty] | 2004-03-15 00:14 | 70.4
2001-06-25 | 0.031 | 0.032 | 0.034 | 0.018 | 0.023 | 0.025 | 2000-12-17 | 48.775 | 94.1022 | [6 empty] | 2004-03-15 00:21 | 67.5
2001-06-26 | 0.032 | 0.03 | 0.029 | 0.023 | 0.028 | 0.028 | 2000-12-18 | 45.746 | 94.1022 | [6 empty] | 2004-03-16 00:07 | 67
2001-06-27 | 0.025 | 0.034 | 0.03 | 0.025 | 0.03 | 0.03 | 2000-12-19 | 48.839 | 95.9401 | [6 empty] | 2004-03-16 00:13 | 69.3
2001-06-28 | 0.035 | 0.036 | 0.031 | 0.029 | 0.031 | 0.037 | 2000-12-20 | 41.884 | 95.9401 | [6 empty] | 2004-03-16 00:21 | 69.5
2001-06-29 | 0.04 | 0.039 | 0.037 | 0.03 | 0.031 | 0.041 | 2000-12-21 | 50.259 | 95.9401 | [6 empty] | 2004-03-17 00:07 | 69.9
2001-06-30 | 0.044 | 0.043 | 0.037 | 0.033 | 0.032 | 0.042 | 2000-12-22 | 46.302 | 95.9401 | [6 empty] | 2004-03-17 00:14 | 70.2
2001-07-01 | 0.045 | 0.045 | 0.037 | 0.038 | 0.037 | 0.041 | 2000-12-23 | 49.985 | 95.9401 | [6 empty] | 2004-03-17 00:21 | 68.6
2001-07-02 | 0.044 | 0.039 | 0.033 | 0.021 | 0.024 | 0.039 | 2000-12-24 | 49.174 | 95.9401 | [6 empty] | 2004-03-18 00:07 | 69.3
2001-07-03 | 0.043 | 0.042 | 0.04 | 0.027 | 0.031 | 0.029 | 2000-12-25 | 49.725 | 95.9401 | [6 empty] | 2004-03-18 00:14 | 70.1
2001-07-04 | 0.029 | 0.035 | 0.034 | 0.028 | 0.028 | 0.035 | 2000-12-26 | 50.219 | 93.0465 | [6 empty] | 2004-03-18 00:21 | 67.4
2001-07-05 | 0.035 | 0.046 | 0.038 | 0.032 | 0.032 | 0.04 | 2000-12-27 | 49.671 | 93.0465 | [6 empty] | 2004-03-19 00:07 | 69
2001-07-06 | 0.044 | 0.044 | 0.036 | 0.03 | 0.029 | 0.037 | 2000-12-28 | 48.431 | 93.0465 | [6 empty] | 2004-03-19 00:14 | 65.2
2001-07-07 | 0.044 | 0.045 | 0.038 | 0.031 | 0.031 | 0.033 | 2000-12-29 | 53.117 | 93.0465 | [6 empty] | 2004-03-19 00:21 | 65.4
2001-07-08 | 0.038 | 0.038 | 0.047 | 0.039 | 0.036 | 0.04 | 2000-12-30 | 38.928 | 93.0465 | [6 empty] | 2004-03-20 00:07 | 67.7
2001-07-09 | 0.04 | 0.04 | 0.039 | 0.024 | 0.022 | 0.036 | 2000-12-31 | 34.003 | 93.0465 | [6 empty] | 2004-03-20 00:14 | 67.3
2001-07-10 | 0.034 | 0.039 | 0.038 | 0.028 | 0.026 | 0.034 | 2001-01-01 | 35.255 | 93.0465 | [6 empty] | 2004-03-20 00:21 | 65.8
2001-07-11 | 0.048 | 0.054 | 0.042 | 0.022 | 0.03 | 0.035 | 2001-01-02 | 31.332 | 91.9602 | [6 empty] | 2004-03-21 00:07 | 68.3
2001-07-12 | 0.044 | 0.042 | 0.034 | 0.021 | 0.027 | 0.031 | 2001-01-03 | 20.454 | 91.9602 | [6 empty] | 2004-03-21 00:14 | 65
2001-07-13 | 0.04 | 0.039 | 0.034 | 0.024 | 0.031 | 0.033 | 2001-01-04 | 11.677 | 91.9602 | [6 empty] | 2004-03-21 00:21 | 66.5
2001-07-14 | 0.038 | 0.039 | 0.034 | 0.026 | 0.028 | 0.033 | 2001-01-05 | 24.266 | 91.9602 | [6 empty] | 2004-03-22 00:14 | 70.3
2001-07-15 | 0.038 | 0.038 | 0.03 | 0.026 | 0.022 | 0.029 | 2001-01-06 | 35.009 | 91.9602 | [6 empty] | 2004-03-22 00:21 | 66
2001-07-16 | 0.033 | 0.035 | 0.032 | 0.025 | 0.022 | 0.031 | 2001-01-07 | 34.849 | 91.9602 | [6 empty] | 2004-03-23 00:07 | 66.5
2001-07-17 | 0.036 | 0.037 | 0.034 | 0.032 | 0.034 | 0.031 | 2001-01-08 | 38.701 | 91.9602 | [6 empty] | 2004-03-23 00:14 | 68.5
2001-07-18 | 0.036 | 0.037 | 0.037 | 0.026 | 0.029 | 0.037 | 2001-01-09 | 41.024 | 94.7109 | [6 empty] | 2004-03-23 00:21 | 66.8
2001-07-19 | 0.04 | 0.044 | 0.036 | 0.031 | 0.03 | 0.036 | 2001-01-10 | 44.499 | 94.7109 | [6 empty] | 2004-03-24 00:07 | 65.9
2001-07-20 | 0.04 | 0.046 | 0.038 | 0.032 | 0.033 | 0.035 | 2001-01-11 | 40.897 | 94.7109 | [6 empty] | 2004-03-24 00:14 | 66.9
2001-07-21 | 0.042 | 0.04 | 0.037 | 0.032 | 0.031 | 0.04 | 2001-01-12 | 47.863 | 94.7109 | [6 empty] | 2004-03-24 00:21 | 65.2
2001-07-22 | 0.044 | 0.046 | 0.037 | 0.028 | 0.022 | 0.039 | 2001-01-13 | 49.692 | 94.7109 | [6 empty] | 2004-03-25 00:07 | 64.8
2001-07-23 | 0.04 | 0.038 | 0.04 | 0.035 | 0.036 | 0.043 | 2001-01-14 | 48.735 | 94.7109 | [6 empty] | 2004-03-25 00:13 | 66
2001-07-24 | 0.043 | 0.042 | 0.039 | 0.031 | 0.038 | 0.043 | 2001-01-15 | 45.758 | 94.7109 | [6 empty] | 2004-03-25 00:21 | 64.7
2001-07-25 | 0.041 | 0.042 | 0.038 | 0.032 | 0.033 | 0.043 | 2001-01-16 | 49.118 | 91.9814 | [6 empty] | 2004-03-26 00:08 | 64.9
2001-07-26 | 0.045 | 0.045 | 0.042 | 0.042 | 0.035 | 0.039 | 2001-01-17 | 44.676 | 91.9814 | [6 empty] | 2004-03-26 00:14 | 65.6
2001-07-27 | 0.048 | 0.046 | 0.045 | 0.029 | 0.032 | 0.035 | 2001-01-18 | 48.076 | 91.9814 | [6 empty] | 2004-03-26 00:21 | 63.9
2001-07-28 | 0.046 | 0.044 | 0.043 | 0.029 | 0.027 | 0.03 | 2001-01-19 | 42.259 | 91.9814 | [6 empty] | 2004-03-27 00:08 | 65.9
2001-07-29 | 0.036 | 0.04 | 0.042 | 0.033 | 0.031 | 0.032 | 2001-01-20 | 45.51 | 91.9814 | [6 empty] | 2004-03-27 00:14 | 65.9
2001-07-30 | 0.041 | 0.039 | 0.04 | 0.033 | 0.031 | 0.042 | 2001-01-21 | 48.661 | 91.9814 | [6 empty] | 2004-03-27 00:21 | 64.1
2001-07-31 | 0.042 | 0.044 | 0.038 | 0.026 | 0.025 | 0.042 | 2001-01-22 | 49.189 | 91.9814 | [6 empty] | 2004-03-28 | 64.2
2001-08-01 | 0.043 | 0.046 | 0.032 | 0.028 | 0.034 | 0.037 | 2001-01-23 | 45.214 | 97.3419 | [6 empty] | 2004-03-28 00:21 | 64.2
2001-08-02 | 0.04 | 0.039 | 0.042 | 0.03 | 0.031 | 0.034 | 2001-01-24 | 44.086 | 97.3419 | [6 empty] | 2004-03-29 00:07 | 65.8
2001-08-03 | 0.045 | 0.049 | 0.04 | 0.032 | 0.037 | 0.041 | 2001-01-25 | 44.763 | 97.3419 | [6 empty] | 2004-03-29 00:14 | 66
2001-08-04 | 0.043 | 0.042 | 0.039 | 0.033 | 0.035 | 0.038 | 2001-01-26 | 44.099 | 97.3419 | [6 empty] | 2004-03-29 00:21 | 63.6
2001-08-05 | 0.041 | 0.044 | 0.042 | 0.032 | 0.034 | 0.035 | 2001-01-27 | 44.099 | 97.3419 | [6 empty] | 2004-03-30 00:14 | 65.6
2001-08-06 | 0.041 | 0.042 | 0.029 | 0.021 | 0.029 | 0.039 | 2001-01-28 | 43.738 | 97.3419 | [6 empty] | 2004-03-30 00:21 | 64.3
2001-08-07 | 0.041 | 0.044 | 0.045 | 0.024 | 0.042 | 0.051 | 2001-01-29 | 37.506 | 97.3419 | [6 empty] | 2004-03-31 00:07 | 64.4
2001-08-08 | 0.05 | 0.049 | 0.04 | 0.033 | 0.031 | 0.036 | 2001-01-30 | 44.698 | 97.3419 | [6 empty] | 2004-03-31 00:13 | 66.2
2001-08-09 | 0.045 | 0.046 |  |  | 0.029 | 0.036 | 2001-01-31 | 43.161 | 97.3419 | [6 empty] | 2004-04-01 00:07 | 63.2
2001-08-10 | 0.043 | 0.044 |  | 0.037 | 0.043 | 0.042 | 2001-02-01 | 43.349 | 97.3419 | [6 empty] | 2004-04-01 00:14 | 66.6
2001-08-11 | 0.042 | 0.043 | 0.043 | 0.031 | 0.03 | 0.039 | 2001-02-02 | 43.413 | 97.3419 | [6 empty] | 2004-04-01 00:21 | 66.5
2001-08-12 | 0.043 | 0.045 | 0.049 | 0.042 | 0.04 | 0.042 | 2001-02-03 | 43.76 | 97.3419 | [6 empty] | 2004-04-02 00:07 | 63.3
2001-08-13 | 0.046 | 0.045 | 0.042 | 0.04 | 0.038 | 0.043 | 2001-02-04 | 42.389 | 97.3419 | [6 empty] | 2004-04-02 00:14 | 66.6
2001-08-14 | 0.044 | 0.051 | 0.045 | 0.028 | 0.033 | 0.051 | 2001-02-05 | 39.325 | 97.3419 | [6 empty] | 2004-04-02 00:21 | 65.7
2001-08-15 | 0.049 | 0.048 | 0.04 | 0.027 | 0.03 | 0.039 | 2001-02-06 | 42.399 | 97.3419 | [6 empty] | 2004-04-03 00:07 | 65.2
2001-08-16 | 0.041 | 0.04 | 0.043 | 0.032 | 0.039 | 0.04 | 2001-02-07 | 41.723 | 97.3419 | [6 empty] | 2004-04-03 00:14 | 66.2
2001-08-17 | 0.04 | 0.045 | 0.043 | 0.036 | 0.037 | 0.041 | 2001-02-08 | 37.876 | 97.3419 | [6 empty] | 2004-04-03 00:21 | 65.9
2001-08-18 | 0.042 | 0.044 | 0.044 | 0.031 | 0.03 | 0.032 | 2001-02-09 | 27.463 | 97.3419 | [6 empty] | 2004-04-04 00:07 | 69.3
2001-08-19 | 0.04 | 0.042 | 0.04 | 0.031 | 0.032 | 0.042 | 2001-02-10 | 19.047 | 97.3419 | [6 empty] | 2004-04-04 00:14 | 70.7
2001-08-20 | 0.046 | 0.045 | 0.04 | 0.028 | 0.025 | 0.032 | 2001-02-11 | 16.028 | 97.3419 | [6 empty] | 2004-04-04 00:21 | 68.6
2001-08-21 | 0.036 | 0.045 | 0.041 | 0.026 | 0.024 | 0.037 | 2001-02-12 | 0 | 97.3419 | [6 empty] | 2004-04-05 00:07 | 68
2001-08-22 | 0.041 | 0.036 | 0.037 | 0.026 | 0.033 | 0.041 | 2001-02-13 | 0 | 97.3419 | [6 empty] | 2004-04-05 00:14 | 69.4
2001-08-23 | 0.045 | 0.046 | 0.032 | 0.043 | 0.036 | 0.042 | 2001-02-14 | 0 | 97.3419 | [6 empty] | 2004-04-05 00:21 | 68.9
2001-08-24 | 0.049 | 0.044 | 0.049 | 0.031 | 0.038 | 0.035 | 2001-02-15 | 0 | 97.3419 | [6 empty] | 2004-04-06 00:08 | 71.5
2001-08-25 | 0.044 | 0.047 | 0.046 | 0.044 | 0.024 | 0.034 | 2001-02-16 | 19.531 | 97.3419 | [6 empty] | 2004-04-06 00:14 | 66.3
2001-08-26 | 0.045 | 0.043 | 0.049 | 0.042 | 0.048 | 0.042 | 2001-02-17 | 32.988 | 97.3419 | [6 empty] | 2004-04-06 00:21 | 64.4
2001-08-27 | 0.046 | 0.047 | 0.055 | 0.048 | 0.053 | 0.042 | 2001-02-18 | 33.498 | 97.3419 | [6 empty] | 2004-04-07 00:07 | 69.6
2001-08-28 | 0.043 | 0.045 | 0.045 | 0.035 | 0.037 | 0.038 | 2001-02-19 | 35.261 | 97.3419 | [6 empty] | 2004-04-07 00:14 | 69.4
2001-08-29 | 0.04 | 0.04 | 0.035 | 0.024 | 0.027 | 0.03 | 2001-02-20 | 35.208 | 92.0874 | [6 empty] | 2004-04-07 00:21 | 68.9
2001-08-30 | 0.043 | 0.045 | 0.04 | 0.029 | 0.029 | 0.039 | 2001-02-21 | 39.058 | 92.0874 | [6 empty] | 2004-04-08 00:07 | 71.1
2001-08-31 | 0.04 | 0.042 | 0.042 | 0.039 | 0.027 | 0.037 | 2001-02-22 | 36.194 | 92.0874 | [6 empty] | 2004-04-08 00:14 | 71.4
2001-09-01 | 0.041 | 0.046 | 0.043 | 0.04 | 0.04 | 0.033 | 2001-02-23 | 36.716 | 92.0874 | [6 empty] | 2004-04-08 00:21 | 69
2001-09-02 | 0.042 | 0.043 | 0.043 | 0.038 | 0.034 | 0.039 | 2001-02-24 | 37.243 | 92.0874 | [6 empty] | 2004-04-09 00:07 | 65.5
2001-09-03 | 0.039 | 0.045 | 0.043 | 0.04 | 0.03 | 0.031 | 2001-02-25 | 37.804 | 92.0874 | [6 empty] | 2004-04-09 00:14 | 68.9
2001-09-04 | 0.038 | 0.034 | 0.038 | 0.034 | 0.028 | 0.033 | 2001-02-26 | 36.352 | 92.0874 | [6 empty] | 2004-04-09 00:21 | 67
2001-09-05 | 0.043 | 0.041 | 0.038 | 0.028 | 0.028 | 0.031 | 2001-02-27 | 38.645 | 93.7778 | [6 empty] | 2004-04-10 00:08 | 67.6
2001-09-06 | 0.042 | 0.042 | 0.04 | 0.031 | 0.029 | 0.033 | 2001-02-28 | 40.089 | 93.7778 | [6 empty] | 2004-04-10 00:14 | 67.5
2001-09-07 | 0.048 | 0.043 | 0.041 | 0.028 | 0.029 | 0.035 | 2001-03-01 | 41.619 | 93.7778 | [6 empty] | 2004-04-10 00:21 | 66.2
2001-09-08 | 0.044 | 0.046 | 0.042 | 0.026 | 0.027 | 0.036 | 2001-03-02 | 38.129 | 93.7778 | [6 empty] | 2004-04-11 00:07 | 67.8
2001-09-09 | 0.046 | 0.047 | 0.04 | 0.032 | 0.032 | 0.042 | 2001-03-03 | 40.127 | 93.7778 | [6 empty] | 2004-04-11 00:14 | 69
2001-09-10 | 0.043 | 0.047 | 0.04 | 0.033 | 0.052 | 0.057 | 2001-03-04 | 39.324 | 93.7778 | [6 empty] | 2004-04-11 00:21 | 68.8
2001-09-11 | 0.054 | 0.064 | 0.053 | 0.039 | 0.041 | 0.04 | 2001-03-05 | 36.898 | 93.7778 | [6 empty] | 2004-04-12 00:14 | 69.7
2001-09-12 | 0.049 | 0.057 | 0.045 | 0.034 | 0.027 | 0.035 | 2001-03-06 | 42.277 | 94.3844 | [6 empty] | 2004-04-12 00:21 | 66.6
2001-09-13 | 0.04 | 0.043 | 0.037 | 0.027 | 0.031 | 0.036 | 2001-03-07 | 41.909 | 94.3844 | [6 empty] | 2004-04-13 00:07 | 67.2
2001-09-14 | 0.041 | 0.046 | 0.042 | 0.039 | 0.029 | 0.038 | 2001-03-08 | 42.298 | 94.3844 | [6 empty] | 2004-04-13 00:14 | 68.4
2001-09-15 | 0.041 | 0.041 | 0.039 | 0.029 | 0.026 | 0.035 | 2001-03-09 | 40.644 | 94.3844 | [6 empty] | 2004-04-13 00:21 | 65.7
2001-09-16 | 0.039 | 0.038 | 0.037 | 0.023 | 0.024 | 0.033 | 2001-03-10 | 41.222 | 94.3844 | [6 empty] | 2004-04-14 00:07 | 65.9
2001-09-17 | 0.036 | 0.037 | 0.039 | 0.031 | 0.022 | 0.021 | 2001-03-11 | 41.448 | 94.3844 | [6 empty] | 2004-04-14 00:14 | 67.8
2001-09-18 | 0.024 | 0.023 | 0.036 | 0.032 | 0.03 | 0.035 | 2001-03-12 | 44.422 | 94.3844 | [6 empty] | 2004-04-14 00:21 | 67.4
2001-09-19 | 0.04 | 0.044 | 0.042 | 0.031 | 0.028 | 0.03 | 2001-03-13 | 42.311 | 95.6093 | [6 empty] | 2004-04-15 00:07 | 66.5
2001-09-20 | 0.038 | 0.038 | 0.038 | 0.034 | 0.032 | 0.037 | 2001-03-14 | 41.941 | 95.6093 | [6 empty] | 2004-04-15 00:13 | 68.2
2001-09-21 | 0.036 | 0.039 | 0.035 | 0.025 | 0.022 | 0.032 | 2001-03-15 | 41.504 | 95.6093 | [6 empty] | 2004-04-15 00:21 | 65.6
2001-09-22 | 0.037 | 0.041 | 0.035 | 0.027 | 0.026 | 0.028 | 2001-03-16 | 41.45 | 95.6093 | [6 empty] | 2004-04-16 00:07 | 66.1
2001-09-23 | 0.035 | 0.044 | 0.034 | 0.023 | 0.022 | 0.028 | 2001-03-17 | 42.564 | 95.6093 | [6 empty] | 2004-04-16 00:14 | 67.2
2001-09-24 | 0.037 | 0.044 | 0.035 | 0.028 |  |  | 2001-03-18 | 40.797 | 95.6093 | [6 empty] | 2004-04-16 00:21 | 65.3
2001-09-25 | 0.038 | [5 empty] | 2001-03-19 | 38.22 | 95.6093 | [6 empty] | 2004-04-17 00:08 | 66.5
2001-09-26 | 0.042 |  |  | 0.025 |  |  | 2001-03-20 | 42.129 | 95.1262 | [6 empty] | 2004-04-17 00:14 | 66
2001-09-27 | 0.04 |  |  | 0.03 |  |  | 2001-03-21 | 43.152 | 95.1262 | [6 empty] | 2004-04-17 00:21 | 65.1
2001-09-28 | 0.036 |  |  | 0.029 |  |  | 2001-03-22 | 42.124 | 95.1262 | [6 empty] | 2004-04-18 00:07 | 67.3
2001-09-29 | 0.036 |  |  | 0.026 |  |  | 2001-03-23 | 41.109 | 95.1262 | [6 empty] | 2004-04-18 00:14 | 67.4
2001-09-30 | 0.037 |  |  | 0.028 |  |  | 2001-03-24 | 40.745 | 95.1262 | [6 empty] | 2004-04-18 00:21 | 65.8
2001-10-01 | 0.037 |  |  | 0.032 |  |  | 2001-03-25 | 39.732 | 95.1262 | [6 empty] | 2004-04-19 00:08 | 67
2001-10-02 | 0.036 |  |  | 0.033 |  |  | 2001-03-26 | 41.647 | 95.1262 | [6 empty] | 2004-04-19 00:14 | 67.5
2001-10-03 | 0.043 |  |  | 0.028 |  |  | 2001-03-27 | 42.747 | 98.4464 | [6 empty] | 2004-04-19 00:21 | 64
2001-10-04 | 0.037 |  |  | 0.03 |  |  | 2001-03-28 | 44.459 | 98.4464 | [6 empty] | 2004-04-20 00:07 | 66.1
2001-10-05 | 0.039 |  |  | 0.03 |  |  | 2001-03-29 | 44.299 | 98.4464 | [6 empty] | 2004-04-20 00:13 | 68
2001-10-06 | 0.042 |  |  | 0.035 |  |  | 2001-03-30 | 42.154 | 98.4464 | [6 empty] | 2004-04-20 00:21 | 66.6
2001-10-07 | 0.039 |  |  | 0.037 |  |  | 2001-03-31 | 43.006 | 98.4464 | [6 empty] | 2004-04-21 00:07 | 67.8
2001-10-08 | 0.041 |  |  | 0.03 |  |  | 2001-04-01 | 41.094 | 98.4464 | [6 empty] | 2004-04-21 00:14 | 68.3
2001-10-09 | 0.037 |  |  | 0.028 |  |  | 2001-04-02 | 44.075 | 98.4464 | [6 empty] | 2004-04-21 00:21 | 66.7
2001-10-10 | 0.04 |  |  | 0.039 |  |  | 2001-04-03 | 44.484 | 94.7109 | [6 empty] | 2004-04-22 00:07 | 67
2001-10-11 | 0.041 |  |  | 0.044 |  |  | 2001-04-04 | 44.325 | 94.7109 | [6 empty] | 2004-04-22 00:14 | 67.4
2001-10-12 | 0.043 |  |  | 0.035 |  |  | 2001-04-05 | 43.068 | 94.7109 | [6 empty] | 2004-04-22 00:21 | 66.7
2001-10-13 | 0.043 |  |  | 0.029 |  |  | 2001-04-06 | 43.549 | 94.7109 | [6 empty] | 2004-04-23 00:07 | 66.9
2001-10-14 | 0.038 |  |  | 0.035 |  |  | 2001-04-07 | 43.95 | 94.7109 | [6 empty] | 2004-04-23 00:14 | 67.6
2001-10-15 | 0.041 |  |  | 0.044 |  |  | 2001-04-08 | 44.028 | 94.7109 | [6 empty] | 2004-04-23 00:21 | 65.6
2001-10-16 | 0.042 |  |  | 0.04 |  |  | 2001-04-09 | 40.741 | 94.7109 | [6 empty] | 2004-04-24 00:08 | 67.3
2001-10-17 | 0.079 |  |  | 0.039 |  |  | 2001-04-10 | 42.958 | 93.6052 | [6 empty] | 2004-04-24 00:14 | 67.6
2001-10-18 | 0.059 |  |  | 0.046 |  |  | 2001-04-11 | 43.664 | 93.6052 | [6 empty] | 2004-04-24 00:21 | 66
2001-10-19 | 0.052 |  |  | 0.034 |  |  | 2001-04-12 | 43.914 | 93.6052 | [6 empty] | 2004-04-25 00:08 | 68.2
2001-10-20 | 0.042 |  |  | 0.032 |  |  | 2001-04-13 | 42.519 | 93.6052 | [6 empty] | 2004-04-25 00:14 | 69
2001-10-21 | 0.041 |  |  | 0.03 |  |  | 2001-04-14 | 43.117 | 93.6052 | [6 empty] | 2004-04-25 00:21 | 66.7
2001-10-22 | 0.05 |  |  | 0.032 |  |  | 2001-04-15 | 43.911 | 93.6052 | [6 empty] | 2004-04-26 00:07 | 68.6
2001-10-23 | 0.028 |  |  | 0.033 |  |  | 2001-04-16 | 40.829 | 93.6052 | [6 empty] | 2004-04-26 00:14 | 70.3
2001-10-24 | 0.046 |  |  | 0.027 |  |  | 2001-04-17 | 42.559 | 95.5652 | [6 empty] | 2004-04-26 00:21 | 63.4
2001-10-25 | 0.085 |  |  | 0.06 |  |  | 2001-04-18 | 38.84 | 95.5652 | [6 empty] | 2004-04-27 00:07 | 65.2
2001-10-26 | 0.037 |  |  | 0.02 |  |  | 2001-04-19 | 44.128 | 95.5652 | [6 empty] | 2004-04-27 00:14 | 66.8
2001-10-27 | 0.038 |  |  | 0.025 |  |  | 2001-04-20 | 40.217 | 95.5652 | [6 empty] | 2004-04-27 00:21 | 66
2001-10-28 | 0.039 |  |  | 0.021 |  |  | 2001-04-21 | 44.501 | 95.5652 | [6 empty] | 2004-04-28 00:07 | 67.4
2001-10-29 | 0.034 |  |  | 0.03 |  |  | 2001-04-22 | 43.296 | 95.5652 | [6 empty] | 2004-04-28 00:14 | 68.7
2001-10-30 | 0.046 |  |  | 0.02 |  |  | 2001-04-23 | 42.154 | 95.5652 | [6 empty] | 2004-04-28 00:21 | 67.3
2001-10-31 | 0.048 |  |  | 0.039 |  |  | 2001-04-24 | 42.758 | 94.8855 | [6 empty] | 2004-04-29 00:07 | 67.2
2001-11-01 | 0.04 |  |  | 0.031 |  |  | 2001-04-25 | 43.146 | 94.8855 | [6 empty] | 2004-04-29 00:14 | 67.8
2001-11-02 | 0.055 |  |  | 0.042 |  |  | 2001-04-26 | 42.933 | 94.8855 | [6 empty] | 2004-04-30 07:30 | 64.5
2001-11-03 | 0.05 |  |  | 0.035 |  |  | 2001-04-27 | 41.744 | 94.8855 | [6 empty] | 2004-04-30 13:30 | 65.7
2001-11-04 | 0.043 |  |  | 0.028 |  |  | 2001-04-28 | 43.294 | 94.8855 | [6 empty] | 2004-04-30 21:00 | 65.1
2001-11-05 | 0.04 |  |  | 0.035 |  |  | 2001-04-29 | 43.672 | 94.8855 | [6 empty] | 2004-05-01 07:40 | 67
2001-11-06 | 0.045 |  |  | 0.029 |  |  | 2001-04-30 | 43.567 | 94.8855 | [6 empty] | 2004-05-01 13:30 | 66.8
2001-11-07 | 0.036 |  |  | 0.03 |  |  | 2001-05-01 | 44.739 | 94.2323 | [6 empty] | 2004-05-01 21:00 | 64.6
2001-11-08 | 0.039 |  |  | 0.037 |  |  | 2001-05-02 | 42.752 | 94.2323 | [6 empty] | 2004-05-02 06:51 | 67.3
2001-11-09 | 0.04 |  |  | 0.038 |  |  | 2001-05-03 | 46.109 | 94.2323 | [6 empty] | 2004-05-02 13:30 | 67.6
2001-11-10 | 0.044 |  |  | 0.026 |  |  | 2001-05-04 | 52.77 | 94.2323 | [6 empty] | 2004-05-02 21:00 | 65.8
2001-11-11 | 0.042 |  |  | 0.044 |  |  | 2001-05-05 | 46.197 | 94.2323 | [6 empty] | 2004-05-03 07:48 | 67.3
2001-11-12 | 0.046 |  |  | 0.031 |  |  | 2001-05-06 | 42.191 | 94.2323 | [6 empty] | 2004-05-03 13:30 | 68.2
2001-11-13 | 0.04 |  |  | 0.026 |  |  | 2001-05-07 | 44.482 | 94.2323 | [6 empty] | 2004-05-03 21:00 | 65.1
2001-11-14 | 0.035 |  |  | 0.031 |  |  | 2001-05-08 | 45.2 | 95.0605 | [6 empty] | 2004-05-04 07:43 | 65.8
2001-11-15 | 0.04 |  |  | 0.032 |  |  | 2001-05-09 | 44.96 | 95.0605 | [6 empty] | 2004-05-04 14:20 | 67
2001-11-16 | 0.041 |  |  | 0.033 |  |  | 2001-05-10 | 49.241 | 95.0605 | [6 empty] | 2004-05-04 21:00 | 65.2
2001-11-17 | 0.044 |  |  | 0.036 |  |  | 2001-05-11 | 52.769 | 95.0605 | [6 empty] | 2004-05-05 07:22 | 66.6
2001-11-18 | 0.045 |  |  | 0.035 |  |  | 2001-05-12 | 55.238 | 95.0605 | [6 empty] | 2004-05-05 13:20 | 67.6
2001-11-19 | 0.046 |  |  | 0.045 |  |  | 2001-05-13 | 54.981 | 95.0605 | [6 empty] | 2004-05-05 21:00 | 64.8
2001-11-20 | 0.035 |  |  | 0.021 |  |  | 2001-05-14 | 52.251 | 95.0605 | [6 empty] | 2004-05-06 07:03 | 66.4
2001-11-21 | 0.037 |  |  | 0.018 |  |  | 2001-05-15 | 54.747 | 94.9948 | [6 empty] | 2004-05-06 14:00 | 67.2
2001-11-22 | 0.039 |  |  | 0.03 |  |  | 2001-05-16 | 55.5 | 94.9948 | [6 empty] | 2004-05-06 21:00 | 65.7
2001-11-23 | 0.031 |  |  | 0.02 |  |  | 2001-05-17 | 56.298 | 94.9948 | [6 empty] | 2004-05-07 07:13 | 67.4
2001-11-24 | 0.029 |  |  | 0.034 |  |  | 2001-05-18 | 47.385 | 94.9948 | [6 empty] | 2004-05-07 13:30 | 68.4
2001-11-25 | 0.034 |  |  | 0.031 |  |  | 2001-05-19 | 49.908 | 94.9948 | [6 empty] | 2004-05-07 21:00 | 67.4
2001-11-26 | 0.031 |  |  | 0.025 |  |  | 2001-05-20 | 54.578 | 94.9948 | [6 empty] | 2004-05-08 07:23 | 68.2
2001-11-27 | 0.027 |  |  | 0.024 |  |  | 2001-05-21 | 51.939 | 94.9948 | [6 empty] | 2004-05-08 12:30 | 68.4
2001-11-28 | 0.033 |  |  | 0.032 |  |  | 2001-05-22 | 53.988 | 94.5584 | [6 empty] | 2004-05-08 21:00 | 65.7
2001-11-29 | 0.028 |  |  | 0.031 |  |  | 2001-05-23 | 54.166 | 94.5584 | [6 empty] | 2004-05-09 07:49 | 68.2
2001-11-30 | 0.036 |  |  | 0.026 |  |  | 2001-05-24 | 53.049 | 94.5584 | [6 empty] | 2004-05-09 13:30 | 68.2
2001-12-01 | 0.038 |  |  | 0.033 |  |  | 2001-05-25 | 53.783 | 94.5584 | [6 empty] | 2004-05-09 21:00 | 66.7
2001-12-02 | 0.034 |  |  | 0.037 |  |  | 2001-05-26 | 48.489 | 94.5584 | [6 empty] | 2004-05-10 06:45 | 67
2001-12-03 | 0.042 |  |  | 0.032 |  |  | 2001-05-27 | 46.78 | 94.5584 | [6 empty] | 2004-05-10 14:45 | 67.9
2001-12-04 | 0.034 | [5 empty] | 2001-05-28 | 44.713 | 94.5584 | [6 empty] | 2004-05-10 21:00 | 66.3
2001-12-05 | 0.039 |  |  | 0.03 |  |  | 2001-05-29 | 45.37 | 94.5584 | [6 empty] | 2004-05-11 07:18 | 67
2001-12-06 | 0.036 |  |  | 0.025 |  |  | 2001-05-30 | 51.122 | 94.5584 | [6 empty] | 2004-05-11 13:30 | 67.4
2001-12-07 | 0.036 |  |  | 0.034 |  |  | 2001-05-31 | 50.68 | 94.5584 | [6 empty] | 2004-05-11 21:00 | 64.6
2001-12-08 | 0.037 |  |  | 0.026 |  |  | 2001-06-01 | 49.676 | 94.5584 | [6 empty] | 2004-05-12 07:45 | 66.9
2001-12-09 | 0.037 |  |  | 0.036 |  |  | 2001-06-02 | 51.395 | 94.5584 | [6 empty] | 2004-05-12 13:30 | 68.1
2001-12-10 | 0.043 |  |  | 0.039 |  |  | 2001-06-03 | 50.46 | 94.5584 | [6 empty] | 2004-05-12 21:00 | 67.4
2001-12-11 | 0.042 |  |  | 0.025 |  |  | 2001-06-04 | 49.124 | 94.5584 | [6 empty] | 2004-05-13 07:05 | 68.6
2001-12-12 | 0.029 |  |  | 0.034 |  |  | 2001-06-05 | 54.318 | 95.1919 | [6 empty] | 2004-05-13 13:05 | 68.8
2001-12-13 | 0.037 |  |  | 0.041 |  |  | 2001-06-06 | 55.917 | 95.1919 | [6 empty] | 2004-05-13 21:00 | 67.2
2001-12-14 | 0.039 |  |  | 0.043 |  |  | 2001-06-07 | 52.716 | 95.1919 | [6 empty] | 2004-05-14 07:18 | 67.8
2001-12-15 | 0.04 |  |  | 0.031 |  |  | 2001-06-08 | 49.876 | 95.1919 | [6 empty] | 2004-05-14 13:40 | 67.7
2001-12-16 | 0.039 |  |  | 0.036 |  |  | 2001-06-09 | 48.761 | 95.1919 | [6 empty] | 2004-05-14 21:00 | 66.8
2001-12-17 | 0.037 |  |  | 0.031 |  |  | 2001-06-10 | 53.449 | 95.1919 | [6 empty] | 2004-05-15 07:40 | 67.8
2001-12-18 | 0.032 |  |  | 0.037 |  |  | 2001-06-11 | 47.446 | 95.1919 | [6 empty] | 2004-05-15 13:30 | 67.3
2001-12-19 | 0.034 |  |  | 0.031 |  |  | 2001-06-12 | 50.111 | 89.5571 | [6 empty] | 2004-05-15 21:00 | 65.8
2001-12-20 | 0.037 |  |  | 0.035 |  |  | 2001-06-13 | 53.327 | 89.5571 | [6 empty] | 2004-05-16 08:02 | 68
2001-12-21 | 0.039 |  |  | 0.027 |  |  | 2001-06-14 | 52.118 | 89.5571 | [6 empty] | 2004-05-16 13:30 | 68.5
2001-12-22 | 0.037 |  |  | 0.025 |  |  | 2001-06-15 | 51.079 | 89.5571 | [6 empty] | 2004-05-16 21:00 | 66.7
2001-12-23 | 0.037 |  |  | 0.027 |  |  | 2001-06-16 | 51.623 | 89.5571 | [6 empty] | 2004-05-17 07:18 | 68.1
2001-12-24 | 0.036 |  |  | 0.029 |  |  | 2001-06-17 | 50.438 | 89.5571 | [6 empty] | 2004-05-17 13:30 | 69.4
2001-12-25 | 0.037 |  |  | 0.027 |  |  | 2001-06-18 | 48.166 | 89.5571 | [6 empty] | 2004-05-17 21:00 | 66.1
2001-12-26 | 0.038 |  |  | 0.022 |  |  | 2001-06-19 | 49.999 | 94.82 | [6 empty] | 2004-05-18 07:15 | 67.1
2001-12-27 | 0.017 |  |  | 0.028 |  |  | 2001-06-20 | 51.587 | 94.82 | [6 empty] | 2004-05-18 13:30 | 67.4
2001-12-28 | 0.038 |  |  | 0.024 |  |  | 2001-06-21 | 48.213 | 94.82 | [6 empty] | 2004-05-18 21:00 | 65.9
2001-12-29 | 0.038 |  |  | 0.037 |  |  | 2001-06-22 | 48.717 | 94.82 | [6 empty] | 2004-05-19 06:26 | 66.8
2001-12-30 | 0.036 |  |  | 0.018 |  |  | 2001-06-23 | 51.187 | 94.82 | [6 empty] | 2004-05-19 13:30 | 67.3
2001-12-31 | 0.025 |  |  | 0.022 |  |  | 2001-06-24 | 51.138 | 94.82 | [6 empty] | 2004-05-19 21:00 | 65.2
2002-01-01 | 0.029 |  |  | 0.025 |  |  | 2001-06-25 | 46.9 | 94.82 | [6 empty] | 2004-05-20 07:14 | 65.8
2002-01-02 | 0.033 |  |  | 0.032 |  |  | 2001-06-26 | 47.473 | 90.2818 | [6 empty] | 2004-05-20 14:00 | 66.3
2002-01-03 | 0.035 |  |  | 0.036 |  |  | 2001-06-27 | 49.085 | 90.2818 | [6 empty] | 2004-05-20 21:00 | 64.5
2002-01-04 | 0.035 |  |  | 0.034 |  |  | 2001-06-28 | 48.127 | 90.2818 | [6 empty] | 2004-05-21 07:11 | 65.8
2002-01-05 | 0.037 |  |  | 0.026 |  |  | 2001-06-29 | 47.51 | 90.2818 | [6 empty] | 2004-05-21 13:30 | 66.5
2002-01-06 | 0.036 |  |  | 0.031 |  |  | 2001-06-30 | 48.178 | 90.2818 | [6 empty] | 2004-05-21 21:00 | 62.5
2002-01-07 | 0.033 |  |  | 0.041 |  |  | 2001-07-01 | 44.635 | 90.2818 | [6 empty] | 2004-05-22 07:35 | 65.3
2002-01-08 | 0.04 |  |  | 0.036 |  |  | 2001-07-02 | 53.743 | 90.2818 | [6 empty] | 2004-05-22 14:15 | 65.8
2002-01-09 | 0.035 |  |  | 0.041 |  |  | 2001-07-03 | 52.605 | 90.3649 | [6 empty] | 2004-05-22 21:00 | 64.2
2002-01-10 | 0.035 |  |  | 0.031 |  |  | 2001-07-04 | 53.117 | 90.3649 | [6 empty] | 2004-05-23 07:16 | 67.2
2002-01-11 | 0.023 |  |  | 0.032 |  |  | 2001-07-05 | 54.654 | 90.3649 | [6 empty] | 2004-05-23 13:30 | 66.7
2002-01-12 | 0.03 |  |  | 0.029 |  |  | 2001-07-06 | 47.997 | 90.3649 | [6 empty] | 2004-05-23 21:00 | 64.6
2002-01-13 | 0.031 |  |  | 0.031 |  |  | 2001-07-07 | 49.453 | 90.3649 | [6 empty] | 2004-05-24 07:17 | 67.9
2002-01-14 | 0.033 |  |  | 0.035 |  |  | 2001-07-08 | 49.215 | 90.3649 | [6 empty] | 2004-05-24 14:25 | 66
2002-01-15 | 0.036 | [5 empty] | 2001-07-09 | 46.627 | 90.3649 | [6 empty] | 2004-05-24 21:00 | 62.9
2002-01-16 | 0.032 |  |  | 0.038 |  |  | 2001-07-10 | 51.394 | 95.1919 | [6 empty] | 2004-05-25 07:15 | 63.1
2002-01-17 | 0.035 |  |  | 0.042 |  |  | 2001-07-11 | 47.939 | 95.1919 | [6 empty] | 2004-05-25 13:25 | 67.3
2002-01-18 | 0.041 |  |  | 0.029 |  |  | 2001-07-12 | 50.716 | 95.1919 | [6 empty] | 2004-05-25 21:00 | 68.6
2002-01-19 | 0.029 |  |  | 0.029 |  |  | 2001-07-13 | 50.237 | 95.1919 | [6 empty] | 2004-05-26 07:13 | 69.5
2002-01-20 | 0.02 |  |  | 0.038 |  |  | 2001-07-14 | 47.781 | 95.1919 | [6 empty] | 2004-05-26 13:49 | 65.5
2002-01-21 | 0.04 |  |  | 0.038 |  |  | 2001-07-15 | 50.034 | 95.1919 | [6 empty] | 2004-05-26 21:00 | 69
2002-01-22 | 0.041 |  |  | 0.035 |  |  | 2001-07-16 | 44.39 | 95.1919 | [6 empty] | 2004-05-27 07:14 | 66.3
2002-01-23 | 0.038 |  |  | 0.036 |  |  | 2001-07-17 | 49.743 | 99.3802 | [6 empty] | 2004-05-28 07:13 | 65.2
2002-01-24 | 0.038 |  |  | 0.043 |  |  | 2001-07-18 | 49.253 | 99.3802 | [6 empty] | 2004-05-28 14:15 | 67.2
2002-01-25 | 0.036 |  |  | 0.042 |  |  | 2001-07-19 | 50.202 | 99.3802 | [6 empty] | 2004-05-28 21:00 | 63.2
2002-01-26 | 0.034 |  |  | 0.028 |  |  | 2001-07-20 | 48.354 | 99.3802 | [6 empty] | 2004-05-29 07:23 | 66.1
2002-01-27 | 0.037 |  |  | 0.035 |  |  | 2001-07-21 | 48.304 | 99.3802 | [6 empty] | 2004-05-29 13:30 | 69.5
2002-01-28 | 0.036 |  |  | 0.038 |  |  | 2001-07-22 | 48.138 | 99.3802 | [6 empty] | 2004-05-29 21:00 | 63.2
2002-01-29 | 0.033 |  |  | 0.04 |  |  | 2001-07-23 | 45.147 | 99.3802 | [6 empty] | 2004-05-30 07:39 | 71
2002-01-30 | 0.035 |  |  | 0.038 |  |  | 2001-07-24 | 50.041 | 92.6403 | [6 empty] | 2004-05-30 13:30 | 70.7
2002-01-31 | 0.039 |  |  | 0.038 |  |  | 2001-07-25 | 49.518 | 92.6403 | [6 empty] | 2004-05-30 21:00 | 70
2002-02-01 | 0.039 |  |  | 0.039 |  |  | 2001-07-26 | 48.656 | 92.6403 | [6 empty] | 2004-05-31 07:14 | 69.3
2002-02-02 | 0.034 |  |  | 0.027 |  |  | 2001-07-27 | 48.076 | 92.6403 | [6 empty] | 2004-05-31 13:40 | 69.5
2002-02-03 | 0.035 |  |  | 0.032 |  |  | 2001-07-28 | 51.597 | 92.6403 | [6 empty] | 2004-05-31 21:00 | 73.78
2002-02-04 | 0.035 |  |  | 0.038 |  |  | 2001-07-29 | 50.546 | 92.6403 | [6 empty] | 2004-06-01 07:27 | 74.6
2002-02-05 | 0.035 |  |  | 0.03 |  |  | 2001-07-30 | 45.072 | 92.6403 | [6 empty] | 2004-06-01 13:30 | 75.31
2002-02-06 | 0.033 | [5 empty] | 2001-07-31 | 49.179 | 92.6403 | [6 empty] | 2004-06-01 21:00 | 73.14
2002-02-07 | 0.036 |  |  | 0.038 |  |  | 2001-08-01 | 50.089 | 92.6403 | [6 empty] | 2004-06-02 07:25 | 73.39
2002-02-08 | 0.04 |  |  | 0.037 |  |  | 2001-08-02 | 49.046 | 92.6403 | [6 empty] | 2004-06-02 13:30 | 72.33
2002-02-09 | 0.043 |  |  | 0.036 |  |  | 2001-08-03 | 50.777 | 92.6403 | [6 empty] | 2004-06-02 21:00 | 72.68
2002-02-10 | 0.03 |  |  | 0.038 |  |  | 2001-08-04 | 51.718 | 92.6403 | [6 empty] | 2004-06-03 07:19 | 72.6
2002-02-11 | 0.035 |  |  | 0.035 |  |  | 2001-08-05 | 51.646 | 92.6403 | [6 empty] | 2004-06-03 13:40 | 73.83
2002-02-12 | 0.034 |  |  | 0.028 |  |  | 2001-08-06 | 52.226 | 92.6403 | [6 empty] | 2004-06-03 21:00 | 70.17
2002-02-13 | 0.03 |  |  | 0.044 |  |  | 2001-08-07 | 45.033 | 92.3422 | [6 empty] | 2004-06-04 07:48 | 71.38
2002-02-14 | 0.038 |  |  | 0.029 |  |  | 2001-08-08 | 55.684 | 92.3422 | [6 empty] | 2004-06-04 14:10 | 78.41
2002-02-15 | 0.035 |  |  | 0.035 |  |  | 2001-08-09 | 47.568 | 92.3422 | [6 empty] | 2004-06-04 21:00 | 77.42
2002-02-16 | 0.037 |  |  | 0.027 |  |  | 2001-08-10 | 52.287 | 92.3422 | [6 empty] | 2004-06-05 07:35 | 74.92
2002-02-17 | 0.042 |  |  | 0.041 |  |  | 2001-08-11 | 51.109 | 92.3422 | [6 empty] | 2004-06-05 13:30 | 73.92
2002-02-18 | 0.038 |  |  | 0.03 |  |  | 2001-08-12 | 51.354 | 92.3422 | [6 empty] | 2004-06-05 21:00 | 73.35
2002-02-19 | 0.034 |  |  | 0.036 |  |  | 2001-08-13 | 47.905 | 92.3422 | [6 empty] | 2004-06-06 07:25 | 74.88
2002-02-20 | 0.039 |  |  | 0.037 |  |  | 2001-08-14 | 53.278 | 91.7698 | [6 empty] | 2004-06-06 14:25 | 74.9
2002-02-21 | 0.033 |  |  | 0.036 |  |  | 2001-08-15 | 51.109 | 91.7698 | [6 empty] | 2004-06-06 21:00 | 74.43
2002-02-22 | 0.035 |  |  | 0.038 |  |  | 2001-08-16 | 52.895 | 91.7698 | [6 empty] | 2004-06-07 07:10 | 74.71
2002-02-23 | 0.037 |  |  | 0.043 |  |  | 2001-08-17 | 52.098 | 91.7698 | [6 empty] | 2004-06-07 13:10 | 77
2002-02-24 | 0.038 |  |  | 0.037 |  |  | 2001-08-18 | 53.194 | 91.7698 | [6 empty] | 2004-06-07 21:00 | 73.73
2002-02-25 | 0.035 |  |  | 0.037 |  |  | 2001-08-19 | 50.146 | 91.7698 | [6 empty] | 2004-06-08 06:45 | 74.08
2002-02-26 | 0.033 |  |  | 0.028 |  |  | 2001-08-20 | 49.811 | 91.7698 | [6 empty] | 2004-06-08 13:30 | 74.49
2002-02-27 | 0.04 | [5 empty] | 2001-08-21 | 51.935 | 91.9179 | [6 empty] | 2004-06-08 21:00 | 69.6
[7 empty] | 2001-08-22 | 50.13 | 91.9179 | [6 empty] | 2004-06-09 06:50 | 69.4
[7 empty] | 2001-08-23 | 50.494 | 91.9179 | [6 empty] | 2004-06-09 14:50 | 67.3
[7 empty] | 2001-08-24 | 40.732 | 91.9179 | [6 empty] | 2004-06-09 21:00 | 65.4
[7 empty] | 2001-08-25 | 48.301 | 91.9179 | [6 empty] | 2004-06-10 06:40 | 64.6
[7 empty] | 2001-08-26 | 48.552 | 91.9179 | [6 empty] | 2004-06-10 15:50 | 66.1
[7 empty] | 2001-08-27 | 47.854 | 91.9179 | [6 empty] | 2004-06-10 21:00 | 66.7
[7 empty] | 2001-08-28 | 48.555 | 93.519 | [6 empty] | 2004-06-11 07:05 | 65.6
[7 empty] | 2001-08-29 | 51.069 | 93.519 | [6 empty] | 2004-06-11 13:30 | 66.3
[7 empty] | 2001-08-30 | 47.831 | 93.519 | [6 empty] | 2004-06-11 21:00 | 65.3
[7 empty] | 2001-08-31 | 47.909 | 93.519 | [6 empty] | 2004-06-12 07:40 | 66.7
[7 empty] | 2001-09-01 | 46.876 | 93.519 | [6 empty] | 2004-06-12 14:00 | 67.2
[7 empty] | 2001-09-02 | 48.536 | 93.519 | [6 empty] | 2004-06-12 21:00 | 66.3
[7 empty] | 2001-09-03 | 46.269 | 93.519 | [6 empty] | 2004-06-13 07:00 | 67.6
[7 empty] | 2001-09-04 | 50.687 | 89.1661 | [6 empty] | 2004-06-13 13:53 | 69.2
[7 empty] | 2001-09-05 | 53.318 | 89.1661 | [6 empty] | 2004-06-13 21:00 | 67.8
[7 empty] | 2001-09-06 | 48.233 | 89.1661 | [6 empty] | 2004-06-14 06:40 | 68.9
[7 empty] | 2001-09-07 | 49.988 | 89.1661 | [6 empty] | 2004-06-14 14:45 | 68.6
[7 empty] | 2001-09-08 | 47.903 | 89.1661 | [6 empty] | 2004-06-14 21:00 | 65.1
[7 empty] | 2001-09-09 | 50.239 | 89.1661 | [6 empty] | 2004-06-15 06:45 | 67.4
[7 empty] | 2001-09-10 | 47.671 | 89.1661 | [6 empty] | 2004-06-15 13:30 | 68.4
[7 empty] | 2001-09-11 | 51.852 | 90.803 | [6 empty] | 2004-06-15 21:00 | 68.5
[7 empty] | 2001-09-12 | 52.051 | 90.803 | [6 empty] | 2004-06-16 06:35 | 67.4
[7 empty] | 2001-09-13 | 51.928 | 90.803 | [6 empty] | 2004-06-16 13:40 | 68
[7 empty] | 2001-09-14 | 54.137 | 90.803 | [6 empty] | 2004-06-16 21:00 | 67.4
[7 empty] | 2001-09-15 | 50.892 | 90.803 | [6 empty] | 2004-06-17 06:50 | 67.6
[7 empty] | 2001-09-16 | 48.099 | 90.803 | [6 empty] | 2004-06-17 14:00 | 68.6
[7 empty] | 2001-09-17 | 50.679 | 90.803
[7 empty] | 2001-09-18 | 50.258 | 93.8642
[7 empty] | 2001-09-19 | 41.791 | 93.8642
[7 empty] | 2001-09-20 | 48.207 | 93.8642
[7 empty] | 2001-09-21 | 46.619 | 93.8642
[7 empty] | 2001-09-22 | 48.284 | 93.8642
[7 empty] | 2001-09-23 | 49.756 | 93.8642
[7 empty] | 2001-09-24 | 45.812 | 93.8642
[7 empty] | 2001-09-25 | 33.73 | 93.2395
[7 empty] | 2001-09-26 | 33.447 | 93.2395
[7 empty] | 2001-09-27 | 35.828 | 93.2395
[7 empty] | 2001-09-28 | 35.058 | 93.2395
[7 empty] | 2001-09-29 | 34.884 | 93.2395
[7 empty] | 2001-09-30 | 31.488 | 93.2395
[7 empty] | 2001-10-01 | 35.168 | 93.2395
[7 empty] | 2001-10-02 | 36.958 | 94.2323
[7 empty] | 2001-10-03 | 34.155 | 94.2323
[7 empty] | 2001-10-04 | 46.417 | 94.2323
[7 empty] | 2001-10-05 | 49.303 | 94.2323
[7 empty] | 2001-10-06 | 52.765 | 94.2323
[7 empty] | 2001-10-07 | 52.632 | 94.2323
[7 empty] | 2001-10-08 | 49.965 | 94.2323
[7 empty] | 2001-10-09 | 48.811 | 93.261
[7 empty] | 2001-10-10 | 48.819 | 93.261
[7 empty] | 2001-10-11 | 49.413 | 93.261
[7 empty] | 2001-10-12 | 47.349 | 93.261
[7 empty] | 2001-10-13 | 49.242 | 93.261
[7 empty] | 2001-10-14 | 48.34 | 93.261
[7 empty] | 2001-10-15 | 44.268 | 93.261
[7 empty] | 2001-10-16 | 47.84 | 94.1456
[7 empty] | 2001-10-17 | 45.578 | 94.1456
[7 empty] | 2001-10-18 | 48.631 | 94.1456
[7 empty] | 2001-10-19 | 47.117 | 94.1456
[7 empty] | 2001-10-20 | 49.312 | 94.1456
[7 empty] | 2001-10-21 | 47.59 | 94.1456
[7 empty] | 2001-10-22 | 38.693 | 94.1456
[7 empty] | 2001-10-23 | 38.772 | 94.3626
[7 empty] | 2001-10-24 | 40.296 | 94.3626
[7 empty] | 2001-10-25 | 46.418 | 94.3626
[7 empty] | 2001-10-26 | 48.478 | 94.3626
[7 empty] | 2001-10-27 | 46.425 | 94.3626
[7 empty] | 2001-10-28 | 49.706 | 94.3626
[7 empty] | 2001-10-29 | 40.512 | 94.3626
[7 empty] | 2001-10-30 | 48.058 | 94.3626
[7 empty] | 2001-10-31 | 46.008 | 94.3626
[7 empty] | 2001-11-01 | 49.663 | 94.3626
[7 empty] | 2001-11-02 | 46.941 | 94.3626
[7 empty] | 2001-11-03 | 49.627 | 94.3626
[7 empty] | 2001-11-04 | 46.73 | 94.3626
[7 empty] | 2001-11-05 | 41.787 | 94.3626
[7 empty] | 2001-11-06 | 41.368 | 94.3626
[7 empty] | 2001-11-07 | 50.298 | 94.3626
[7 empty] | 2001-11-08 | 43.683 | 94.3626
[7 empty] | 2001-11-09 | 48.129 | 94.3626
[7 empty] | 2001-11-10 | 47.831 | 94.3626
[7 empty] | 2001-11-11 | 44.806 | 94.3626
[7 empty] | 2001-11-12 | 47.211 | 94.3626
[7 empty] | 2001-11-13 | 45.25 | 93.476
[7 empty] | 2001-11-14 | 45.369 | 93.476
[7 empty] | 2001-11-15 | 47.128 | 93.476
[7 empty] | 2001-11-16 | 44.75 | 93.476
[7 empty] | 2001-11-17 | 45.925 | 93.476
[7 empty] | 2001-11-18 | 46.522 | 93.476
[7 empty] | 2001-11-19 | 40.738 | 93.476
[7 empty] | 2001-11-20 | 48.544 | 94.7545
[7 empty] | 2001-11-21 | 44.459 | 94.7545
[7 empty] | 2001-11-22 | 46.237 | 94.7545
[7 empty] | 2001-11-23 | 44.941 | 94.7545
[7 empty] | 2001-11-24 | 48.311 | 94.7545
[7 empty] | 2001-11-25 | 45.15 | 94.7545
[7 empty] | 2001-11-26 | 40.548 | 94.7545
[7 empty] | 2001-11-27 | 42.634 | 93.5621
[7 empty] | 2001-11-28 | 32.25 | 93.5621
[7 empty] | 2001-11-29 | 47.468 | 93.5621
[7 empty] | 2001-11-30 | 47.072 | 93.5621
[7 empty] | 2001-12-01 | 36.599 | 93.5621
[7 empty] | 2001-12-02 | 35.083 | 93.5621
[7 empty] | 2001-12-03 | 37.462 | 93.5621
[7 empty] | 2001-12-04 | 42.965 | 99.4718
[7 empty] | 2001-12-05 | 44.102 | 99.4718
[7 empty] | 2001-12-06 | 42.324 | 99.4718
[7 empty] | 2001-12-07 | 43.629 | 99.4718
[7 empty] | 2001-12-08 | 41.232 | 99.4718
[7 empty] | 2001-12-09 | 43.398 | 99.4718
[7 empty] | 2001-12-10 | 43.876 | 99.4718
[7 empty] | 2001-12-11 | 42.917 | 94.9948
[7 empty] | 2001-12-12 | 45.008 | 94.9948
[7 empty] | 2001-12-13 | 43.045 | 94.9948
[7 empty] | 2001-12-14 | 42.847 | 94.9948
[7 empty] | 2001-12-15 | 42.461 | 94.9948
[7 empty] | 2001-12-16 | 43.609 | 94.9948
[7 empty] | 2001-12-17 | 42.813 | 94.9948
[7 empty] | 2001-12-18 | 41.448 | 92.2996
[7 empty] | 2001-12-19 | 41.657 | 92.2996
[7 empty] | 2001-12-20 | 43.934 | 92.2996
[7 empty] | 2001-12-21 | 41.06 | 92.2996
[7 empty] | 2001-12-22 | 43.441 | 92.2996
[7 empty] | 2001-12-23 | 43.301 | 92.2996
[7 empty] | 2001-12-24 | 39.328 | 92.2996
[7 empty] | 2001-12-25 | 34.857 | 92.2996
[7 empty] | 2001-12-26 | 38.638 | 92.2996
[7 empty] | 2001-12-27 | 43.743 | 92.2996
[7 empty] | 2001-12-28 | 42.941 | 92.2996
[7 empty] | 2001-12-29 | 44.447 | 92.2996
[7 empty] | 2001-12-30 | 42.315 | 92.2996
[7 empty] | 2001-12-31 | 39.642 | 92.2996
[7 empty] | 2002-01-01 | 43.424 | 92.2996
[7 empty] | 2002-01-02 | 41.206 | 92.2996
[7 empty] | 2002-01-03 | 45.58 | 92.2996
[7 empty] | 2002-01-04 | 47.748 | 92.2996
[7 empty] | 2002-01-05 | 45.843 | 92.2996
[7 empty] | 2002-01-06 | 43.774 | 92.2996
[7 empty] | 2002-01-07 | 44.427 | 92.2996
[7 empty] | 2002-01-08 | 45.28 | 92.7897
[7 empty] | 2002-01-09 | 41.71 | 92.7897
[7 empty] | 2002-01-10 | 34.374 | 92.7897
[7 empty] | 2002-01-11 | 38.78 | 92.7897
[7 empty] | 2002-01-12 | 47.34 | 92.7897
[7 empty] | 2002-01-13 | 43.966 | 92.7897
[7 empty] | 2002-01-14 | 43.344 | 92.7897
[7 empty] | 2002-01-15 | 49.487 | 94.3409
[7 empty] | 2002-01-16 | 40.977 | 94.3409
[7 empty] | 2002-01-17 | 32.696 | 94.3409
[7 empty] | 2002-01-18 | 39.728 | 94.3409
[7 empty] | 2002-01-19 | 44.374 | 94.3409
[7 empty] | 2002-01-20 | 44.592 | 94.3409
[7 empty] | 2002-01-21 | 44.773 | 94.3409
[7 empty] | 2002-01-22 | 45.402 | 94.3409
[7 empty] | 2002-01-23 | 45.377 | 94.3409
[7 empty] | 2002-01-24 | 44.535 | 94.3409
[7 empty] | 2002-01-25 | 51.311 | 94.3409
[7 empty] | 2002-01-26 | 48.424 | 94.3409
[7 empty] | 2002-01-27 | 52.627 | 94.3409
[7 empty] | 2002-01-28 | 38.173 | 94.3409
[7 empty] | 2002-01-29 | 34.79 | 94.1673
[7 empty] | 2002-01-30 | 36.992 | 94.1673
[7 empty] | 2002-01-31 | 45.236 | 94.1673
[7 empty] | 2002-02-01 | 42.112 | 94.1673
[7 empty] | 2002-02-02 | 43.994 | 94.1673
[7 empty] | 2002-02-03 | 42.887 | 94.1673
[7 empty] | 2002-02-04 | 35.989 | 94.1673
[7 empty] | 2002-02-05 | 34.529 | 92.3209
[7 empty] | 2002-02-06 | 43.836 | 92.3209
[7 empty] | 2002-02-07 | 45.552 | 92.3209
[7 empty] | 2002-02-08 | 43.698 | 92.3209
[7 empty] | 2002-02-09 | 45.39 | 92.3209
[7 empty] | 2002-02-10 | 44.562 | 92.3209
[7 empty] | 2002-02-11 | 39.731 | 92.3209
[7 empty] | 2002-02-12 | 34.182 | 94.3626
[7 empty] | 2002-02-13 | 42.578 | 94.3626
[7 empty] | 2002-02-14 | 44.325 | 94.3626
[7 empty] | 2002-02-15 | 44.645 | 94.3626
[7 empty] | 2002-02-16 | 44.764 | 94.3626
[7 empty] | 2002-02-17 | 45.217 | 94.3626
[7 empty] | 2002-02-18 | 40.546 | 94.3626
[7 empty] | 2002-02-19 | 45.12 | 95.3016
[7 empty] | 2002-02-20 | 45.204 | 95.3016
[7 empty] | 2002-02-21 | 44.8 | 95.3016
[7 empty] | 2002-02-22 | 45.025 | 95.3016
[7 empty] | 2002-02-23 | 43.214 | 95.3016
[7 empty] | 2002-02-24 | 44.167 | 95.3016
[7 empty] | 2002-02-25 | 43.77 | 95.3016
[7 empty] | 2002-02-26 | 44.496 | 96.6941
[7 empty] | 2002-02-27 | 45.16 | 96.6941
[7 empty] | 2002-02-28 | 43.036 | 96.6941
[7 empty] | 2002-03-01 | 45.755 | 96.6941
[7 empty] | 2002-03-02 | 44.322 | 96.6941
[7 empty] | 2002-03-03 | 45.044 | 96.6941
[7 empty] | 2002-03-04 | 41.455 | 96.6941
[7 empty] | 2002-03-05 | 46.347 | 94.4061
[7 empty] | 2002-03-06 | 41.371 | 94.4061
[7 empty] | 2002-03-07 | 36.403 | 94.4061
[7 empty] | 2002-03-08 | 38.244 | 94.4061
[7 empty] | 2002-03-09 | 38.314 | 94.4061
[7 empty] | 2002-03-10 | 37.022 | 94.4061
[7 empty] | 2002-03-11 | 37.083 | 94.4061
[7 empty] | 2002-03-12 | 39.253 | 94.9511
[7 empty] | 2002-03-13 | 36.576 | 94.9511
[7 empty] | 2002-03-14 | 36.326 | 94.9511
[7 empty] | 2002-03-15 | 39.039 | 94.9511
[7 empty] | 2002-03-16 | 36.092 | 94.9511
[7 empty] | 2002-03-17 | 37.52 | 94.9511
[7 empty] | 2002-03-18 | 38.163 | 94.9511
[7 empty] | 2002-03-19 | 37.721 | 93.3039
[7 empty] | 2002-03-20 | 37.903 | 93.3039
[7 empty] | 2002-03-21 | 38.43 | 93.3039
[7 empty] | 2002-03-22 | 33.255 | 93.3039
[7 empty] | 2002-03-23 | 35.27 | 93.3039
[7 empty] | 2002-03-24 | 37.521 | 93.3039
[7 empty] | 2002-03-25 | 38.549 | 93.3039
[7 empty] | 2002-03-26 | 34.977 | 95.1919
[7 empty] | 2002-03-27 | 36.894 | 95.1919
[7 empty] | 2002-03-28 | 32.48 | 95.1919
[7 empty] | 2002-03-29 | 30.091 | 95.1919
[7 empty] | 2002-03-30 | 25.108 | 95.1919
[7 empty] | 2002-03-31 | 29.059 | 95.1919
[7 empty] | 2002-04-01 | 30.995 | 95.1919
[7 empty] | 2002-04-02 | 28.427 | 95.2138
[7 empty] | 2002-04-03 | 29.692 | 95.2138
[7 empty] | 2002-04-04 | 28.547 | 95.2138
[7 empty] | 2002-04-05 | 27.298 | 95.2138
[7 empty] | 2002-04-06 | 25.888 | 95.2138
[7 empty] | 2002-04-07 | 24.7 | 95.2138
[7 empty] | 2002-04-08 | 22.812 | 95.2138
[7 empty] | 2002-04-09 | 20.495 | 94.9948
[7 empty] | 2002-04-10 | 18.461 | 94.9948
[7 empty] | 2002-04-11 | 19.314 | 94.9948
[7 empty] | 2002-04-12 | 17.697 | 94.9948
[7 empty] | 2002-04-13 | 20.649 | 94.9948
[7 empty] | 2002-04-14 | 18.901 | 94.9948
[7 empty] | 2002-04-15 | 20.554 | 94.9948
[7 empty] | 2002-04-16 | 19.042 | 95.4113
[7 empty] | 2002-04-17 | 19.826 | 95.4113
[7 empty] | 2002-04-18 | 18.27 | 95.4113
[7 empty] | 2002-04-19 | 19.59 | 95.4113
[7 empty] | 2002-04-20 | 18.05 | 95.4113
[7 empty] | 2002-04-21 | 16.167 | 95.4113
[7 empty] | 2002-04-22 | 0.18 | 95.4113
[7 empty] | 2002-04-23 | 0 | 95.4113
[7 empty] | 2002-04-24 | 0 | 95.4113
[7 empty] | 2002-04-25 | 0 | 95.4113
[7 empty] | 2002-04-26 | 19.441 | 95.4113
[7 empty] | 2002-04-27 | 18.197 | 95.4113
[7 empty] | 2002-04-28 | 18.723 | 95.4113
[7 empty] | 2002-04-29 | 19.281 | 95.4113
[7 empty] | 2002-04-30 | 18.896 | 95.4113
[7 empty] | 2002-05-01 | 18.878 | 95.4113
[7 empty] | 2002-05-02 | 18.788 | 95.4113
[7 empty] | 2002-05-03 | 17.486 | 95.4113
[7 empty] | 2002-05-04 | 19.825 | 95.4113
[7 empty] | 2002-05-05 | 15.73 | 95.4113
[7 empty] | 2002-05-06 | 22.198 | 95.4113
[7 empty] | 2002-05-07 | 17.332 | 95.918
[7 empty] | 2002-05-08 | 17.17 | 95.918
[7 empty] | 2002-05-09 | 18.431 | 95.918
[7 empty] | 2002-05-10 | 18.504 | 95.918
[7 empty] | 2002-05-11 | 17.234 | 95.918
[7 empty] | 2002-05-12 | 15.268 | 95.918
[7 empty] | 2002-05-13 | 17.845 | 95.918
[7 empty] | 2002-05-14 | 19.948 | 94.8418
[7 empty] | 2002-05-15 | 16.81 | 94.8418
[7 empty] | 2002-05-16 | 18.311 | 94.8418
[7 empty] | 2002-05-17 | 15.564 | 94.8418
[7 empty] | 2002-05-18 | 37.855 | 94.8418
[7 empty] | 2002-05-19 | 19.921 | 94.8418
[7 empty] | 2002-05-20 | 16.077 | 94.8418
[7 empty] | 2002-05-21 | 20.714 | 95.6093
[7 empty] | 2002-05-22 | 17.957 | 95.6093
[7 empty] | 2002-05-23 | 15.566 | 95.6093
[7 empty] | 2002-05-24 | 19.011 | 95.6093
[7 empty] | 2002-05-25 | 17.207 | 95.6093
[7 empty] | 2002-05-26 | 17.844 | 95.6093
[7 empty] | 2002-05-27 | 20.213 | 95.6093
[7 empty] | 2002-05-28 | 22.917 | 95.0167
[7 empty] | 2002-05-29 | 17.878 | 95.0167
[7 empty] | 2002-05-30 | 24.322 | 95.0167
[7 empty] | 2002-05-31 | 20.847 | 95.0167
[7 empty] | 2002-06-01 | 18.21 | 95.0167
[7 empty] | 2002-06-02 | 19.334 | 95.0167
[7 empty] | 2002-06-03 | 18.269 | 95.0167
[7 empty] | 2002-06-04 | 20.644 | 93.6268
[7 empty] | 2002-06-05 | 19.7 | 93.6268
[7 empty] | 2002-06-06 | 19.765 | 93.6268
[7 empty] | 2002-06-07 | 19.582 | 93.6268
[7 empty] | 2002-06-08 | 20.066 | 93.6268
[7 empty] | 2002-06-09 | 19.052 | 93.6268
[7 empty] | 2002-06-10 | 19.346 | 93.6268
[7 empty] | 2002-06-11 | 31.86 | 94.3626
[7 empty] | 2002-06-12 | 18.023 | 94.3626
[7 empty] | 2002-06-13 | 22.45 | 94.3626
[7 empty] | 2002-06-14 | 22.853 | 94.3626
[7 empty] | 2002-06-15 | 18.291 | 94.3626
[7 empty] | 2002-06-16 | 19.095 | 94.3626
[7 empty] | 2002-06-17 | 19.837 | 94.3626
[7 empty] | 2002-06-18 | 20.76 | 95.9622
[7 empty] | 2002-06-19 | 16.203 | 95.9622
[7 empty] | 2002-06-20 | 21.084 | 95.9622
[7 empty] | 2002-06-21 | 19.355 | 95.9622
[7 empty] | 2002-06-22 | 18.547 | 95.9622
[7 empty] | 2002-06-23 | 20.658 | 95.9622
[7 empty] | 2002-06-24 | 22.398 | 95.9622
[7 empty] | 2002-06-25 | 27.006 | 94.4278
[7 empty] | 2002-06-26 | 25.693 | 94.4278
[7 empty] | 2002-06-27 | 26.299 | 94.4278
[7 empty] | 2002-06-28 | 21.276 | 94.4278
[7 empty] | 2002-06-29 | 17.198 | 94.4278
[7 empty] | 2002-06-30 | 17.622 | 94.4278
[7 empty] | 2002-07-01 | 20.702 | 94.4278
[7 empty] | 2002-07-02 | 23.329 | 95.0824
[7 empty] | 2002-07-03 | 27.033 | 95.0824
[7 empty] | 2002-07-04 | 19.616 | 95.0824
[7 empty] | 2002-07-05 | 20.612 | 95.0824
[7 empty] | 2002-07-06 | 19.237 | 95.0824
[7 empty] | 2002-07-07 | 20.083 | 95.0824
[7 empty] | 2002-07-08 | 22.605 | 95.0824
[7 empty] | 2002-07-09 | 25.199 | 93.0679
[7 empty] | 2002-07-10 | 21.68 | 93.0679
[7 empty] | 2002-07-11 | 19.826 | 93.0679
[7 empty] | 2002-07-12 | 21.42 | 93.0679
[7 empty] | 2002-07-13 | 36.281 | 93.0679
[7 empty] | 2002-07-14 | 26.22 | 93.0679
[7 empty] | 2002-07-15 | 22.09 | 93.0679
[7 empty] | 2002-07-16 | 19.489 | 93.8426
[7 empty] | 2002-07-17 | 18.954 | 93.8426
[7 empty] | 2002-07-18 | 22.759 | 93.8426
[7 empty] | 2002-07-19 | 20.858 | 93.8426
[7 empty] | 2002-07-20 | 20.576 | 93.8426
[7 empty] | 2002-07-21 | 18.35 | 93.8426
[7 empty] | 2002-07-22 | 24.054 | 93.8426
[7 empty] | 2002-07-23 | 22.38 | 95.2138
[7 empty] | 2002-07-24 | 23.174 | 95.2138
[7 empty] | 2002-07-25 | 19.487 | 95.2138
[7 empty] | 2002-07-26 | 19.538 | 95.2138
[7 empty] | 2002-07-27 | 19.823 | 95.2138
[7 empty] | 2002-07-28 | 19.939 | 95.2138
[7 empty] | 2002-07-29 | 20.994 | 95.2138
[7 empty] | 2002-07-30 | 20.994 | 95.2138
[7 empty] | 2002-07-31 | 21.111 | 95.2138
[7 empty] | 2002-08-01 | 20.963 | 95.2138
[7 empty] | 2002-08-02 | 20.361 | 95.2138
[7 empty] | 2002-08-03 | 19.264 | 95.2138
[7 empty] | 2002-08-04 | 20.653 | 95.2138
[7 empty] | 2002-08-05 | 21.248 | 95.2138
[7 empty] | 2002-08-06 | 20.658 | 96.1834
[7 empty] | 2002-08-07 | 20.882 | 96.1834
[7 empty] | 2002-08-08 | 20.465 | 96.1834
[7 empty] | 2002-08-09 | 19.482 | 96.1834
[7 empty] | 2002-08-10 | 19.492 | 96.1834
[7 empty] | 2002-08-11 | 20.216 | 96.1834
[7 empty] | 2002-08-12 | 21.84 | 96.1834
[7 empty] | 2002-08-13 | 31.413 | 94.3626
[7 empty] | 2002-08-14 | 49.958 | 94.3626
[7 empty] | 2002-08-15 | 45.94 | 94.3626
[7 empty] | 2002-08-16 | 52.602 | 94.3626
[7 empty] | 2002-08-17 | 49.554 | 94.3626
[7 empty] | 2002-08-18 | 50.108 | 94.3626
[7 empty] | 2002-08-19 | 42.908 | 94.3626
[7 empty] | 2002-08-20 | 48.434 | 94.4496
[7 empty] | 2002-08-21 | 43.387 | 94.4496
[7 empty] | 2002-08-22 | 25.864 | 94.4496
[7 empty] | 2002-08-23 | 27.19 | 94.4496
[7 empty] | 2002-08-24 | 21.956 | 94.4496
[7 empty] | 2002-08-25 | 19.71 | 94.4496
[7 empty] | 2002-08-26 | 25.644 | 94.4496
[7 empty] | 2002-08-27 | 20.841 | 94.0156
[7 empty] | 2002-08-28 | 22.937 | 94.0156
[7 empty] | 2002-08-29 | 21.973 | 94.0156
[7 empty] | 2002-08-30 | 19.449 | 94.0156
[7 empty] | 2002-08-31 | 19.501 | 94.0156
[7 empty] | 2002-09-01 | 21.16 | 94.0156
[7 empty] | 2002-09-02 | 22.718 | 94.0156
[7 empty] | 2002-09-03 | 20.96 | 95.3894
[7 empty] | 2002-09-04 | 22.483 | 95.3894
[7 empty] | 2002-09-05 | 18.355 | 95.3894
[7 empty] | 2002-09-06 | 22.42 | 95.3894
[7 empty] | 2002-09-07 | 18.993 | 95.3894
[7 empty] | 2002-09-08 | 20.078 | 95.3894
[7 empty] | 2002-09-09 | 38.4 | 95.3894
[7 empty] | 2002-09-10 | 49.065 | 96.4717
[7 empty] | 2002-09-11 | 42.849 | 96.4717
[7 empty] | 2002-09-12 | 25.252 | 96.4717
[7 empty] | 2002-09-13 | 39.002 | 96.4717
[7 empty] | 2002-09-14 | 45.077 | 96.4717
[7 empty] | 2002-09-15 | 21.056 | 96.4717
[7 empty] | 2002-09-16 | 25.101 | 96.4717
[7 empty] | 2002-09-17 | 22.939 | 94.6891
[7 empty] | 2002-09-18 | 21.644 | 94.6891
[7 empty] | 2002-09-19 | 23.436 | 94.6891
[7 empty] | 2002-09-20 | 21.181 | 94.6891
[7 empty] | 2002-09-21 | 23.435 | 94.6891
[7 empty] | 2002-09-22 | 20.763 | 94.6891
[7 empty] | 2002-09-23 | 19.545 | 94.6891
[7 empty] | 2002-09-24 | 22.983 | 94.1673
[7 empty] | 2002-09-25 | 22.996 | 94.1673
[7 empty] | 2002-09-26 | 22.456 | 94.1673
[7 empty] | 2002-09-27 | 20.192 | 94.1673
[7 empty] | 2002-09-28 | 24.445 | 94.1673
[7 empty] | 2002-09-29 | 26.911 | 94.1673
[7 empty] | 2002-09-30 | 23.082 | 94.1673
[7 empty] | 2002-10-01 | 22.251 | 93.4975
[7 empty] | 2002-10-02 | 23.55 | 93.4975
[7 empty] | 2002-10-03 | 22.676 | 93.4975
[7 empty] | 2002-10-04 | 22.519 | 93.4975
[7 empty] | 2002-10-05 | 21.211 | 93.4975
[7 empty] | 2002-10-06 | 23.345 | 93.4975
[7 empty] | 2002-10-07 | 24.022 | 93.4975
[7 empty] | 2002-10-08 | 22.889 | 92.747
[7 empty] | 2002-10-09 | 22.869 | 92.747
[7 empty] | 2002-10-10 | 21.842 | 92.747
[7 empty] | 2002-10-11 | 21.959 | 92.747
[7 empty] | 2002-10-12 | 23.796 | 92.747
[7 empty] | 2002-10-13 | 21.79 | 92.747
[7 empty] | 2002-10-14 | 24.441 | 92.747
[7 empty] | 2002-10-15 | 22.56 | 95.0605
[7 empty] | 2002-10-16 | 21.655 | 95.0605
[7 empty] | 2002-10-17 | 23.314 | 95.0605
[7 empty] | 2002-10-18 | 19.791 | 95.0605
[7 empty] | 2002-10-19 | 23.514 | 95.0605
[7 empty] | 2002-10-20 | 20.449 | 95.0605
[7 empty] | 2002-10-21 | 23.541 | 95.0605
[7 empty] | 2002-10-22 | 23.779 | 94.5584
[7 empty] | 2002-10-23 | 21.614 | 94.5584
[7 empty] | 2002-10-24 | 22.97 | 94.5584
[7 empty] | 2002-10-25 | 21.162 | 94.5584
[7 empty] | 2002-10-26 | 22.816 | 94.5584
[7 empty] | 2002-10-27 | 23.089 | 94.5584
[7 empty] | 2002-10-28 | 24.313 | 94.5584
[7 empty] | 2002-10-29 | 22.699 | 94.5584
[7 empty] | 2002-10-30 | 22.025 | 94.5584
[7 empty] | 2002-10-31 | 22.627 | 94.5584
[7 empty] | 2002-11-01 | 21.933 | 94.5584
[7 empty] | 2002-11-02 | 20.101 | 94.5584
[7 empty] | 2002-11-03 | 22.12 | 94.5584
[7 empty] | 2002-11-04 | 21.258 | 94.5584
[7 empty] | 2002-11-05 | 21.466 | 94.5584
[7 empty] | 2002-11-06 | 20.618 | 94.6891
[7 empty] | 2002-11-07 | 21.313 | 94.6891
[7 empty] | 2002-11-08 | 19.342 | 94.6891
[7 empty] | 2002-11-09 | 20.957 | 94.6891
[7 empty] | 2002-11-10 | 19.223 | 94.6891
[7 empty] | 2002-11-11 | 21.984 | 94.6891
[7 empty] | 2002-11-12 | 19.747 | 95.5652
[7 empty] | 2002-11-13 | 21.531 | 95.5652
[7 empty] | 2002-11-14 | 19.138 | 95.5652
[7 empty] | 2002-11-15 | 22.082 | 95.5652
[7 empty] | 2002-11-16 | 19.67 | 95.5652
[7 empty] | 2002-11-17 | 44.493 | 95.5652
[7 empty] | 2002-11-18 | 32.174 | 95.5652
[7 empty] | 2002-11-19 | 19.589 | 93.7562
[7 empty] | 2002-11-20 | 19.528 | 93.7562
[7 empty] | 2002-11-21 | 20.53 | 93.7562
[7 empty] | 2002-11-22 | 20.981 | 93.7562
[7 empty] | 2002-11-23 | 19.197 | 93.7562
[7 empty] | 2002-11-24 | 18.945 | 93.7562
[7 empty] | 2002-11-25 | 19.991 | 93.7562
[7 empty] | 2002-11-26 | 19.744 | 93.3039
[7 empty] | 2002-11-27 | 18.364 | 93.3039
[7 empty] | 2002-11-28 | 16.781 | 93.3039
[7 empty] | 2002-11-29 | 17.474 | 93.3039
[7 empty] | 2002-11-30 | 17.787 | 93.3039
[7 empty] | 2002-12-01 | 18.717 | 93.3039
[7 empty] | 2002-12-02 | 20.369 | 93.3039
[7 empty] | 2002-12-03 | 18.452 | 92.8539
[7 empty] | 2002-12-04 | 25.369 | 92.8539
[7 empty] | 2002-12-05 | 44.559 | 92.8539
[7 empty] | 2002-12-06 | 39.151 | 92.8539
[7 empty] | 2002-12-07 | 42.383 | 92.8539
[7 empty] | 2002-12-08 | 39.241 | 92.8539
[7 empty] | 2002-12-09 | 35.988 | 92.8539
[7 empty] | 2002-12-10 | 40.283 | 97.4316
[7 empty] | 2002-12-11 | 38.535 | 97.4316
[7 empty] | 2002-12-12 | 44.072 | 97.4316
[7 empty] | 2002-12-13 | 44.273 | 97.4316
[7 empty] | 2002-12-14 | 32.799 | 97.4316
[7 empty] | 2002-12-15 | 48.809 | 97.4316
[7 empty] | 2002-12-16 | 40.227 | 97.4316
[7 empty] | 2002-12-17 | 37.715 | 92.8753
[7 empty] | 2002-12-18 | 37.228 | 92.8753
[7 empty] | 2002-12-19 | 32.741 | 92.8753
[7 empty] | 2002-12-20 | 36.448 | 92.8753
[7 empty] | 2002-12-21 | 39.528 | 92.8753
[7 empty] | 2002-12-22 | 36.204 | 92.8753
[7 empty] | 2002-12-23 | 36.872 | 92.8753
[7 empty] | 2002-12-24 | 34.949 | 92.8753
[7 empty] | 2002-12-25 | 35.658 | 92.8753
[7 empty] | 2002-12-26 | 36.355 | 92.8753
[7 empty] | 2002-12-27 | 36.428 | 92.8753
[7 empty] | 2002-12-28 | 36.627 | 92.8753
[7 empty] | 2002-12-29 | 34.559 | 92.8753
[7 empty] | 2002-12-30 | 43.301 | 92.8753
[7 empty] | 2002-12-31 | 45.691 | 92.8753
[7 empty] | 2003-01-01 | 37.085 | 92.8753
[7 empty] | 2003-01-02 | 46.822 | 92.8753
[7 empty] | 2003-01-03 | 42.386 | 92.8753
[7 empty] | 2003-01-04 | 44.375 | 92.8753
[7 empty] | 2003-01-05 | 31.857 | 92.8753
[7 empty] | 2003-01-06 | 39.96 | 92.8753
[7 empty] | 2003-01-07 | 41.355 | 94.3409
[7 empty] | 2003-01-08 | 44.656 | 94.3409
[7 empty] | 2003-01-09 | 46.512 | 94.3409
[7 empty] | 2003-01-10 | 42.868 | 94.3409
[7 empty] | 2003-01-11 | 44.41 | 94.3409
[7 empty] | 2003-01-12 | 42.68 | 94.3409
[7 empty] | 2003-01-13 | 42.933 | 94.3409
[7 empty] | 2003-01-14 | 42.563 | 92.619
[7 empty] | 2003-01-15 | 46.13 | 92.619
[7 empty] | 2003-01-16 | 46.164 | 92.619
[7 empty] | 2003-01-17 | 41.741 | 92.619
[7 empty] | 2003-01-18 | 43.76 | 92.619
[7 empty] | 2003-01-19 | 43.737 | 92.619
[7 empty] | 2003-01-20 | 43.182 | 92.619
[7 empty] | 2003-01-21 | 42.268 | 90.2818
[7 empty] | 2003-01-22 | 42.342 | 90.2818
[7 empty] | 2003-01-23 | 44.011 | 90.2818
[7 empty] | 2003-01-24 | 40.638 | 90.2818
[7 empty] | 2003-01-25 | 45.637 | 90.2818
[7 empty] | 2003-01-26 | 46.254 | 90.2818
[7 empty] | 2003-01-27 | 46.166 | 90.2818
[7 empty] | 2003-01-28 | 45.435 | 93.3684
[7 empty] | 2003-01-29 | 43.939 | 93.3684
[7 empty] | 2003-01-30 | 42.914 | 93.3684
[7 empty] | 2003-01-31 | 41.974 | 93.3684
[7 empty] | 2003-02-01 | 45.47 | 93.3684
[7 empty] | 2003-02-02 | 43.747 | 93.3684
[7 empty] | 2003-02-03 | 41.856 | 93.3684
[7 empty] | 2003-02-04 | 43.682 | 93.8426
[7 empty] | 2003-02-05 | 39.216 | 93.8426
[7 empty] | 2003-02-06 | 40.786 | 93.8426
[7 empty] | 2003-02-07 | 45.579 | 93.8426
[7 empty] | 2003-02-08 | 45.534 | 93.8426
[7 empty] | 2003-02-09 | 43.832 | 93.8426
[7 empty] | 2003-02-10 | 42.162 | 93.8426
[7 empty] | 2003-02-11 | 38.459 | 94.4278
[7 empty] | 2003-02-12 | 42.479 | 94.4278
[7 empty] | 2003-02-13 | 42.502 | 94.4278
[7 empty] | 2003-02-14 | 39.686 | 94.4278
[7 empty] | 2003-02-15 | 42.16 | 94.4278
[7 empty] | 2003-02-16 | 42.039 | 94.4278
[7 empty] | 2003-02-17 | 45.859 | 94.4278
[7 empty] | 2003-02-18 | 38.743 | 94.4278
[7 empty] | 2003-02-19 | 38.767 | 94.4278
[7 empty] | 2003-02-20 | 40.883 | 94.4278
[7 empty] | 2003-02-21 | 37.635 | 93.6052
[7 empty] | 2003-02-22 | 38.514 | 93.6052
[7 empty] | 2003-02-23 | 38.009 | 93.6052
[7 empty] | 2003-02-24 | 39.13 | 93.6052
[7 empty] | 2003-02-25 | 38.207 | 95.8076
[7 empty] | 2003-02-26 | 39.552 | 95.8076
[7 empty] | 2003-02-27 | 36.223 | 95.8076
[7 empty] | 2003-02-28 | 37.786 | 95.8076
[7 empty] | 2003-03-01 | 38.356 | 95.8076
[7 empty] | 2003-03-02 | 37.514 | 95.8076
[7 empty] | 2003-03-03 | 39.998 | 95.8076
[7 empty] | 2003-03-04 | 39.144 | 96.272
[7 empty] | 2003-03-05 | 40.417 | 96.272
[7 empty] | 2003-03-06 | 40.521 | 96.272
[7 empty] | 2003-03-07 | 45.901 | 96.272
[7 empty] | 2003-03-08 | 49.309 | 96.272
[7 empty] | 2003-03-09 | 47.785 | 96.272
[7 empty] | 2003-03-10 | 42.299 | 96.272
[7 empty] | 2003-03-11 | 47.911 | 91.5166
[7 empty] | 2003-03-12 | 46.706 | 91.5166
[7 empty] | 2003-03-13 | 47.3 | 91.5166
[7 empty] | 2003-03-14 | 47.574 | 91.5166
[7 empty] | 2003-03-15 | 46.68 | 91.5166
[7 empty] | 2003-03-16 | 45.724 | 91.5166
[7 empty] | 2003-03-17 | 45.194 | 91.5166
[7 empty] | 2003-03-18 | 49.273 | 84.4112
[7 empty] | 2003-03-19 | 41.279 | 84.4112
[7 empty] | 2003-03-20 | 47.898 | 84.4112
[7 empty] | 2003-03-21 | 39.371 | 84.4112
[7 empty] | 2003-03-22 | 46.425 | 84.4112
[7 empty] | 2003-03-23 | 44.426 | 84.4112
[7 empty] | 2003-03-24 | 43.712 | 84.4112
[7 empty] | 2003-03-25 | 47.752 | 93.3899
[7 empty] | 2003-03-26 | 35.735 | 93.3899
[7 empty] | 2003-03-27 | 48.173 | 93.3899
[7 empty] | 2003-03-28 | 44.061 | 93.3899
[7 empty] | 2003-03-29 | 43.44 | 93.3899
[7 empty] | 2003-03-30 | 37.648 | 93.3899
[7 empty] | 2003-03-31 | 40.125 | 93.3899
[7 empty] | 2003-04-01 | 40.46 | 89.4129
[7 empty] | 2003-04-02 | 43.347 | 89.4129
[7 empty] | 2003-04-03 | 42.543 | 89.4129
[7 empty] | 2003-04-04 | 42.657 | 89.4129
[7 empty] | 2003-04-05 | 41.977 | 89.4129
[7 empty] | 2003-04-06 | 40.273 | 89.4129
[7 empty] | 2003-04-07 | 42.057 | 89.4129
[7 empty] | 2003-04-08 | 43.934 | 85.428
[7 empty] | 2003-04-09 | 43.135 | 85.428
[7 empty] | 2003-04-10 | 45.936 | 85.428
[7 empty] | 2003-04-11 | 46.609 | 85.428
[7 empty] | 2003-04-12 | 47.026 | 85.428
[7 empty] | 2003-04-13 | 46.491 | 85.428
[7 empty] | 2003-04-14 | 45.328 | 85.428
[7 empty] | 2003-04-15 | 46.987 | 93.994
[7 empty] | 2003-04-16 | 48.59 | 93.994
[7 empty] | 2003-04-17 | 45.949 | 93.994
[7 empty] | 2003-04-18 | 47.721 | 93.994
[7 empty] | 2003-04-19 | 47.216 | 93.994
[7 empty] | 2003-04-20 | 45.168 | 93.994
[7 empty] | 2003-04-21 | 45.51 | 93.994
[7 empty] | 2003-04-22 | 48.399 | 92.8325
[7 empty] | 2003-04-23 | 39.069 | 92.8325
[7 empty] | 2003-04-24 | 44.016 | 92.8325
[7 empty] | 2003-04-25 | 37.008 | 92.8325
[7 empty] | 2003-04-26 | 40.867 | 92.8325
[7 empty] | 2003-04-27 | 48.406 | 92.8325
[7 empty] | 2003-04-28 | 43.928 | 92.8325
[7 empty] | 2003-04-29 | 48.046 | 92.8325
[7 empty] | 2003-04-30 | 46.439 | 92.8325
[7 empty] | 2003-05-01 | 36.809 | 92.8325
[7 empty] | 2003-05-02 | 36.305 | 92.8325
[7 empty] | 2003-05-03 | 40.379 | 92.8325
[7 empty] | 2003-05-04 | 41.808 | 92.8325
[7 empty] | 2003-05-05 | 35.858 | 92.8325
[7 empty] | 2003-05-06 | 45.795 | 94.0156
[7 empty] | 2003-05-07 | 45.144 | 94.0156
[7 empty] | 2003-05-08 | 41.968 | 94.0156
[7 empty] | 2003-05-09 | 44.86 | 94.0156
[7 empty] | 2003-05-10 | 44.248 | 94.0156
[7 empty] | 2003-05-11 | 40.619 | 94.0156
[7 empty] | 2003-05-12 | 44.453 | 94.0156
[7 empty] | 2003-05-13 | 44.487 | 95.7635
[7 empty] | 2003-05-14 | 42.385 | 95.7635
[7 empty] | 2003-05-15 | 34.344 | 95.7635
[7 empty] | 2003-05-16 | 41.159 | 95.7635
[7 empty] | 2003-05-17 | 39.8 | 95.7635
[7 empty] | 2003-05-18 | 40.193 | 95.7635
[7 empty] | 2003-05-19 | 40.519 | 95.7635
[7 empty] | 2003-05-20 | 41.504 | 94.6237
[7 empty] | 2003-05-21 | 44.821 | 94.6237
[7 empty] | 2003-05-22 | 42.865 | 94.6237
[7 empty] | 2003-05-23 | 42.004 | 94.6237
[7 empty] | 2003-05-24 | 43.332 | 94.6237
[7 empty] | 2003-05-25 | 41.395 | 94.6237
[7 empty] | 2003-05-26 | 43.72 | 94.6237
[7 empty] | 2003-05-27 | 46.148 | 89.2278
[7 empty] | 2003-05-28 | 43.445 | 89.2278
[7 empty] | 2003-05-29 | 44.582 | 89.2278
[7 empty] | 2003-05-30 | 46.333 | 89.2278
[7 empty] | 2003-05-31 | 49.494 | 89.2278
[7 empty] | 2003-06-01 | 46.992 | 89.2278
[7 empty] | 2003-06-02 | 42.173 | 89.2278
[7 empty] | 2003-06-03 | 50.056 | 90.2818
[7 empty] | 2003-06-04 | 48.591 | 90.2818
[7 empty] | 2003-06-05 | 48.266 | 90.2818
[7 empty] | 2003-06-06 | 45.695 | 90.2818
[7 empty] | 2003-06-07 | 50.432 | 90.2818
[7 empty] | 2003-06-08 | 48.167 | 90.2818
[7 empty] | 2003-06-09 | 42.988 | 90.2818
[7 empty] | 2003-06-10 | 39.409 | 90.1571
[7 empty] | 2003-06-11 | 49.059 | 90.1571
[7 empty] | 2003-06-12 | 50.177 | 90.1571
[7 empty] | 2003-06-13 | 43.454 | 90.1571
[7 empty] | 2003-06-14 | 50.001 | 90.1571
[7 empty] | 2003-06-15 | 47.491 | 90.1571
[7 empty] | 2003-06-16 | 50.781 | 90.1571
[7 empty] | 2003-06-17 | 47.82 | 89.5777
[7 empty] | 2003-06-18 | 45.193 | 89.5777
[7 empty] | 2003-06-19 | 40.962 | 89.5777
[7 empty] | 2003-06-20 | 48.466 | 89.5777
[7 empty] | 2003-06-21 | 48.246 | 89.5777
[7 empty] | 2003-06-22 | 47.562 | 89.5777
[7 empty] | 2003-06-23 | 50.008 | 89.5777
[7 empty] | 2003-06-24 | 49.186 | 87.7001
[7 empty] | 2003-06-25 | 45.346 | 87.7001
[7 empty] | 2003-06-26 | 45.461 | 87.7001
[7 empty] | 2003-06-27 | 45.945 | 87.7001
[7 empty] | 2003-06-28 | 45.688 | 87.7001
[7 empty] | 2003-06-29 | 46.51 | 87.7001
[7 empty] | 2003-06-30 | 46.74 | 87.7001
[7 empty] | 2003-07-01 | 49.584 | 88.247
[7 empty] | 2003-07-02 | 45.561 | 88.247
[7 empty] | 2003-07-03 | 47.159 | 88.247
[7 empty] | 2003-07-04 | 44.502 | 88.247
[7 empty] | 2003-07-05 | 45.649 | 88.247
[7 empty] | 2003-07-06 | 45.37 | 88.247
[7 empty] | 2003-07-07 | 49.301 | 88.247
[7 empty] | 2003-07-08 | 49.841 | 90.7194
[7 empty] | 2003-07-09 | 48.611 | 90.7194
[7 empty] | 2003-07-10 | 48.302 | 90.7194
[7 empty] | 2003-07-11 | 38.593 | 90.7194
[7 empty] | 2003-07-12 | 46.786 | 90.7194
[7 empty] | 2003-07-13 | 50.472 | 90.7194
[7 empty] | 2003-07-14 | 47.581 | 90.7194
[7 empty] | 2003-07-15 | 48.768 | 99.3574
[7 empty] | 2003-07-16 | 49.455 | 99.3574
[7 empty] | 2003-07-17 | 47.884 | 99.3574
[7 empty] | 2003-07-18 | 47.791 | 99.3574
[7 empty] | 2003-07-19 | 46.604 | 99.3574
[7 empty] | 2003-07-20 | 46.656 | 99.3574
[7 empty] | 2003-07-21 | 48.996 | 99.3574
[7 empty] | 2003-07-22 | 47.537 | 95.9622
[7 empty] | 2003-07-23 | 55.277 | 95.9622
[7 empty] | 2003-07-24 | 56.656 | 95.9622
[7 empty] | 2003-07-25 | 54.955 | 95.9622
[7 empty] | 2003-07-26 | 57.777 | 95.9622
[7 empty] | 2003-07-27 | 55.536 | 95.9622
[7 empty] | 2003-07-28 | 54.857 | 95.9622
[7 empty] | 2003-07-29 | 58.008 | 95.9622
[7 empty] | 2003-07-30 | 58.393 | 95.9622
[7 empty] | 2003-07-31 | 53.731 | 95.9622
[7 empty] | 2003-08-01 | 48.271 | 95.9622
[7 empty] | 2003-08-02 | 56.942 | 95.9622
[7 empty] | 2003-08-03 | 56.079 | 95.9622
[7 empty] | 2003-08-04 | 52.029 | 95.9622
[7 empty] | 2003-08-05 | 50.392 | 98.22
[7 empty] | 2003-08-06 | 45.014 | 98.22
[7 empty] | 2003-08-07 | 49.889 | 98.22
[7 empty] | 2003-08-08 | 55.206 | 98.22
[7 empty] | 2003-08-09 | 57.53 | 98.22
[7 empty] | 2003-08-10 | 57.334 | 98.22
[7 empty] | 2003-08-11 | 56.379 | 98.22
[7 empty] | 2003-08-12 | 59.55 | 89.9498
[7 empty] | 2003-08-13 | 56.154 | 89.9498
[7 empty] | 2003-08-14 | 59.888 | 89.9498
[7 empty] | 2003-08-15 | 56.718 | 89.9498
[7 empty] | 2003-08-16 | 53.599 | 89.9498
[7 empty] | 2003-08-17 | 45.313 | 89.9498
[7 empty] | 2003-08-18 | 30.424 | 89.9498
[7 empty] | 2003-08-19 | 26.974 | 88.4301
[7 empty] | 2003-08-20 | 29.395 | 88.4301
[7 empty] | 2003-08-21 | 28.995 | 88.4301
[7 empty] | 2003-08-22 | 26.547 | 88.4301
[7 empty] | 2003-08-23 | 43.12 | 88.4301
[7 empty] | 2003-08-24 | 39.294 | 88.4301
[7 empty] | 2003-08-25 | 40.17 | 88.4301
[7 empty] | 2003-08-26 | 40.788 | 96.2055
[7 empty] | 2003-08-27 | 52.443 | 96.2055
[7 empty] | 2003-08-28 | 50.927 | 96.2055
[7 empty] | 2003-08-29 | 44.805 | 96.2055
[7 empty] | 2003-08-30 | 36.418 | 96.2055
[7 empty] | 2003-08-31 | 41.464 | 96.2055
[7 empty] | 2003-09-01 | 33.453 | 96.2055
[7 empty] | 2003-09-02 | 11.772 | 91.1171
[7 empty] | 2003-09-03 | 32.181 | 91.1171
[7 empty] | 2003-09-04 | 32.281 | 91.1171
[7 empty] | 2003-09-05 | 31.844 | 91.1171
[7 empty] | 2003-09-06 | 36.756 | 91.1171
[7 empty] | 2003-09-07 | 38.433 | 91.1171
[7 empty] | 2003-09-08 | 32.173 | 91.1171
[7 empty] | 2003-09-09 | 37.623 | 96.8947
[7 empty] | 2003-09-10 | 31.278 | 96.8947
[7 empty] | 2003-09-11 | 39.229 | 96.8947
[7 empty] | 2003-09-12 | 37.481 | 96.8947
[7 empty] | 2003-09-13 | 38.852 | 96.8947
[7 empty] | 2003-09-14 | 38.781 | 96.8947
[7 empty] | 2003-09-15 | 27.902 | 96.8947
[7 empty] | 2003-09-16 | 16.355 | 97.0957
[7 empty] | 2003-09-17 | 16.758 | 97.0957
[7 empty] | 2003-09-18 | 22.909 | 97.0957
[7 empty] | 2003-09-19 | 29.92 | 97.0957
[7 empty] | 2003-09-20 | 46.492 | 97.0957
[7 empty] | 2003-09-21 | 40.914 | 97.0957
[7 empty] | 2003-09-22 | 46.895 | 97.0957
[7 empty] | 2003-09-23 | 43.912 | 94.9511
[7 empty] | 2003-09-24 | 34.397 | 94.9511
[7 empty] | 2003-09-25 | 17.994 | 94.9511
[7 empty] | 2003-09-26 | 18.342 | 94.9511
[7 empty] | 2003-09-27 | 14.067 | 94.9511
[7 empty] | 2003-09-28 | 12.17 | 94.9511
[7 empty] | 2003-09-29 | 11.582 | 94.9511
[7 empty] | 2003-09-30 | 9.021 | 96.3607
[7 empty] | 2003-10-01 | 11.386 | 96.3607
[7 empty] | 2003-10-02 | 11.527 | 96.3607
[7 empty] | 2003-10-03 | 11.406 | 96.3607
[7 empty] | 2003-10-04 | 15.317 | 96.3607
[7 empty] | 2003-10-05 | 13.855 | 96.3607
[7 empty] | 2003-10-06 | 15.447 | 96.3607
[7 empty] | 2003-10-07 | 12.868 | 93.2395
[7 empty] | 2003-10-08 | 12.906 | 93.2395
[7 empty] | 2003-10-09 | 14.792 | 93.2395
[7 empty] | 2003-10-10 | 13.8 | 93.2395
[7 empty] | 2003-10-11 | 11.491 | 93.2395
[7 empty] | 2003-10-12 | 13.713 | 93.2395
[7 empty] | 2003-10-13 | 12.509 | 93.2395
[7 empty] | 2003-10-14 | 12.38 | 91.939
[7 empty] | 2003-10-15 | 4.025 | 91.939
[7 empty] | 2003-10-16 | -0.358 | 91.939
[7 empty] | 2003-10-17 | 4.549 | 91.939
[7 empty] | 2003-10-18 | 21.057 | 91.939
[7 empty] | 2003-10-19 | 20.711 | 91.939
[7 empty] | 2003-10-20 | 23.004 | 91.939
[7 empty] | 2003-10-21 | 24.135 | 90.0326
[7 empty] | 2003-10-22 | 20.641 | 90.0326
[7 empty] | 2003-10-23 | 19.593 | 90.0326
[7 empty] | 2003-10-24 | 21.015 | 90.0326
[7 empty] | 2003-10-25 | 23.532 | 90.0326
[7 empty] | 2003-10-26 | 21.278 | 90.0326
[7 empty] | 2003-10-27 | 24.889 | 90.0326
[7 empty] | 2003-10-28 | 25.695 | 88.9201
[7 empty] | 2003-10-29 | 25.459 | 88.9201
[7 empty] | 2003-10-30 | 20.396 | 88.9201
[7 empty] | 2003-10-31 | 24.757 | 88.9201
[7 empty] | 2003-11-01 | 22.248 | 88.9201
[7 empty] | 2003-11-02 | 26.807 | 88.9201
[7 empty] | 2003-11-03 | 34.727 | 88.9201
[7 empty] | 2003-11-04 | 44.037 | 89.2894
[7 empty] | 2003-11-05 | 41.011 | 89.2894
[7 empty] | 2003-11-06 | 42.165 | 89.2894
[7 empty] | 2003-11-07 | 39.18 | 89.2894
[7 empty] | 2003-11-08 | 37.991 | 89.2894
[7 empty] | 2003-11-09 | 42.816 | 89.2894
[7 empty] | 2003-11-10 | 38.721 | 89.2894
[7 empty] | 2003-11-11 | 41.921 | 89.2894
[7 empty] | 2003-11-12 | 44.226 | 90.1986
[7 empty] | 2003-11-13 | 35.873 | 90.1986
[7 empty] | 2003-11-14 | 18.536 | 90.1986
[7 empty] | 2003-11-15 | 44.376 | 90.1986
[7 empty] | 2003-11-16 | 46.035 | 90.1986
[7 empty] | 2003-11-17 | 44.565 | 90.1986
[7 empty] | 2003-11-18 | 43.148 | 91.2851
[7 empty] | 2003-11-19 | 37.619 | 91.2851
[7 empty] | 2003-11-20 | 41.68 | 91.2851
[7 empty] | 2003-11-21 | 38.367 | 91.2851
[7 empty] | 2003-11-22 | 37.878 | 91.2851
[7 empty] | 2003-11-23 | 37.485 | 91.2851
[7 empty] | 2003-11-24 | 37.338 | 91.2851
[7 empty] | 2003-11-25 | 41.604 | 89.8876
[7 empty] | 2003-11-26 | 37.744 | 89.8876
[7 empty] | 2003-11-27 | 37.812 | 89.8876
[7 empty] | 2003-11-28 | 36.174 | 89.8876
[7 empty] | 2003-11-29 | 37.146 | 89.8876
[7 empty] | 2003-11-30 | 38.768 | 89.8876
[7 empty] | 2003-12-01 | 39.53 | 89.8876
[7 empty] | 2003-12-02 | 39.282 | 88.8587
[7 empty] | 2003-12-03 | 39.282 | 88.8587
[7 empty] | 2003-12-04 | 33.92 | 88.8587
[7 empty] | 2003-12-05 | 33.55 | 88.8587
[7 empty] | 2003-12-06 | 33.883 | 88.8587
[7 empty] | 2003-12-07 | 33.106 | 88.8587
[7 empty] | 2003-12-08 | 31.682 | 88.8587
[7 empty] | 2003-12-09 | 30.669 | 89.2689
[7 empty] | 2003-12-10 | 36.412 | 89.2689
[7 empty] | 2003-12-11 | 37.654 | 89.2689
[7 empty] | 2003-12-12 | 36.069 | 89.2689
[7 empty] | 2003-12-13 | 35.054 | 89.2689
[7 empty] | 2003-12-14 | 36.452 | 89.2689
[7 empty] | 2003-12-15 | 36.258 | 89.2689
[7 empty] | 2003-12-16 | 36.774 | 87.0362
[7 empty] | 2003-12-17 | 38.944 | 87.0362
[7 empty] | 2003-12-18 | 35.629 | 87.0362
[7 empty] | 2003-12-19 | 32.858 | 87.0362
[7 empty] | 2003-12-20 | 34.477 | 87.0362
[7 empty] | 2003-12-21 | 35.249 | 87.0362
[7 empty] | 2003-12-22 | 34.421 | 87.0362
[7 empty] | 2003-12-23 | 34.487 | 88.2877
[7 empty] | 2003-12-24 | 37.012 | 88.2877
[7 empty] | 2003-12-25 | 36.511 | 88.2877
[7 empty] | 2003-12-26 | 35.644 | 88.2877
[7 empty] | 2003-12-27 | 33.509 | 88.2877
[7 empty] | 2003-12-28 | 38.774 | 88.2877
[7 empty] | 2003-12-29 | 36.672 | 88.2877
[7 empty] | 2003-12-30 | 38.099 | 88.2877
[7 empty] | 2003-12-31 | 37.115 | 88.2877
[7 empty] | 2004-01-01 | 37.502 | 88.2877
[7 empty] | 2004-01-02 | 37.262 | 88.2877
[7 empty] | 2004-01-03 | 35.74 | 88.2877
[7 empty] | 2004-01-04 | 36.01 | 88.2877
[7 empty] | 2004-01-05 | 36.815 | 88.2877
[7 empty] | 2004-01-06 | 36.608 | 90.4899
[7 empty] | 2004-01-07 | 36.022 | 90.4899
[7 empty] | 2004-01-08 | 35.804 | 90.4899
[7 empty] | 2004-01-09 | 37.167 | 90.4899
[7 empty] | 2004-01-10 | 35.697 | 90.4899
[7 empty] | 2004-01-11 | 37.194 | 90.4899
[7 empty] | 2004-01-12 | 34.405 | 90.4899
[7 empty] | 2004-01-13 | 39.012 | 90.3233
[7 empty] | 2004-01-14 | 36.97 | 90.3233
[7 empty] | 2004-01-15 | 35.836 | 90.3233
[7 empty] | 2004-01-16 | 36.029 | 90.3233
[7 empty] | 2004-01-17 | 35.665 | 90.3233
[7 empty] | 2004-01-18 | 35.998 | 90.3233
[7 empty] | 2004-01-19 | 35.211 | 90.3233
[7 empty] | 2004-01-20 | 36.773 | 92.045
[7 empty] | 2004-01-21 | 36.079 | 92.045
[7 empty] | 2004-01-22 | 37.908 | 92.045
[7 empty] | 2004-01-23 | 43.751 | 92.045
[7 empty] | 2004-01-24 | 40.619 | 92.045
[7 empty] | 2004-01-25 | 40.831 | 92.045
[7 empty] | 2004-01-26 | 40.98 | 92.045
[7 empty] | 2004-01-27 | 50.861 | 91.0123
[7 empty] | 2004-01-28 | 48.709 | 91.0123
[7 empty] | 2004-01-29 | 41.473 | 91.0123
[7 empty] | 2004-01-30 | 41.329 | 91.0123
[7 empty] | 2004-01-31 | 42.718 | 91.0123
[7 empty] | 2004-02-01 | 40.277 | 91.0123
[7 empty] | 2004-02-02 | 40.277 | 91.0123
[7 empty] | 2004-02-03 | 40.5 | 90.3649
[7 empty] | 2004-02-04 | 39.886 | 90.3649
[7 empty] | 2004-02-05 | 37.293 | 90.3649
[7 empty] | 2004-02-06 | 23.653 | 90.3649
[7 empty] | 2004-02-07 | 39.897 | 90.3649
[7 empty] | 2004-02-08 | 36.914 | 90.3649
[7 empty] | 2004-02-09 | 44.063 | 90.3649
[7 empty] | 2004-02-10 | 47.912 | 91.3692
[7 empty] | 2004-02-11 | 44.538 | 91.3692
[7 empty] | 2004-02-12 | 47.41 | 91.3692
[7 empty] | 2004-02-13 | 46.57 | 91.3692
[7 empty] | 2004-02-14 | 48.082 | 91.3692
[7 empty] | 2004-02-15 | 47.442 | 91.3692
[7 empty] | 2004-02-16 | 44.419 | 91.3692
[7 empty] | 2004-02-17 | 37.144 | 91.3482
[7 empty] | 2004-02-18 | 38.251 | 91.3482
[7 empty] | 2004-02-19 | 37.051 | 91.3482
[7 empty] | 2004-02-20 | 38.858 | 91.3482
[7 empty] | 2004-02-21 | 37.685 | 91.3482
[7 empty] | 2004-02-22 | 36.809 | 91.3482
[7 empty] | 2004-02-23 | 37.474 | 91.3482
[7 empty] | 2004-02-24 | 37.823 | 91.3482
[7 empty] | 2004-02-25 | 39.004 | 91.3482
[7 empty] | 2004-02-26 | 36.662 | 91.3482
[7 empty] | 2004-02-27 | 36.152 | 91.3482
[7 empty] | 2004-02-28 | 35.005 | 91.3482
[7 empty] | 2004-02-29 | 36.344 | 91.3482
[7 empty] | 2004-03-01 | 37.235 | 91.3482
[7 empty] | 2004-03-02 | 44.158 | 91.3482
[7 empty] | 2004-03-03 | 42.252 | 91.3482
[7 empty] | 2004-03-04 | 41.738 | 91.3482
[7 empty] | 2004-03-05 | 38.876 | 91.3482
[7 empty] | 2004-03-06 | 39.319 | 91.3482
[7 empty] | 2004-03-07 | 41.53 | 91.3482
[7 empty] | 2004-03-08 | 40.569 | 91.3482
[7 empty] | 2004-03-09 | 41.402 | 93.3254
[7 empty] | 2004-03-10 | 42.781 | 93.3254
[7 empty] | 2004-03-11 | 36.427 | 93.3254
[7 empty] | 2004-03-12 | 41.727 | 93.3254
[7 empty] | 2004-03-13 | 43.957 | 93.3254
[7 empty] | 2004-03-14 | 43.073 | 93.3254
[7 empty] | 2004-03-15 | 54.214 | 93.3254
[7 empty] | 2004-03-16 | 44.706 | 93.3254
[7 empty] | 2004-03-17 | 43.01 | 93.3254
[7 empty] | 2004-03-18 | 44.274 | 93.3254
[7 empty] | 2004-03-19 | 39.89 | 93.3254
[7 empty] | 2004-03-20 | 46.06 | 93.3254
[7 empty] | 2004-03-21 | 42.511 | 93.3254
[7 empty] | 2004-03-22 | 42.683 | 93.3254
[7 empty] | 2004-03-23 | 40.81 | 89.1867
[7 empty] | 2004-03-24 | 30.717 | 89.1867
[7 empty] | 2004-03-25 | 42.407 | 89.1867
[7 empty] | 2004-03-26 | 40.565 | 89.1867
[7 empty] | 2004-03-27 | 39.739 | 89.1867
[7 empty] | 2004-03-28 | 40.457 | 89.1867
[7 empty] | 2004-03-29 | 41.929 | 89.1867
[7 empty] | 2004-03-30 | 47.46 | 89.1867
[7 empty] | 2004-03-31 | 39.895 | 89.1867
[7 empty] | 2004-04-01 | 39.536 | 89.1867
[7 empty] | 2004-04-02 | 39.504 | 89.1867
[7 empty] | 2004-04-03 | 39.844 | 89.1867
[7 empty] | 2004-04-04 | 37.374 | 89.1867
[7 empty] | 2004-04-05 | 42.238 | 89.1867
[7 empty] | 2004-04-06 | 42.682 | 90.8448
[7 empty] | 2004-04-07 | 42.457 | 90.8448
[7 empty] | 2004-04-08 | 41.715 | 90.8448
[7 empty] | 2004-04-09 | 42.187 | 90.8448
[7 empty] | 2004-04-10 | 42.634 | 90.8448
[7 empty] | 2004-04-11 | 45.006 | 90.8448
[7 empty] | 2004-04-12 | 41.907 | 90.8448
[7 empty] | 2004-04-13 | 42.109 | 85.8025
[7 empty] | 2004-04-14 | 40.722 | 85.8025
[7 empty] | 2004-04-15 | 38.91 | 85.8025
[7 empty] | 2004-04-16 | 39.332 | 85.8025
[7 empty] | 2004-04-17 | 40.222 | 85.8025
[7 empty] | 2004-04-18 | 40.192 | 85.8025
[7 empty] | 2004-04-19 | 39.775 | 85.8025
[7 empty] | 2004-04-20 | 41.292 | 85.8025
[7 empty] | 2004-04-21 | 40.214 | 85.8025
[7 empty] | 2004-04-22 | 41.619 | 85.8025
[7 empty] | 2004-04-23 | 44.697 | 85.8025
[7 empty] | 2004-04-24 | 44.597 | 85.8025
[7 empty] | 2004-04-25 | 46.333 | 85.8025
[7 empty] | 2004-04-26 | 39.1 | 85.8025
[7 empty] | 2004-04-27 | 35.566 | 85.8025
[7 empty] | 2004-04-28 | 35.656 | 85.8025
[7 empty] | 2004-04-29 | 38.584 | 85.8025
[7 empty] | 2004-04-30 | 38.537 | 85.8025
[7 empty] | 2004-05-01 | 37.985 | 85.8025
[7 empty] | 2004-05-02 | 37.625 | 85.8025
[7 empty] | 2004-05-03 | 34.357 | 85.8025
[7 empty] | 2004-05-04 | 32.516 | 85.8025
[7 empty] | 2004-05-05 | 31.052 | 85.8025
[7 empty] | 2004-05-06 | 31.663 | 85.8025
[7 empty] | 2004-05-07 | 30.658 | 85.8025
[7 empty] | 2004-05-08 | 31.651 | 85.8025
[7 empty] | 2004-05-09 | 30.794 | 85.8025
[7 empty] | 2004-05-10 | 31.647 | 85.8025
[7 empty] | 2004-05-11 | 33.133 | 85.8025
[7 empty] | 2004-05-12 | 37.015 | 85.8025
[7 empty] | 2004-05-13 | 27.151 | 85.8025
[7 empty] | 2004-05-14 | 28.417 | 85.8025
[7 empty] | 2004-05-15 | 26.274 | 85.8025
[7 empty] | 2004-05-16 | 29.087 | 85.8025
[7 empty] | 2004-05-17 | 28.627 | 85.8025
[7 empty] | 2004-05-18 | 30.132 | 96.8501
[7 empty] | 2004-05-19 | 32.847 | 96.8501
[7 empty] | 2004-05-20 | 32.625 | 96.8501
[7 empty] | 2004-05-21 | 37.148 | 96.8501
[7 empty] | 2004-05-22 | 42.622 | 96.8501
[7 empty] | 2004-05-23 | 42.521 | 96.8501
[7 empty] | 2004-05-24 | 42.881 | 96.8501
[7 empty] | 2004-05-25 | 43.037 | 96.8501
[7 empty] | 2004-05-26 | 42.215 | 96.8501
[7 empty] | 2004-05-27 | 43.972 | 96.8501
[7 empty] | 2004-05-28 | 42.645 | 96.8501
[7 empty] | 2004-05-29 | 42.097 | 96.8501
[7 empty] | 2004-05-30 | 44.951 | 96.8501
[7 empty] | 2004-05-31 | 44.123 | 96.8501
[7 empty] | 2004-06-01 | 44.023 | 96.8501
[7 empty] | 2004-06-02 | 39.13 | 96.8501
[7 empty] | 2004-06-03 | 44.998 | 96.8501
[7 empty] | 2004-06-04 | 44.969 | 96.8501
[7 empty] | 2004-06-05 | 44.353 | 96.8501
[7 empty] | 2004-06-06 | 44.208 | 96.8501
[7 empty] | 2004-06-07 | 42.697 | 96.8501
[7 empty] | 2004-06-08 | 43.542 | 96.8501
[7 empty] | 2004-06-09 | 45.328 | 96.8501
[7 empty] | 2004-06-10 | 43.812 | 96.8501
[7 empty] | 2004-06-11 | 45.193 | 96.8501
[7 empty] | 2004-06-12 | 44.903 | 96.8501
[7 empty] | 2004-06-13 | 44.567 | 96.8501
[7 empty] | 2004-06-14 | 44.453 | 96.8501
[7 empty] | 2004-06-15 | 42.621 | 96.8501
[7 empty] | 2004-06-16 | 44.468 | 96.8501
[7 empty] | 2004-06-17 | 44.315 | 96.8501
[7 empty] | 2004-06-18 | 43.047 | 96.8501
[7 empty] | 2004-06-19 | 42.883 | 96.8501
[7 empty] | 2004-06-20 | 43.836 | 96.8501
[7 empty] | 2004-06-21 | 44.928 | 96.8501
[7 empty] | 2004-06-22 | 44.977 | 96.8501
[7 empty] | 2004-06-23 | 44.591 | 96.8501
[7 empty] | 2004-06-24 | 43.988 | 96.8501
[7 empty] | 2004-06-25 | 45.511 | 96.8501
[7 empty] | 2004-06-26 | 43.815 | 96.8501
[7 empty] | 2004-06-27 | 40.914 | 96.8501
[7 empty] | 2004-06-28 | 43.394 | 96.8501
[7 empty] | 2004-06-29 | 41.918 | 96.8501
[7 empty] | 2004-06-30 | 42.601 | 96.8501
[7 empty] | 2004-07-01 | 41.479 | 96.8501
[7 empty] | 2004-07-02 | 41.097 | 96.8501
[7 empty] | 2004-07-03 | 42.091 | 96.8501
[7 empty] | 2004-07-04 | 35.631 | 96.8501
[7 empty] | 2004-07-05 | 43.464 | 96.8501
[7 empty] | 2004-07-06 | 42.103 | 91.6431
[7 empty] | 2004-07-07 | 45.519 | 91.6431
[7 empty] | 2004-07-08 | 41.495 | 91.6431
[7 empty] | 2004-07-09 | 43.767 | 91.6431
[7 empty] | 2004-07-10 | 40.334 | 91.6431
[7 empty] | 2004-07-11 | 43.74 | 91.6431
[7 empty] | 2004-07-12 | 42.564 | 91.6431
[7 empty] | 2004-07-13 | 45.076 | 92.406
[7 empty] | 2004-07-14 | 44.259 | 92.406
[7 empty] | 2004-07-15 | 42.491 | 92.406
[7 empty] | 2004-07-16 | 45.769 | 92.406
[7 empty] | 2004-07-17 | 42.485 | 92.406
[7 empty] | 2004-07-18 | 42.922 | 92.406
[7 empty] | 2004-07-19 | 44.393 | 92.406

## Pathogen DR
Cryptosporidium |  | Giardia |  | Adenovirus |  | Rotavirus |  | Cryptosporidium |  | Giardia |  | Adenovirus |  | Rotavirus |  | Cryptosporidium |  | Giardia |  | Adenovirus
USEPA UVDGM 2003 |  | USEPA UVDGM 2003 |  | USEPA UVDGM 2003 |  | USEPA UVDGM 2001 |  | USEPA UVDGM 2001 |  | USEPA UVDGM 2001 |  | USEPA UVDGM 2001 |  | USEPA UVDGM 2001 |  | USEPA UVDGM 2003 |  | USEPA UVDGM 2003 |  | USEPA UVDGM 2003
80% Credible limits |  | 80% Credible limits |  | 80% Credible limits |  | 80% Credible limits |  | 50% Prediction Interval |  | 50% Prediction Interval |  | 50% Prediction Interval |  | 50% Prediction Interval |  | Tier 1 REDs |  | Tier 1 REDs |  | Tier 1 REDs
UV Dose | log | UV Dose | log | UV Dose | log | UV Dose | log | UV Dose | log | UV Dose | log | UV Dose | log | UV Dose | log | UV Dose | log | UV Dose | log | UV Dose | log
mJ/cm2 | Inactivation | mJ/cm2 | Inactivation | mJ/cm2 | Inactivation | mJ/cm2 | Inactivation | mJ/cm2 | Inactivation | mJ/cm2 | Inactivation | mJ/cm2 | Inactivation | mJ/cm2 | Inactivation | mJ/cm2 | Inactivation | mJ/cm2 | Inactivation | mJ/cm2 | Inactivation
0 | 0 | 0 | 0 | 0 | 0 | 0 | 0 | 0 | 0 | 0 | 0 | 0 | 0 | 0 | 0 | 0 | 0 | 0 | 0 | 0 | 0
1.6 | 0.5 | 1.5 | 0.5 | 39 | 0.5 | 11.6 | 0.5 | 0.7 | 0.5 | 0.3 | 1 | 0 | 0.5 | 3.2 | 0.5 | 6.8 | 0.5 | 6.6 | 0.5 | 55 | 0.5
2.5 | 1 | 2.1 | 1 | 58 | 1 | 17 | 1 | 1.3 | 1 | 0.3 | 1.5 | 18 | 1 | 8.5 | 1 | 11 | 1 | 9.7 | 1 | 81 | 1
3.9 | 1.5 | 3 | 1.5 | 79 | 1.5 | 22.3 | 1.5 | 1.8 | 1.5 | 0.7 | 2 | 40 | 1.5 | 13.9 | 1.5 | 15 | 1.5 | 13 | 1.5 | 110 | 1.5
5.8 | 2 | 5.2 | 2 | 100 | 2 | 27.7 | 2 | 2.5 | 2 | 0.8 | 2.5 | 62.4 | 2 | 19.2 | 2 | 21 | 2 | 20 | 2 | 139 | 2
8.5 | 2.5 | 7.7 | 2.5 | 121 | 2.5 | 33.1 | 2.5 | 2.9 | 2.5 | 1.3 | 3 | 84.7 | 2.5 | 24.6 | 2.5 | 28 | 2.5 | 26 | 2.5 | 169 | 2.5
12 | 3 | 11 | 3 | 143 | 3 | 38.4 | 3 | 4.3 | 3 |  |  | 107 | 3 | 30 | 3 | 36 | 3 | 34 | 3 | 199 | 3
|  |  |  | 163 | 3.5 | 43.8 | 3.5 |  |  |  |  | 129.3 | 3.5 | 35.3 | 3.5 |  |  |  |  | 227 | 3.5
|  |  |  | 186 | 4 | 49.2 | 4 |  |  |  |  | 151.7 | 4 | 40.7 | 4 |  |  |  |  | 259 | 4
y=(a*b+c*x^d)/(b+x^d) |  | y=(a*b+c*x^d)/(b+x^d) |  | y=(a*b+c*x^d)/(b+x^d) |  | y=(a*b+c*x^d)/(b+x^d) |  | y=(a*b+c*x^d)/(b+x^d) |  | y=(a*b+c*x^d)/(b+x^d) |  | y=(a*b+c*x^d)/(b+x^d) |  | y=(a*b+c*x^d)/(b+x^d) |  | y=(a*b+c*x^d)/(b+x^d) |  | y=(a*b+c*x^d)/(b+x^d) |  | y=(a*b+c*x^d)/(b+x^d)
Coefficient Data: |  | Coefficient Data: |  | Coefficient Data: |  | Coefficient Data: |  | Coefficient Data: |  | Coefficient Data: |  | Coefficient Data: |  | Coefficient Data: |  | Coefficient Data: |  | Coefficient Data: |  | Coefficient Data:
a = | -0.002479 | a = | -0.027557 | a = | -0.028948 | a = | -0.011498 | a = | 0.020396 | a = | 0.0012008 | a = | 0.27179 | a = | 0.048198 | a = | -0.0087794 | a = | -0.020093 | a = | -0.039529
b = | 11.7843 | b = | 8.2545 | b = | 3964.4212 | b = | 1054.6673 | b = | 5.1239 | b = | 1.5929 | b = | 5004.7743 | b = | 1725.009 | b = | 157.8254 | b = | 120.1141 | b = | 6045.8958
c = | 4.0713 | c = | 3.7692 | c = | 14.3494 | c = | 10.8126 | c = | 4.3845 | c = | 6.8477 | c = | 282.7328 | c = | 222.6385 | c = | 4.5861 | c = | 4.384 | c = | 17.1227
d = | 1.3924 | d = | 1.4118 | d = | 1.405 | d = | 1.649 | d = | 1.671 | d = | 0.86615 | d = | 0.83445 | d = | 0.92602 | d = | 1.5845 | d = | 1.5679 | d = | 1.3553
Dose | log | Dose | log | Dose | log | Dose | log | Dose | log | Dose | log | Dose | log | Dose | log | Dose | log | Dose | log | Dose | log
| Inactivation |  | Inactivation |  | Inactivation |  | Inactivation |  | Inactivation |  | Inactivation |  | Inactivation |  | Inactivation |  | Inactivation |  | Inactivation |  | Inactivation
0 | -0.002479 | 0 | -0.027557 | 0 | -0.028948 | 0 | -0.011498 | 0 | 0.020396 | 0 | 0.0012008 | 0 | 0.27179 | 0 | 0.048198 | 0 | -0.0087794 | 0 | -0.020093 | 0 | -0.039529
1 | 0.31618 | 1 | 0.3827 | 5 | 0.0057672 | 5 | 0.1324 | 1 | 0.73303 | 1 | 2.6416 | 5 | 0.48782 | 5 | 0.61949 | 1 | 0.020151 | 1 | 0.016271 | 5 | -0.014422
2 | 0.7397 | 2 | 0.89794 | 10 | 0.062619 | 10 | 0.42734 | 2 | 1.6931 | 2 | 3.6548 | 10 | 0.65677 | 10 | 1.1312 | 2 | 0.076908 | 2 | 0.085997 | 10 | 0.024561
3 | 1.1443 | 3 | 1.353 | 15 | 0.13213 | 15 | 0.81309 | 3 | 2.422 | 3 | 4.2403 | 15 | 0.81147 | 15 | 1.6212 | 3 | 0.15143 | 3 | 0.17605 | 20 | 0.12349
4 | 1.5008 | 4 | 1.7253 | 20 | 0.21102 | 20 | 1.2551 | 4 | 2.9196 | 4 | 4.629 | 20 | 0.95754 | 20 | 2.0969 | 4 | 0.23897 | 4 | 0.28023 | 30 | 0.24095
6 | 2.063 | 6 | 2.2627 | 25 | 0.29737 | 25 | 1.7279 | 6 | 3.4933 | 6 | 5.1203 | 25 | 1.0975 | 25 | 2.5618 | 6 | 0.44041 | 6 | 0.51465 | 40 | 0.37148
8 | 2.4644 | 8 | 2.6123 | 30 | 0.38987 | 30 | 2.2126 | 8 | 3.7869 | 8 | 5.4219 | 30 | 1.2327 | 30 | 3.018 | 8 | 0.66194 | 8 | 0.76511 | 50 | 0.51196
10 | 2.7549 | 10 | 2.8492 | 40 | 0.5895 | 40 | 3.1663 | 10 | 3.9546 | 10 | 5.6279 | 40 | 1.4923 | 40 | 3.9088 | 10 | 0.89074 | 10 | 1.0166 | 60 | 0.66024
12 | 2.9703 | 12 | 3.0166 | 50 | 0.80404 | 50 | 4.0495 | 12 | 4.0591 | 12 | 5.7782 | 50 | 1.7408 | 50 | 4.7761 | 12 | 1.1181 | 12 | 1.26 | 70 | 0.81474
14 | 3.134 | 14 | 3.1393 | 60 | 1.0293 | 60 | 4.836 | 14 | 4.1286 | 14 | 5.8933 | 60 | 1.9807 | 60 | 5.6239 | 14 | 1.3385 | 14 | 1.4899 | 80 | 0.9742
16 | 3.2614 | 16 | 3.2323 | 70 | 1.2623 | 70 | 5.5217 | 16 | 4.1774 | 16 | 5.9843 | 70 | 2.2137 | 70 | 6.4548 | 16 | 1.5484 | 16 | 1.704 | 90 | 1.1376
18 | 3.3626 | 18 | 3.3044 | 80 | 1.5004 | 80 | 6.1134 | 18 | 4.2129 | 18 | 6.0584 | 80 | 2.4408 | 80 | 7.2706 | 18 | 1.7459 | 18 | 1.9011 | 100 | 1.3042
20 | 3.4444 | 20 | 3.3618 | 90 | 1.7417 | 90 | 6.6218 | 20 | 4.2397 | 20 | 6.1199 | 90 | 2.6629 | 90 | 8.073 | 20 | 1.9302 | 20 | 2.0815 | 125 | 1.7297
25 | 3.5922 | 25 | 3.463 | 100 | 1.9847 | 100 | 7.0583 | 25 | 4.2837 | 25 | 6.2364 | 100 | 2.8806 | 100 | 8.8628 | 25 | 2.3334 | 25 | 2.4651 | 150 | 2.1621
30 | 3.6895 | 30 | 3.5281 | 110 | 2.2279 | 110 | 7.4339 | 30 | 4.3098 | 30 | 6.3188 | 110 | 3.0944 | 110 | 9.6411 | 30 | 2.6619 | 30 | 2.7671 | 175 | 2.5951
35 | 3.7576 | 35 | 3.5728 | 120 | 2.4704 | 120 | 7.7581 | 35 | 4.3265 | 35 | 6.3804 | 120 | 3.3047 | 120 | 10.4085 | 35 | 2.9285 | 35 | 3.0056 | 200 | 3.0244
40 | 3.8074 | 40 | 3.6051 | 130 | 2.7112 | 130 | 8.039 | 40 | 4.338 | 40 | 6.4283 | 130 | 3.5118 | 130 | 11.1658 | 40 | 3.1455 | 40 | 3.1957 | 225 | 3.447
50 | 3.8745 | 50 | 3.648 | 140 | 2.9495 | 140 | 8.2835 | 50 | 4.3524 | 50 | 6.4983 | 140 | 3.7159 | 140 | 11.9135 | 50 | 3.4703 | 50 | 3.474 | 250 | 3.8605
60 | 3.9169 | 60 | 3.6748 | 150 | 3.185 | 150 | 8.4973 | 60 | 4.3608 | 60 | 6.5471 | 150 | 3.9174 | 150 | 12.6519 | 60 | 3.6961 | 60 | 3.6633 | 275 | 4.2635
70 | 3.9458 | 70 | 3.6929 | 160 | 3.4169 | 160 | 8.6851 | 70 | 4.3661 | 70 | 6.5832 | 160 | 4.1164 | 160 | 13.3816 | 70 | 3.8584 | 70 | 3.7974 | 300 | 4.6547
80 | 3.9666 | 80 | 3.7058 | 170 | 3.645 | 170 | 8.8508 | 80 | 4.3698 | 80 | 6.6111 | 170 | 4.313 | 170 | 14.103 | 80 | 3.9788 | 80 | 3.896 | 325 | 5.0336
100 | 3.994 | 100 | 3.7227 | 180 | 3.8689 | 180 | 8.9977 | 100 | 4.3744 | 100 | 6.6515 | 180 | 4.5075 | 180 | 14.8162 | 100 | 4.1422 | 100 | 4.0284 | 350 | 5.3998
120 | 4.0111 | 120 | 3.7331 | 190 | 4.0884 | 190 | 9.1284 | 120 | 4.377 | 120 | 6.6794 | 190 | 4.6999 | 190 | 15.5218 | 120 | 4.2454 | 120 | 4.1114 | 375 | 5.753
This worksheet provides equations for the UV dose-response of various pathogens. The data has been fitted to a mathematical function y=(a*b+c*x^d)/(b+x^d). The results of that fit can be used to define the UV dose-response of the pathogen in the worksheet RISKMODEL.

## ADVANCED LCA
NYSERDA - Advanced Life Cycle Cost Analysis Tool
Starting Column | 10
Ending Column | 10
Save Directory | C:\Documents and Settings\HWright\Desktop\UVCAT TC Version\91184_multimedia
Save Name | Output Chapter 10 Case 4
Lamp Aging Functions
Units: y = %, x = hrs
MMF: y=(a*b+c*x^d)/(b+x^d)
EXP: y=a*e^(b*x)
LIN: Y = ax+b
COMMENTS |  | Case 1 |  |  | Case 2 |  | Case 3 |  |  |  | Case 4
|  | MP | MP | MP | MP | MP | LPHO | LPHO | LPHO | LPHO | LPHO
|  | A | A | A | B | B | C | C | C | C | C
OUTPUTS | 0 | 1 | 2 | 3 | 4 | 5 | 6 | 7 | 8 | 9 | 10
Lamp Life |  | 5000 | 5000 | 5000 | 5000 | 5000 | 12000 | 12000 | 12000 | 12000 | 12000
Age Factor |  | 0.71768 | 0.71768 | 0.71768 | 0.78239 | 0.78239 | 0.70211 | 0.70211 | 0.70211 | 0.70211 | 0.70211
Average # Lamps |  | 8.3227 | 11.581 | 11.6045 | 16.0915 | 16.0915 | 139.8025 | 155.1908 | 229.0972 | 359.2776 | 268.537
Average Power Level | % | 0.95502 | 0.78057 | 0.75723 | 0.41458 | 0.47727 | 0.85563 | 0.91164 | 0.93682 | 0.91236 | 0.43047
Power | $/yr | 69627.6328 | 79188.3906 | 76975.8516 | 35063.6016 | 40366.3711 | 18861.5332 | 22308.2344 | 33841.8477 | 51685.8008 | 18227.3145
Consumables
Lamps | $/yr | 8384.2852 | 11666.6748 | 11690.3281 | 7752.8896 | 7752.8896 | 16328.9365 | 18126.291 | 26758.5508 | 41963.6172 | 31365.123
Sleeves | $/yr | 582.5888 | 810.6683 | 812.3118 | 563.2029 | 563.2029 | 1398.0254 | 1551.9084 | 2290.9719 | 3592.7756 | 2685.3701
Ballasts | $/yr | 1498.0856 | 2084.5757 | 2088.802 | 9654.9062 | 9654.9062 | 4194.0762 | 4655.7251 | 6872.9155 | 10778.3271 | 8056.1104
Sensors | $/yr | 1997.4474 | 2779.4341 | 2785.0691 | 11264.0576 | 11264.0576 | 757.2637 | 840.6171 | 1240.9431 | 1946.0868 | 145.4576
Calibration | $/yr | 582.5888 | 810.6683 | 812.3118 | 8850.3311 | 8850.3311 | 2679.5486 | 2974.4912 | 4391.0293 | 6886.1533 | 514.6959
Total Consumables | $/yr | 13044.9961 | 18152.0215 | 18188.8223 | 38085.3867 | 38085.3867 | 25357.8496 | 28149.0332 | 41554.4102 | 65166.9609 | 42766.7578
Labor | $/yr | 368.5291 | 512.8057 | 513.8453 | 283.0389 | 283.0389 | 8089.062 | 8162.1572 | 8513.2119 | 9131.5684 | 8579.708
Patent | $/yr | 223260.7969 | 223260.7969 | 223260.7969 | 223260.7969 | 223260.7969 | 223260.7969 | 223260.7969 | 223411.8906 | 223260.7969 | 223260.7969
Total O&M | $/yr | 306301.9688 | 321114 | 318939.3125 | 296692.8125 | 301995.5938 | 275569.25 | 281880.2188 | 307321.375 | 349245.125 | 292834.5625
Total Capital | $ | 750000 | 750000 | 750000 | 1000000 | 1000000 | 1000000 | 1000000 | 1000000 | 1000000 | 1000000
Total Present Worth | $ | 4155584 | 4320270 | 4296091 | 4298745.5 | 4357704 | 4063885.75 | 4134053.5 | 4416918 | 4883042.5 | 4255848
Present Worth O&M | $ | 3405584 | 3570270 | 3546091 | 3298745.5 | 3357704 | 3063885.75 | 3134053.5 | 3416918 | 3883042.5 | 3255848
Design Power Setting | % | 281.6996 | 153.7411 | 107.8815 | 72.6297 | 72.6297 | 91.1247 | 91.1263 | 91.1058 | 91.1058 | 91.1247
UV SYSTEM SIZING CRITERIA
Design Flow | mgd | 66.145 | 66.145 | 66.145 | 66.145 | 66.145 | 66.145 | 66.145 | 66.145 | 66.145 | 66.145
Average Flow | mgd | 40.7883 | 40.7883 | 40.7883 | 40.7883 | 40.7883 | 40.7883 | 40.7883 | 40.7883 | 40.7883 | 40.7883
Average UVT | % | 93.3039 | 93.3039 | 93.3039 | 93.3039 | 93.3039 | 93.3039 | 93.3039 | 93.3039 | 93.3039 | 93.3039
Design UVT | % | 88.2084 | 88.2084 | 88.2084 | 88.2084 | 88.2084 | 88.2084 | 88.2084 | 88.2084 | 88.2084 | 88.2084
Design UV Dose | mJ/cm^2 | 36 | 36 | 36 | 36 | 36 | 36 | 36 | 36 | 36 | 36
Minimum Number of Trains |  | 0 | 0 | 0 | 0 | 0 | 0 | 0 | 0 | 3 | 0
REACTOR DESIGN INPUTS
Configuration
Max. Flow per reactor | mgd | 35 | 35 | 35 | 25 | 25 | 23 | 23 | 23 | 23 | 23
Number of Trains |  | 3 | 3 | 3 | 4 | 4 | 4 | 4 | 4 | 4 | 4
Number of Reactors/Train |  | 1 | 1 | 1 | 1 | 1 | 1 | 1 | 1 | 1 | 1
Banks/Reactor |  | 1 | 2 | 3 | 1 | 1 | 10 | 10 | 10 | 10 | 1
Lamps/Bank |  | 3 | 3 | 3 | 8 | 8 | 12 | 12 | 12 | 12 | 120
Lamps/Ballast |  | 1 | 1 | 1 | 2 | 2 | 2 | 2 | 2 | 2 | 2
Sensors/bank |  | 3 | 3 | 3 | 8 | 8 | 1 | 1 | 1 | 1 | 1
Redundancy
No. of Redundant Trains |  | 1 | 1 | 1 | 1 | 1 | 1 | 1 | 1 | 1 | 1
No. of Redundant Reactors per train |  | 0 | 0 | 0 | 0 | 0 | 0 | 0 | 0 | 0 | 0
Lamp Data
Lamp 100% Power | kW | 20 | 20 | 20 | 12 | 12 | 0.36 | 0.36 | 0.36 | 0.36 | 0.36
Lamp Life | hrs | 5000 | 5000 | 5000 | 5000 | 5000 | 12000 | 12000 | 12000 | 12000 | 12000
Lamp Aging Factor | % | 71.7675 | 71.7675 | 71.7675 | 78.2386 | 78.2386 | 70.2112 | 70.2112 | 70.2112 | 70.2112 | 70.2112
Lamp Cost | $ | 575 | 575 | 575 | 275 | 275 | 160 | 160 | 160 | 160 | 160
Lamp Replacement Time | min | 15 | 15 | 15 | 3 | 3 | 5 | 5 | 5 | 5 | 5
Fit Type (MMF, EXP, LIN, CUSTOM) |  | CUSTOM | CUSTOM | CUSTOM | CUSTOM | CUSTOM | CUSTOM | CUSTOM | CUSTOM | CUSTOM | CUSTOM
Coefficient A |  | 330.867 | 330.867 | 330.867 | 411.29 | 411.29 | 194.4896 | 194.4896 | 194.4896 | 194.4896 | 194.4896
Coefficient B |  | -891.6219 | -891.6219 | -891.6219 | -1830.9318 | -1830.9318 | -343.378 | -343.378 | -343.378 | -343.378 | -343.378
Coefficient C |  | -0.17604 | -0.17604 | -0.17604 | -0.18796 | -0.18796 | -0.10815 | -0.10815 | -0.10815 | -0.10815 | -0.10815
Coefficient D |  | 0 | 0 | 0 | 0 | 0 | 0 | 0 | 0 | 0 | 0
Coefficient E |  | 0 | 0 | 0 | 0 | 0 | 0 | 0 | 0 | 0 | 0
Coefficient F |  | 0 | 0 | 0 | 0 | 0 | 0 | 0 | 0 | 0 | 0
Lamp Power | kW | 0 | 0 | 0 | 0 | 0 | 0 | 0 | 0 | 0 | 0
Lamp Aging Equation | 9999 | 71.7675 | 71.7675 | 71.7675 | 78.2386 | 78.2386 | 70.2112 | 70.2112 | 70.2112 | 70.2112 | 70.2112
Sleeve Data
Sleeve Life | yrs | 5 | 5 | 5 | 10 | 10 | 10 | 10 | 10 | 10 | 10
Sleeve Cost | $ | 350 | 350 | 350 | 350 | 350 | 100 | 100 | 100 | 100 | 100
Sleeve Replacement Time | min | 25 | 25 | 25 | 10 | 10 | 5 | 5 | 5 | 5 | 5
Sleeve Cleaning Type (Rinse, Wiper) |  | Wiper | Wiper | Wiper | Wiper | Wiper | Rinse | Rinse | Rinse | Rinse | Rinse
Sleeve Cleaning Period | weeks | 4 | 4 | 4 | 4 | 4 | 4 | 4 | 4 | 4 | 4
Sleeve Cleaning Time/Reactor | min | 0 | 0 | 0 | 0 | 0 | 180 | 180 | 180 | 180 | 180
Fouling Factor | % | 85 | 85 | 85 | 95 | 95 | 85 | 85 | 85 | 85 | 85
Ballast Data
Ballast Life | yrs | 10 | 10 | 10 | 5 | 5 | 5 | 5 | 5 | 5 | 5
Ballast Costs | $ | 1800 | 1800 | 1800 | 6000 | 6000 | 300 | 300 | 300 | 300 | 300
Ballast replacement | min | 60 | 60 | 60 | 30 | 30 | 1 | 1 | 1 | 1 | 1
Sensor Data
Sensor life | yrs | 5 | 5 | 5 | 3 | 3 | 10 | 10 | 10 | 10 | 10
Sensor cost | $ | 1200 | 1200 | 1200 | 2100 | 2100 | 650 | 650 | 650 | 650 | 650
Sensor replacement | min | 10 | 10 | 10 | 10 | 10 | 10 | 10 | 10 | 10 | 10
Sensor cal period | months | 12 | 12 | 12 | 12 | 12 | 12 | 12 | 12 | 12 | 12
Sensor calibration cost | $ | 70 | 70 | 70 | 550 | 550 | 230 | 230 | 230 | 230 | 230
Sensor calibration | min | 5 | 5 | 5 | 5 | 5 | 5 | 5 | 5 | 5 | 5
Dose Model and Pacing | Enter if dose pacing responds to the following parameters.
Dose Model |  | 1 | 1 | 1 | 2 | 2 | 3 | 4 | 5 | 6 | 7
Dose Model |  | Drinking Water - MP - Case 1 | Drinking Water - MP - Case 1 | Drinking Water - MP - Case 1 | Drinking Water - MP - Case 2 | Drinking Water - MP - Case 2 | Drinking Water - LPHO - Full Pacing - Case 3 | Drinking Water - LPHO - Flow and UVT Pacing - Case 3 | Drinking Water - LPHO - Flow Pacing - Case 3 | Drinking Water - LPHO - No Dose Pacing - Case 3 | Drinking Water - LPHO - Full Dose Pacing - Case 4
Failure Data
Supply Voltage Lower Limit | % nom | 90 | 90 | 90 | 90 | 90 | 90 | 90 | 90 | 90 | 90
PQ Event Duration Lower Limit | s | 0.016667 | 0.016667 | 0.016667 | 0.016667 | 0.016667 | 0.016667 | 0.016667 | 0.016667 | 0.016667 | 0.016667
UPS (y/n) |  | y | y | y | y | y | y | y | y | y | y
Generator (y/n) |  | y | y | y | y | y | y | y | y | y | y
Generator Startup Time | s | 120 | 120 | 120 | 120 | 120 | 120 | 120 | 120 | 120 | 120
Automatic Flow Shutoff Valve (y/n) |  | n | n | n | n | n | n | n | n | n | n
Shut Off Valve Response Time | s | 30 | 30 | 30 | 30 | 30 | 30 | 30 | 30 | 30 | 30
Lamp Cool-down Time | min | 4 | 4 | 4 | 4 | 4 | 4 | 4 | 4 | 4 | 4
Lamp Warmup Time | min | 5 | 5 | 5 | 5 | 5 | 5 | 5 | 5 | 5 | 5
Lamp Failure Probability | per day | 0 | 0 | 0 | 0 | 0 | 0 | 0 | 0 | 0 | 0
Ballast Failure Probability | per day | 0 | 0 | 0 | 0 | 0 | 0 | 0 | 0 | 0 | 0
UV Sensor Failure Probability | per day | 0 | 0 | 0 | 0 | 0 | 0 | 0 | 0 | 0 | 0
UVT Monitor Failure Probability | per day | 0 | 0 | 0 | 0 | 0 | 0 | 0 | 0 | 0 | 0
WTP INPUTS
Labor rate | $/hr | 60 | 60 | 60 | 60 | 60 | 60 | 60 | 60 | 60 | 60
Electricity Cost | $/kWhr | 0.05 | 0.05 | 0.05 | 0.05 | 0.05 | 0.05 | 0.05 | 0.05 | 0.05 | 0.05
Patent fees | $/1000 gal | 0.015 | 0.015 | 0.015 | 0.015 | 0.015 | 0.015 | 0.015 | 0.015 | 0.015 | 0.015
Interest rate | % | 4 | 4 | 4 | 4 | 4 | 4 | 4 | 4 | 4 | 4
Period | yrs | 15 | 15 | 15 | 15 | 15 | 15 | 15 | 15 | 15 | 15
Supply Voltage | volts | 480 | 480 | 480 | 480 | 480 | 480 | 480 | 480 | 480 | 480
Population |  | 10000 | 10000 | 10000 | 10000 | 10000 | 10000 | 10000 | 10000 | 10000 | 10000
CAPITAL COSTS INPUTS
Reactor | Total $ | 750000 | 750000 | 750000 | 1000000 | 1000000 | 1000000 | 1000000 | 1000000 | 1000000 | 1000000
Install Factor | Total $
Validation | Total $
Inlet/Oultet Piping
Valves | Total $
Flowmeters | Total $
Piping and Appurtences | Total $
Channels | Total $
Power
Switch gear | Total $
Transformer | Total $
Distribution Panels | Total $
Generator | Total $
UPS | Total $
Misc Electrical | Total $
Other
Yard piping | Total $
Chlorine contactor | Total $
Low lift pumps | Total $
UV Building
Demolition | Total $
Civil/sitework | Total $
Building | Total $
HVAC | Total $
Instrumentation | Total $
HVAC | Total $
Misc Electrical | Total $
Civil/Site Work | Total $
Contingency | Total $
General conditions | Total $
Contractor O&P | Total $
Engineering, Legal, Admin | Total $
Total | Total $
Ballast Power Settings (%)
Setting 1 |  | 35 | 35 | 35 | 35 | 40 | 35 | 35 | 35 | 35 | 35
Setting 2 |  | 37.9545 | 37.9545 | 37.9545 | 37.9545 | 60 | 37.9545 | 37.9545 | 37.9545 | 37.9545 | 37.9545
Setting 3 |  | 40.9091 | 40.9091 | 40.9091 | 40.9091 | 80 | 40.9091 | 40.9091 | 40.9091 | 40.9091 | 40.9091
Setting 4 |  | 43.8636 | 43.8636 | 43.8636 | 43.8636 | 100 | 43.8636 | 43.8636 | 43.8636 | 43.8636 | 43.8636
Setting 5 |  | 46.8182 | 46.8182 | 46.8182 | 46.8182 | 9999 | 46.8182 | 46.8182 | 46.8182 | 46.8182 | 46.8182
Setting 6 |  | 49.7727 | 49.7727 | 49.7727 | 49.7727 | 9999 | 49.7727 | 49.7727 | 49.7727 | 49.7727 | 49.7727
Setting 7 |  | 52.7273 | 52.7273 | 52.7273 | 52.7273 | 9999 | 52.7273 | 52.7273 | 52.7273 | 52.7273 | 52.7273
Setting 8 |  | 55.6818 | 55.6818 | 55.6818 | 55.6818 | 9999 | 55.6818 | 55.6818 | 55.6818 | 55.6818 | 55.6818
Setting 9 |  | 58.6364 | 58.6364 | 58.6364 | 58.6364 | 9999 | 58.6364 | 58.6364 | 58.6364 | 58.6364 | 58.6364
Setting 10 |  | 61.5909 | 61.5909 | 61.5909 | 61.5909 | 9999 | 61.5909 | 61.5909 | 61.5909 | 61.5909 | 61.5909
Setting 11 |  | 64.5455 | 64.5455 | 64.5455 | 64.5455 | 9999 | 64.5455 | 64.5455 | 64.5455 | 64.5455 | 64.5455
Setting 12 |  | 67.5 | 67.5 | 67.5 | 67.5 | 9999 | 67.5 | 67.5 | 67.5 | 67.5 | 67.5
Setting 13 |  | 70.4545 | 70.4545 | 70.4545 | 70.4545 | 9999 | 70.4545 | 70.4545 | 70.4545 | 70.4545 | 70.4545
Setting 14 |  | 73.4091 | 73.4091 | 73.4091 | 73.4091 | 9999 | 73.4091 | 73.4091 | 73.4091 | 73.4091 | 73.4091
Setting 15 |  | 76.3636 | 76.3636 | 76.3636 | 76.3636 | 9999 | 76.3636 | 76.3636 | 76.3636 | 76.3636 | 76.3636
Setting 16 |  | 79.3182 | 79.3182 | 79.3182 | 79.3182 | 9999 | 79.3182 | 79.3182 | 79.3182 | 79.3182 | 79.3182
Setting 17 |  | 82.2727 | 82.2727 | 82.2727 | 82.2727 | 9999 | 82.2727 | 82.2727 | 82.2727 | 82.2727 | 82.2727
Setting 18 |  | 85.2273 | 85.2273 | 85.2273 | 85.2273 | 9999 | 85.2273 | 85.2273 | 85.2273 | 85.2273 | 85.2273
Setting 19 |  | 88.1818 | 88.1818 | 88.1818 | 88.1818 | 9999 | 88.1818 | 88.1818 | 88.1818 | 88.1818 | 88.1818
Setting 20 |  | 91.1364 | 91.1364 | 91.1364 | 91.1364 | 9999 | 91.1364 | 91.1364 | 91.1364 | 91.1364 | 91.1364
Setting 21 |  | 94.0909 | 94.0909 | 94.0909 | 94.0909 | 9999 | 94.0909 | 94.0909 | 94.0909 | 94.0909 | 94.0909
Setting 22 |  | 97.0455 | 97.0455 | 97.0455 | 97.0455 | 9999 | 97.0455 | 97.0455 | 97.0455 | 97.0455 | 97.0455
Setting 23 |  | 100 | 100 | 100 | 100 | 9999 | 100 | 100 | 100 | 100 | 100
Setting 24 |  | 9999 | 9999 | 9999 | 9999 | 9999 | 9999 | 9999 | 9999 | 9999 | 9999
Note on A44: Example. Enter 95% as "95" as opposed to "0.95"
Note on A45: Example. Enter 95% as "95" as opposed to "0.95"
Note on A163: Enter ballast power settings in ascending order. Enter "9999" to indicate last ballast setting. UVCAT uses the "9999" to indicate the end of the ballast settings list.
Note on B76: This cell contains a lamp aging equation for fit types MMF, EXP, and LIN that can be copied to other columns.
Advanced LCA
Clear

## WQ
Starting Row | 15
Ending Row | 1676
[12 empty] | 41.6896 |  | 1.1842
WATER QUALITY INPUTS | [5 empty] | OUTPUTS
[13 empty] | Ideal |  | Daily |  | Sum
Date_Time | Flow | UVT | Pathogens | Supply | PQ | Target | Trains | Reactors | Banks/ | Flow/ | Fouling | Total | Total |  | Power | Power | Power | Offspec | Offspec | Offspec | UV System | Risk | Annual | Accumulated
|  |  |  | Voltage | Event | RED |  | Per Train | Reactor | Reactor | Factor | Power | Power | Ratio | Costs | Costs | Costs | Flag | Time | Volume | Log Kill |  | Risk | Illness
|  |  | Microbes |  | Duration | mJ/cm2 |  |  |  | mgd |  | kW | kW |  | $ | $ | $ |  | % of month | % of month
| mgd | % | per L | V | s
2000-01-01 | 50.252 | 91.4113 | 3 | 480 | 0 | 36 | 3 | 1 | 1 | 16.7507 | 1 | 45.36 | 35.5189 | 1.2771 | 0 | 0 | 0 | 0 | 0 | 0 | 3.2766 |  |  | 0
2000-01-02 | 42.758 | 91.4113 | 3 | 480 | 0 | 36 | 2 | 1 | 1 | 21.379 | 0.99464 | 32.7927 | 30.6076 | 1.0714 | 39.3513 | 944.4307 | 39.3513 | 0 | 0 | 0 | 3.0637 | 8.7053e-07 | 0.00030464 | 0.0087053
2000-01-03 | 41.044 | 91.4113 | 3 | 480 | 0 | 36 | 2 | 1 | 1 | 20.522 | 0.98929 | 30.24 | 29.7426 | 1.0167 | 36.288 | 870.912 | 75.6393 | 0 | 0 | 0 | 2.9969 | 1.0152e-06 | 0.00035527 | 0.018858
2000-01-04 | 42.984 | 91.4113 | 3 | 480 | 0 | 36 | 2 | 1 | 1 | 21.492 | 0.98393 | 32.7927 | 31.5203 | 1.0404 | 39.3513 | 944.4307 | 114.9906 | 0 | 0 | 0 | 3.0264 | 9.4859e-07 | 0.00033195 | 0.028343
2000-01-05 | 40.449 | 91.4113 | 3 | 480 | 0 | 36 | 2 | 1 | 1 | 20.2245 | 0.97857 | 30.24 | 30.0055 | 1.0078 | 36.288 | 870.912 | 151.2786 | 0 | 0 | 0 | 2.9855 | 1.0421e-06 | 0.00036468 | 0.038765
2000-01-06 | 42.367 | 91.4113 | 3 | 480 | 0 | 36 | 2 | 1 | 1 | 21.1835 | 0.97321 | 32.7927 | 31.7836 | 1.0318 | 39.3513 | 944.4307 | 190.6298 | 0 | 0 | 0 | 3.0157 | 9.7211e-07 | 0.00034018 | 0.048486
2000-01-07 | 42.623 | 91.4113 | 3 | 480 | 0 | 36 | 2 | 1 | 1 | 21.3115 | 0.96786 | 32.7927 | 32.3287 | 1.0144 | 39.3513 | 944.4307 | 229.9811 | 0 | 0 | 0 | 2.9939 | 1.0223e-06 | 0.00035774 | 0.058709
2000-01-08 | 41.169 | 91.4113 | 3 | 480 | 0 | 36 | 2 | 1 | 1 | 20.5845 | 0.9625 | 32.7927 | 31.5633 | 1.039 | 39.3513 | 944.4307 | 269.3324 | 0 | 0 | 0 | 3.0246 | 9.524e-07 | 0.00033328 | 0.068233
2000-01-09 | 43.633 | 91.4113 | 3 | 398.9 | 0.10167 | 36 | 2 | 1 | 1 | 21.8165 | 0.95714 | 35.3455 | 33.8069 | 1.0455 | 42.4145 | 1017.9491 | 311.7469 | 0 | 0 | 0 | 3.0327 | 9.3495e-07 | 0.00032718 | 0.077582
2000-01-10 | 43.208 | 91.4113 | 3 | 284.3 | 0.11167 | 36 | 2 | 1 | 1 | 21.604 | 0.95179 | 35.3455 | 33.8261 | 1.0449 | 42.4145 | 1017.9491 | 354.1615 | 0 | 0 | 0 | 3.0319 | 9.3651e-07 | 0.00032772 | 0.086947
2000-01-11 | 37.032 | 88.5931 | 3 | 480 | 0 | 36 | 2 | 1 | 1 | 18.516 | 0.94643 | 43.0036 | 40.8971 | 1.0515 | 51.6044 | 1238.5048 | 405.7659 | 0 | 0 | 0 | 3.04 | 9.1941e-07 | 0.00032174 | 0.096141
2000-01-12 | 48.464 | 88.5931 | 3 | 480 | 0 | 36 | 3 | 1 | 1 | 16.1547 | 0.94107 | 55.5709 | 53.1085 | 1.0464 | 66.6851 | 1600.4424 | 472.451 | 0 | 0 | 0 | 3.0333 | 9.3353e-07 | 0.00032668 | 0.10548
2000-01-13 | 48.505 | 88.5931 | 3 | 480 | 0 | 36 | 3 | 1 | 1 | 16.1683 | 0.93571 | 55.5709 | 53.7281 | 1.0343 | 66.6851 | 1600.4424 | 539.136 | 0 | 0 | 0 | 3.0184 | 9.661e-07 | 0.00033808 | 0.11514
2000-01-14 | 44.541 | 88.5931 | 3 | 480 | 0 | 36 | 2 | 1 | 1 | 22.2705 | 0.93036 | 53.2145 | 50.6734 | 1.0501 | 63.8575 | 1532.579 | 602.9935 | 0 | 0 | 0 | 3.0383 | 9.229e-07 | 0.00032296 | 0.12437
2000-01-15 | 47.698 | 88.5931 | 3 | 480 | 0 | 36 | 3 | 1 | 1 | 15.8993 | 0.925 | 55.5709 | 53.8456 | 1.032 | 66.6851 | 1600.4424 | 669.6786 | 0 | 0 | 0 | 3.0157 | 9.7224e-07 | 0.00034023 | 0.13409
2000-01-16 | 48.72 | 88.5931 | 3 | 61.5 | 0.063333 | 36 | 3 | 1 | 1 | 16.24 | 0.91964 | 56.8473 | 55.5693 | 1.023 | 68.2167 | 1637.2014 | 737.8954 | 0 | 0 | 0 | 3.004 | 9.9884e-07 | 0.00034953 | 0.14408
2000-01-17 | 44.179 | 88.5931 | 3 | 480 | 0 | 36 | 2 | 1 | 1 | 22.0895 | 0.91429 | 53.2145 | 51.7249 | 1.0288 | 63.8575 | 1532.579 | 801.7529 | 0 | 0 | 0 | 3.0121 | 9.8036e-07 | 0.00034307 | 0.15388
2000-01-18 | 50.853 | 90.6358 | 3 | 0 | 44.659 | 36 | 3 | 1 | 1 | 16.951 | 0.90893 | 47.9127 | 46.5569 | 1.0291 | 57.4953 | 1379.8866 | 859.2482 | 0 | 0 | 0 | 3.0115 | 9.8158e-07 | 0.00034349 | 0.1637
2000-01-19 | 52.371 | 90.6358 | 3 | 480 | 0 | 36 | 3 | 1 | 1 | 17.457 | 0.90357 | 51.7418 | 48.4274 | 1.0684 | 62.0902 | 1490.1644 | 921.3384 | 0 | 0 | 0 | 3.0595 | 8.7898e-07 | 0.0003076 | 0.17249
2000-01-20 | 50.916 | 90.6358 | 3 | 387.3 | 0.093333 | 36 | 3 | 1 | 1 | 16.972 | 0.89821 | 49.1891 | 47.5483 | 1.0345 | 59.0269 | 1416.6458 | 980.3653 | 0 | 0 | 0 | 3.0184 | 9.6618e-07 | 0.00033811 | 0.18215
2000-01-21 | 50.317 | 90.6358 | 3 | 375.9 | 3.926 | 36 | 3 | 1 | 1 | 16.7723 | 0.89286 | 49.1891 | 47.4493 | 1.0367 | 59.0269 | 1416.6458 | 1039.3922 | 0 | 0 | 0 | 3.0211 | 9.6014e-07 | 0.00033599 | 0.19175
2000-01-22 | 50.499 | 90.6358 | 3 | 480 | 0 | 36 | 3 | 1 | 1 | 16.833 | 0.8875 | 49.1891 | 48.0829 | 1.023 | 59.0269 | 1416.6458 | 1098.4191 | 0 | 0 | 0 | 3.0042 | 9.9839e-07 | 0.00034937 | 0.20173
2000-01-23 | 52.199 | 90.6358 | 3 | 480 | 0 | 36 | 3 | 1 | 1 | 17.3997 | 0.88214 | 51.7418 | 50.1794 | 1.0311 | 62.0902 | 1490.1644 | 1160.5093 | 0 | 0 | 0 | 3.014 | 9.7608e-07 | 0.00034157 | 0.21149
2000-01-24 | 52.338 | 90.6358 | 3 | 480 | 0 | 36 | 3 | 1 | 1 | 17.446 | 0.87679 | 53.0182 | 50.7928 | 1.0438 | 63.6218 | 1526.9237 | 1224.1311 | 0 | 0 | 0 | 3.03 | 9.4065e-07 | 0.00032917 | 0.2209
2000-01-25 | 57.939 | 89.7222 | 3 | 480 | 0 | 36 | 3 | 1 | 1 | 19.313 | 0.87143 | 64.5055 | 63.2896 | 1.0192 | 77.4065 | 1857.7571 | 1301.5376 | 0 | 0 | 0 | 2.9995 | 1.0092e-06 | 0.00035314 | 0.23099
2000-01-26 | 58.043 | 89.7222 | 3 | 0 | 1.9733 | 36 | 3 | 1 | 1 | 19.3477 | 0.86607 | 67.0582 | 63.9993 | 1.0478 | 80.4698 | 1931.2756 | 1382.0074 | 0 | 0 | 0 | 3.035 | 9.2985e-07 | 0.0003254 | 0.24029
2000-01-27 | 52.89 | 89.7222 | 3 | 369 | 0.74833 | 36 | 3 | 1 | 1 | 17.63 | 0.86071 | 60.6764 | 58.8625 | 1.0308 | 72.8116 | 1747.4792 | 1454.8191 | 0 | 0 | 0 | 3.0141 | 9.7579e-07 | 0.00034147 | 0.25005
2000-01-28 | 50.52 | 89.7222 | 3 | 480 | 0 | 36 | 3 | 1 | 1 | 16.84 | 0.85536 | 59.4 | 56.7476 | 1.0467 | 71.28 | 1710.7202 | 1526.0991 | 0 | 0 | 0 | 3.0334 | 9.334e-07 | 0.00032664 | 0.25938
2000-01-29 | 58.402 | 89.7222 | 3 | 480 | 0 | 36 | 3 | 1 | 1 | 19.4673 | 1 | 59.4 | 56.2768 | 1.0555 | 71.28 | 1710.7202 | 1597.3792 | 0 | 0 | 0 | 3.0439 | 9.1099e-07 | 0.0003188 | 0.26849
2000-01-30 | 55.208 | 89.7222 | 3 | 480 | 0 | 36 | 3 | 1 | 1 | 18.4027 | 0.99464 | 55.5709 | 53.6381 | 1.036 | 66.6851 | 1600.4424 | 1664.0642 | 0 | 0 | 0 | 3.02 | 9.6272e-07 | 0.0003369 | 0.27812
2000-01-31 | 56.862 | 89.7222 | 3 | 480 | 0 | 36 | 3 | 1 | 1 | 18.954 | 0.98929 | 56.8473 | 55.6984 | 1.0206 | 68.2167 | 1637.2014 | 1732.2809 | 0 | 0 | 0 | 3.0014 | 1.0047e-06 | 0.00035157 | 0.28817
2000-02-01 | 58.327 | 91.7487 | 3 | 0 | 670 | 36 | 3 | 1 | 1 | 19.4423 | 0.98393 | 47.9127 | 44.9859 | 1.0651 | 57.4953 | 1379.8866 | 1789.7761 | 0 | 0 | 0 | 3.0543 | 8.8943e-07 | 0.00031125 | 0.29706
2000-02-02 | 55.172 | 91.7487 | 3 | 480 | 0 | 36 | 3 | 1 | 1 | 18.3907 | 0.97857 | 45.36 | 42.8983 | 1.0574 | 54.432 | 1306.368 | 1844.2081 | 0 | 0 | 0 | 3.0467 | 9.0525e-07 | 0.00031679 | 0.30611
2000-02-03 | 57.398 | 91.7487 | 3 | 480 | 0 | 36 | 3 | 1 | 1 | 19.1327 | 0.97321 | 47.9127 | 44.9903 | 1.065 | 57.4953 | 1379.8866 | 1901.7034 | 0 | 0 | 0 | 3.0541 | 8.8987e-07 | 0.00031141 | 0.31501
2000-02-04 | 47.799 | 91.7487 | 3 | 417.4 | 0.01 | 36 | 3 | 1 | 1 | 15.933 | 0.96786 | 45.36 | 37.7683 | 1.201 | 54.432 | 1306.368 | 1956.1354 | 0 | 0 | 0 | 3.2039 | 6.3033e-07 | 0.00022059 | 0.32132
2000-02-05 | 60.896 | 91.7487 | 3 | 480 | 0 | 36 | 3 | 1 | 1 | 20.2987 | 0.9625 | 49.1891 | 48.5035 | 1.0141 | 59.0269 | 1416.6458 | 2015.1622 | 0 | 0 | 0 | 2.9933 | 1.0237e-06 | 0.00035822 | 0.33155
2000-02-06 | 59.862 | 91.7487 | 3 | 480 | 0 | 36 | 3 | 1 | 1 | 19.954 | 0.95714 | 49.1891 | 48.0619 | 1.0235 | 59.0269 | 1416.6458 | 2074.1892 | 0 | 0 | 0 | 3.0051 | 9.9624e-07 | 0.00034862 | 0.34151
2000-02-07 | 57.999 | 91.7487 | 3 | 480 | 0 | 36 | 3 | 1 | 1 | 19.333 | 0.95179 | 49.1891 | 46.9381 | 1.048 | 59.0269 | 1416.6458 | 2133.2161 | 0 | 0 | 0 | 3.0354 | 9.2914e-07 | 0.00032515 | 0.35081
2000-02-08 | 58.723 | 92.9394 | 3 | 292 | 0.018333 | 36 | 3 | 1 | 1 | 19.5743 | 0.94643 | 45.36 | 40.9926 | 1.1065 | 54.432 | 1306.368 | 2187.6479 | 0 | 0 | 0 | 3.1039 | 7.9356e-07 | 0.00027771 | 0.35874
2000-02-09 | 60.102 | 92.9394 | 3 | 480 | 0 | 36 | 3 | 1 | 1 | 20.034 | 0.94107 | 45.36 | 42.2889 | 1.0726 | 54.432 | 1306.368 | 2242.0798 | 0 | 0 | 0 | 3.0649 | 8.6811e-07 | 0.00030379 | 0.36742
2000-02-10 | 57.115 | 92.9394 | 3 | 67.3 | 0.14833 | 36 | 3 | 1 | 1 | 19.0383 | 0.93571 | 45.36 | 40.5062 | 1.1198 | 54.432 | 1306.368 | 2296.5117 | 0 | 0 | 0 | 3.1187 | 7.6691e-07 | 0.00026838 | 0.37509
2000-02-11 | 59.608 | 92.9394 | 3 | 480 | 0 | 36 | 3 | 1 | 1 | 19.8693 | 0.93036 | 45.36 | 42.6094 | 1.0646 | 54.432 | 1306.368 | 2350.9436 | 0 | 0 | 0 | 3.0554 | 8.8735e-07 | 0.00031052 | 0.38397
2000-02-12 | 57.631 | 92.9394 | 3 | 480 | 0 | 36 | 3 | 1 | 1 | 19.2103 | 0.925 | 45.36 | 41.5224 | 1.0924 | 54.432 | 1306.368 | 2405.3755 | 0 | 0 | 0 | 3.0879 | 8.2332e-07 | 0.00028812 | 0.3922
2000-02-13 | 59.432 | 92.9394 | 3 | 480 | 0 | 36 | 3 | 1 | 1 | 19.8107 | 0.91964 | 45.36 | 43.1587 | 1.051 | 54.432 | 1306.368 | 2459.8074 | 0 | 0 | 0 | 3.0391 | 9.2114e-07 | 0.00032235 | 0.40141
2000-02-14 | 48.396 | 92.9394 | 3 | 480 | 0 | 36 | 3 | 1 | 1 | 16.132 | 0.91429 | 45.36 | 35.4223 | 1.2805 | 54.432 | 1306.368 | 2514.2393 | 0 | 0 | 0 | 3.2796 | 5.2954e-07 | 0.00018532 | 0.40671
2000-02-15 | 57.017 | 90.469 | 3 | 480 | 0 | 36 | 3 | 1 | 1 | 19.0057 | 0.90893 | 59.4 | 57.5929 | 1.0314 | 71.28 | 1710.7202 | 2585.5193 | 0 | 0 | 0 | 3.014 | 9.7611e-07 | 0.00034158 | 0.41647
2000-02-16 | 59.557 | 90.469 | 3 | 480 | 0 | 36 | 3 | 1 | 1 | 19.8523 | 0.90357 | 63.2291 | 60.6337 | 1.0428 | 75.8749 | 1820.998 | 2661.3943 | 0 | 0 | 0 | 3.0283 | 9.445e-07 | 0.00033052 | 0.42591
2000-02-17 | 58.77 | 90.469 | 3 | 480 | 0 | 36 | 3 | 1 | 1 | 19.59 | 0.89821 | 63.2291 | 60.3052 | 1.0485 | 75.8749 | 1820.998 | 2737.2693 | 0 | 0 | 0 | 3.0352 | 9.296e-07 | 0.00032531 | 0.43521
2000-02-18 | 56.558 | 90.469 | 3 | 480 | 0 | 36 | 3 | 1 | 1 | 18.8527 | 0.89286 | 60.6764 | 58.4939 | 1.0373 | 72.8116 | 1747.4792 | 2810.0808 | 0 | 0 | 0 | 3.0224 | 9.5723e-07 | 0.00033497 | 0.44478
2000-02-19 | 56.801 | 90.469 | 3 | 480 | 0 | 36 | 3 | 1 | 1 | 18.9337 | 0.8875 | 60.6764 | 59.2096 | 1.0248 | 72.8116 | 1747.4792 | 2882.8923 | 0 | 0 | 0 | 3.0069 | 9.9219e-07 | 0.0003472 | 0.4547
2000-02-20 | 57.813 | 90.469 | 3 | 480 | 0 | 36 | 3 | 1 | 1 | 19.271 | 0.88214 | 63.2291 | 60.7412 | 1.041 | 75.8749 | 1820.998 | 2958.7673 | 0 | 0 | 0 | 3.0259 | 9.4959e-07 | 0.0003323 | 0.4642
2000-02-21 | 49.605 | 90.469 | 3 | 480 | 0 | 36 | 3 | 1 | 1 | 16.535 | 0.87679 | 53.0182 | 52.53 | 1.0093 | 63.6218 | 1526.9237 | 3022.3892 | 0 | 0 | 0 | 2.9873 | 1.038e-06 | 0.00036323 | 0.47458
2000-02-22 | 57.108 | 88.8587 | 3 | 480 | 0 | 36 | 3 | 1 | 1 | 19.036 | 0.87143 | 75.9927 | 73.57 | 1.0329 | 91.1913 | 2188.5906 | 3113.5803 | 0 | 0 | 0 | 3.0171 | 9.6918e-07 | 0.00033916 | 0.48427
2000-02-23 | 53.605 | 88.8587 | 3 | 480 | 0 | 36 | 3 | 1 | 1 | 17.8683 | 0.86607 | 72.1636 | 69.605 | 1.0368 | 86.5964 | 2078.313 | 3200.1768 | 0 | 0 | 0 | 3.0218 | 9.5866e-07 | 0.00033548 | 0.49386
2000-02-24 | 58.588 | 88.8587 | 3 | 480 | 0 | 36 | 3 | 1 | 1 | 19.5293 | 0.86071 | 78.5455 | 76.6797 | 1.0243 | 94.2545 | 2262.1091 | 3294.4314 | 0 | 0 | 0 | 3.0058 | 9.9458e-07 | 0.00034804 | 0.5038
2000-02-25 | 58.512 | 88.8587 | 3 | 480 | 0 | 36 | 3 | 1 | 1 | 19.504 | 0.85536 | 79.8218 | 77.1895 | 1.0341 | 95.7862 | 2298.8684 | 3390.2175 | 0 | 0 | 0 | 3.0185 | 9.6592e-07 | 0.00033801 | 0.51346
2000-02-26 | 56.896 | 88.8587 | 3 | 480 | 0 | 36 | 3 | 1 | 1 | 18.9653 | 1 | 67.0582 | 64.3074 | 1.0428 | 80.4698 | 1931.2756 | 3470.6873 | 0 | 0 | 0 | 3.0282 | 9.4452e-07 | 0.00033053 | 0.52291 | 0.0094452
2000-02-27 | 61.608 | 88.8587 | 3 | 416.9 | 0.043333 | 36 | 3 | 1 | 1 | 20.536 | 0.99464 | 72.1636 | 70.1225 | 1.0291 | 86.5964 | 2078.313 | 3557.2837 | 0 | 0 | 0 | 3.0123 | 9.7979e-07 | 0.00034287 | 0.5327
2000-02-28 | 52.217 | 88.8587 | 3 | 480 | 0 | 36 | 3 | 1 | 1 | 17.4057 | 0.98929 | 60.6764 | 59.8515 | 1.0138 | 72.8116 | 1747.4792 | 3630.0952 | 0 | 0 | 0 | 2.993 | 1.0243e-06 | 0.00035844 | 0.54295
2000-02-29 | 61.347 | 88.8587 | 3 | 480 | 0 | 36 | 3 | 1 | 1 | 20.449 | 0.98393 | 72.1636 | 70.8111 | 1.0191 | 86.5964 | 2078.313 | 3716.6917 | 0 | 0 | 0 | 2.9998 | 1.0085e-06 | 0.00035292 | 0.55303
2000-03-01 | 59.209 | 88.8587 | 3 | 480 | 0 | 36 | 3 | 1 | 1 | 19.7363 | 0.97857 | 70.8873 | 68.8246 | 1.03 | 85.0647 | 2041.5537 | 3801.7563 | 0 | 0 | 0 | 3.0126 | 9.7928e-07 | 0.00034269 | 0.56282
2000-03-02 | 59.796 | 88.8587 | 3 | 480 | 0 | 36 | 3 | 1 | 1 | 19.932 | 0.97321 | 72.1636 | 69.997 | 1.031 | 86.5964 | 2078.313 | 3888.3528 | 0 | 0 | 0 | 3.0146 | 9.7459e-07 | 0.00034105 | 0.57257
2000-03-03 | 57.634 | 88.8587 | 3 | 480 | 0 | 36 | 3 | 1 | 1 | 19.2113 | 0.96786 | 70.8873 | 67.9425 | 1.0433 | 85.0647 | 2041.5537 | 3973.4175 | 0 | 0 | 0 | 3.029 | 9.4282e-07 | 0.00032993 | 0.582
2000-03-04 | 55.366 | 88.8587 | 3 | 480 | 0 | 36 | 3 | 1 | 1 | 18.4553 | 0.9625 | 68.3345 | 65.7302 | 1.0396 | 82.0015 | 1968.0349 | 4055.4189 | 0 | 0 | 0 | 3.0254 | 9.5083e-07 | 0.00033274 | 0.59151
2000-03-05 | 59.72 | 88.8587 | 3 | 480 | 0 | 36 | 3 | 1 | 1 | 19.9067 | 0.95714 | 72.1636 | 71.4012 | 1.0107 | 86.5964 | 2078.313 | 4142.0151 | 0 | 0 | 0 | 2.9891 | 1.0336e-06 | 0.00036171 | 0.60184
2000-03-06 | 50.62 | 88.8587 | 3 | 480 | 0 | 36 | 3 | 1 | 1 | 16.8733 | 0.95179 | 63.2291 | 60.9504 | 1.0374 | 75.8749 | 1820.998 | 4217.8901 | 0 | 0 | 0 | 3.0213 | 9.5971e-07 | 0.00033584 | 0.61144
2000-03-07 | 51.982 | 91.3692 | 3 | 355.3 | 0.31833 | 36 | 3 | 1 | 1 | 17.3273 | 0.94643 | 49.1891 | 46.7593 | 1.052 | 59.0269 | 1416.6458 | 4276.917 | 0 | 0 | 0 | 3.0404 | 9.1845e-07 | 0.00032141 | 0.62063
2000-03-08 | 56.204 | 91.3692 | 3 | 480 | 0 | 36 | 3 | 1 | 1 | 18.7347 | 0.94107 | 53.0182 | 50.9169 | 1.0413 | 63.6218 | 1526.9237 | 4340.5386 | 0 | 0 | 0 | 3.0274 | 9.4639e-07 | 0.00033118 | 0.63009
2000-03-09 | 57.879 | 91.3692 | 3 | 480 | 0 | 36 | 3 | 1 | 1 | 19.293 | 0.93571 | 55.5709 | 52.8082 | 1.0523 | 66.6851 | 1600.4424 | 4407.2236 | 0 | 0 | 0 | 3.039 | 9.2152e-07 | 0.00032248 | 0.6393
2000-03-10 | 58.74 | 91.3692 | 3 | 480 | 0 | 36 | 3 | 1 | 1 | 19.58 | 0.93036 | 56.8473 | 53.9768 | 1.0532 | 68.2167 | 1637.2014 | 4475.4404 | 0 | 0 | 0 | 3.0419 | 9.1534e-07 | 0.00032032 | 0.64846
2000-03-11 | 59.048 | 91.3692 | 3 | 480 | 0 | 36 | 3 | 1 | 1 | 19.6827 | 0.925 | 56.8473 | 54.6484 | 1.0402 | 68.2167 | 1637.2014 | 4543.6572 | 0 | 0 | 0 | 3.0261 | 9.4914e-07 | 0.00033214 | 0.65795
2000-03-12 | 59.055 | 91.3692 | 3 | 480 | 0 | 36 | 3 | 1 | 1 | 19.685 | 0.91964 | 56.8473 | 55.0472 | 1.0327 | 68.2167 | 1637.2014 | 4611.874 | 0 | 0 | 0 | 3.0168 | 9.6968e-07 | 0.00033933 | 0.66765
2000-03-13 | 52.32 | 91.3692 | 3 | 404.1 | 0.041667 | 36 | 3 | 1 | 1 | 17.44 | 0.91429 | 51.7418 | 49.1202 | 1.0534 | 62.0902 | 1490.1644 | 4673.9644 | 0 | 0 | 0 | 3.0398 | 9.1975e-07 | 0.00032186 | 0.67684
2000-03-14 | 59.509 | 91.8967 | 3 | 337.8 | 0.021667 | 36 | 3 | 1 | 1 | 19.8363 | 0.90893 | 53.0182 | 52.6364 | 1.0073 | 63.6218 | 1526.9237 | 4737.5859 | 0 | 0 | 0 | 2.9847 | 1.0441e-06 | 0.00036536 | 0.68728
2000-03-15 | 56.926 | 91.8967 | 3 | 480 | 0 | 36 | 3 | 1 | 1 | 18.9753 | 0.90357 | 53.0182 | 50.7159 | 1.0454 | 63.6218 | 1526.9237 | 4801.2075 | 0 | 0 | 0 | 3.0325 | 9.3543e-07 | 0.00032735 | 0.69664
2000-03-16 | 58.375 | 91.8967 | 3 | 480 | 0 | 36 | 3 | 1 | 1 | 19.4583 | 0.89821 | 53.0182 | 52.384 | 1.0121 | 63.6218 | 1526.9237 | 4864.8291 | 0 | 0 | 0 | 2.9909 | 1.0292e-06 | 0.00036017 | 0.70693
2000-03-17 | 58.909 | 91.8967 | 3 | 480 | 0 | 36 | 3 | 1 | 1 | 19.6363 | 0.89286 | 55.5709 | 53.2477 | 1.0436 | 66.6851 | 1600.4424 | 4931.5142 | 0 | 0 | 0 | 3.0283 | 9.444e-07 | 0.00033049 | 0.71637
2000-03-18 | 57.878 | 91.8967 | 3 | 399.7 | 0.053333 | 36 | 3 | 1 | 1 | 19.2927 | 0.8875 | 53.0182 | 52.6975 | 1.0061 | 63.6218 | 1526.9237 | 4995.1357 | 0 | 0 | 0 | 2.9832 | 1.0477e-06 | 0.00036662 | 0.72685
2000-03-19 | 59.979 | 91.8967 | 3 | 480 | 0 | 36 | 3 | 1 | 1 | 19.993 | 0.88214 | 56.8473 | 55.0101 | 1.0334 | 68.2167 | 1637.2014 | 5063.3525 | 0 | 0 | 0 | 3.0177 | 9.6772e-07 | 0.00033864 | 0.73653
2000-03-20 | 53.998 | 91.8967 | 3 | 416.7 | 0.15833 | 36 | 3 | 1 | 1 | 17.9993 | 0.87679 | 53.0182 | 49.8881 | 1.0627 | 63.6218 | 1526.9237 | 5126.9741 | 0 | 0 | 0 | 3.0534 | 8.9145e-07 | 0.00031196 | 0.74544
2000-03-21 | 59.2 | 89.6603 | 3 | 480 | 0 | 36 | 3 | 1 | 1 | 19.7333 | 0.87143 | 74.7164 | 72.4147 | 1.0318 | 89.6596 | 2151.8315 | 5216.6338 | 0 | 0 | 0 | 3.0148 | 9.7428e-07 | 0.00034094 | 0.75519
2000-03-22 | 66.145 | 89.6603 | 3 | 198.1 | 0.068333 | 36 | 3 | 1 | 1 | 22.0483 | 0.86607 | 83.6509 | 81.5079 | 1.0263 | 100.3811 | 2409.1465 | 5317.0146 | 0 | 0 | 0 | 3.0089 | 9.8762e-07 | 0.00034561 | 0.76506
2000-03-23 | 64.498 | 89.6603 | 3 | 82.4 | 4.54 | 36 | 3 | 1 | 1 | 21.4993 | 0.86071 | 82.3745 | 80.0676 | 1.0288 | 98.8495 | 2372.3872 | 5415.8643 | 0 | 0 | 0 | 3.0113 | 9.8211e-07 | 0.00034368 | 0.77488
2000-03-24 | 64.852 | 89.6603 | 3 | 480 | 0 | 36 | 3 | 1 | 1 | 21.6173 | 0.85536 | 83.6509 | 81.1061 | 1.0314 | 100.3811 | 2409.1465 | 5516.2451 | 0 | 0 | 0 | 3.0152 | 9.733e-07 | 0.0003406 | 0.78462
2000-03-25 | 64.709 | 89.6603 | 3 | 381.2 | 0.09 | 36 | 3 | 1 | 1 | 21.5697 | 1 | 72.1636 | 69.3018 | 1.0413 | 86.5964 | 2078.313 | 5602.8413 | 0 | 0 | 0 | 3.0275 | 9.4625e-07 | 0.00033113 | 0.79408
2000-03-26 | 63.608 | 89.6603 | 3 | 480 | 0 | 36 | 3 | 1 | 1 | 21.2027 | 0.99464 | 70.8873 | 68.568 | 1.0338 | 85.0647 | 2041.5537 | 5687.9062 | 0 | 0 | 0 | 3.0171 | 9.6902e-07 | 0.0003391 | 0.80377
2000-03-27 | 56.788 | 89.6603 | 3 | 480 | 0 | 36 | 3 | 1 | 1 | 18.9293 | 0.98929 | 64.5055 | 61.6174 | 1.0469 | 77.4065 | 1857.7571 | 5765.313 | 0 | 0 | 0 | 3.0343 | 9.3153e-07 | 0.00032598 | 0.81308
2000-03-28 | 61.752 | 88.5319 | 3 | 480 | 0 | 36 | 3 | 1 | 1 | 20.584 | 0.98393 | 79.8218 | 76.7265 | 1.0403 | 95.7862 | 2298.8684 | 5861.0991 | 0 | 0 | 0 | 3.0263 | 9.4879e-07 | 0.00033202 | 0.82257
2000-03-29 | 63.828 | 88.5319 | 3 | 480 | 0 | 36 | 3 | 1 | 1 | 21.276 | 0.97857 | 82.3745 | 79.8286 | 1.0319 | 98.8495 | 2372.3872 | 5959.9487 | 0 | 0 | 0 | 3.0151 | 9.7356e-07 | 0.00034069 | 0.83231
2000-03-30 | 62.71 | 88.5319 | 3 | 480 | 0 | 36 | 3 | 1 | 1 | 20.9033 | 0.97321 | 79.8218 | 78.9487 | 1.0111 | 95.7862 | 2298.8684 | 6055.7349 | 0 | 0 | 0 | 2.9896 | 1.0324e-06 | 0.00036126 | 0.84263
2000-03-31 | 63.013 | 88.5319 | 3 | 480 | 0 | 36 | 3 | 1 | 1 | 21.0043 | 0.96786 | 82.3745 | 79.856 | 1.0315 | 98.8495 | 2372.3872 | 6154.5845 | 0 | 0 | 0 | 3.0147 | 9.7456e-07 | 0.00034104 | 0.85238
2000-04-01 | 61.201 | 88.5319 | 3 | 0 | 2244 | 36 | 3 | 1 | 1 | 20.4003 | 0.9625 | 79.8218 | 78.0753 | 1.0224 | 95.7862 | 2298.8684 | 6250.3706 | 0 | 0 | 0 | 3.004 | 9.9884e-07 | 0.00034953 | 0.86237
2000-04-02 | 61.201 | 88.5319 | 3 | 480 | 0 | 36 | 3 | 1 | 1 | 20.4003 | 0.95714 | 79.8218 | 78.5959 | 1.0156 | 95.7862 | 2298.8684 | 6346.1567 | 0 | 0 | 0 | 2.9954 | 1.0187e-06 | 0.00035648 | 0.87255
2000-04-03 | 52.448 | 88.5319 | 3 | 265.8 | 0.18167 | 36 | 3 | 1 | 1 | 17.4827 | 0.95179 | 68.3345 | 67.8057 | 1.0078 | 82.0015 | 1968.0349 | 6428.1582 | 0 | 0 | 0 | 2.9855 | 1.0423e-06 | 0.00036474 | 0.88298
2000-04-04 | 52.498 | 89.9912 | 3 | 480 | 0 | 36 | 3 | 1 | 1 | 17.4993 | 0.94643 | 60.6764 | 57.769 | 1.0503 | 72.8116 | 1747.4792 | 6500.9697 | 0 | 0 | 0 | 3.0385 | 9.2255e-07 | 0.00032284 | 0.8922
2000-04-05 | 61.582 | 89.9912 | 3 | 480 | 0 | 36 | 3 | 1 | 1 | 20.5273 | 0.94107 | 70.8873 | 68.2214 | 1.0391 | 85.0647 | 2041.5537 | 6586.0347 | 0 | 0 | 0 | 3.0236 | 9.5479e-07 | 0.00033412 | 0.90175
2000-04-06 | 57.905 | 89.9912 | 3 | 390.1 | 0.091667 | 36 | 3 | 1 | 1 | 19.3017 | 0.93571 | 67.0582 | 64.5814 | 1.0384 | 80.4698 | 1931.2756 | 6666.5044 | 0 | 0 | 0 | 3.0225 | 9.5717e-07 | 0.00033495 | 0.91132
2000-04-07 | 59.86 | 89.9912 | 3 | 480 | 0 | 36 | 3 | 1 | 1 | 19.9533 | 0.93036 | 68.3345 | 67.2145 | 1.0167 | 82.0015 | 1968.0349 | 6748.5059 | 0 | 0 | 0 | 2.9968 | 1.0155e-06 | 0.00035537 | 0.92148
2000-04-08 | 62.064 | 89.9912 | 3 | 480 | 0 | 36 | 3 | 1 | 1 | 20.688 | 0.925 | 72.1636 | 70.1634 | 1.0285 | 86.5964 | 2078.313 | 6835.1021 | 0 | 0 | 0 | 3.0117 | 9.813e-07 | 0.00034339 | 0.93129
2000-04-09 | 61.412 | 89.9912 | 3 | 480 | 0 | 36 | 3 | 1 | 1 | 20.4707 | 0.91964 | 72.1636 | 69.9003 | 1.0324 | 86.5964 | 2078.313 | 6921.6982 | 0 | 0 | 0 | 3.0165 | 9.7048e-07 | 0.00033961 | 0.94099
2000-04-10 | 59.679 | 89.9912 | 3 | 348.4 | 0.076667 | 36 | 3 | 1 | 1 | 19.893 | 0.91429 | 70.8873 | 68.3933 | 1.0365 | 85.0647 | 2041.5537 | 7006.7632 | 0 | 0 | 0 | 3.0203 | 9.6195e-07 | 0.00033663 | 0.95061
2000-04-11 | 54.211 | 91.5588 | 3 | 480 | 0 | 36 | 3 | 1 | 1 | 18.0703 | 0.90893 | 53.0182 | 51.6546 | 1.0264 | 63.6218 | 1526.9237 | 7070.3848 | 0 | 0 | 0 | 3.009 | 9.8726e-07 | 0.00034548 | 0.96049
2000-04-12 | 56.865 | 91.5588 | 3 | 480 | 0 | 36 | 3 | 1 | 1 | 18.955 | 0.90357 | 56.8473 | 54.5576 | 1.042 | 68.2167 | 1637.2014 | 7138.6016 | 0 | 0 | 0 | 3.0283 | 9.4441e-07 | 0.00033049 | 0.96993
2000-04-13 | 61.514 | 91.5588 | 3 | 480 | 0 | 36 | 3 | 1 | 1 | 20.5047 | 0.89821 | 60.6764 | 59.427 | 1.021 | 72.8116 | 1747.4792 | 7211.4131 | 0 | 0 | 0 | 3.0023 | 1.0027e-06 | 0.00035089 | 0.97996
2000-04-14 | 54.654 | 91.5588 | 3 | 480 | 0 | 36 | 3 | 1 | 1 | 18.218 | 0.89286 | 55.5709 | 53.1672 | 1.0452 | 66.6851 | 1600.4424 | 7278.0981 | 0 | 0 | 0 | 3.03 | 9.407e-07 | 0.00032919 | 0.98936
2000-04-15 | 62.034 | 91.5588 | 3 | 480 | 0 | 36 | 3 | 1 | 1 | 20.678 | 0.8875 | 63.2291 | 60.768 | 1.0405 | 75.8749 | 1820.998 | 7353.9731 | 0 | 0 | 0 | 3.0248 | 9.5196e-07 | 0.00033313 | 0.99888
2000-04-16 | 61.687 | 91.5588 | 3 | 480 | 0 | 36 | 3 | 1 | 1 | 20.5623 | 0.88214 | 63.2291 | 60.852 | 1.0391 | 75.8749 | 1820.998 | 7429.8481 | 0 | 0 | 0 | 3.0231 | 9.5585e-07 | 0.00033449 | 1.0084
2000-04-17 | 55.126 | 91.5588 | 3 | 480 | 0 | 36 | 3 | 1 | 1 | 18.3753 | 0.87679 | 56.8473 | 54.7628 | 1.0381 | 68.2167 | 1637.2014 | 7498.0649 | 0 | 0 | 0 | 3.0235 | 9.5489e-07 | 0.00033416 | 1.018
2000-04-18 | 62.969 | 90.2818 | 3 | 480 | 0 | 36 | 3 | 1 | 1 | 20.9897 | 0.87143 | 75.9927 | 73.6977 | 1.0311 | 91.1913 | 2188.5906 | 7589.2563 | 0 | 0 | 0 | 3.0149 | 9.739e-07 | 0.00034081 | 1.0277
2000-04-19 | 60.611 | 90.2818 | 3 | 374 | 0.068333 | 36 | 3 | 1 | 1 | 20.2037 | 0.86607 | 72.1636 | 71.4419 | 1.0101 | 86.5964 | 2078.313 | 7675.8525 | 0 | 0 | 0 | 2.9884 | 1.0352e-06 | 0.00036226 | 1.0381
2000-04-20 | 62.763 | 90.2818 | 3 | 480 | 0 | 36 | 3 | 1 | 1 | 20.921 | 0.86071 | 75.9927 | 74.5063 | 1.02 | 91.1913 | 2188.5906 | 7767.0439 | 0 | 0 | 0 | 3.0009 | 1.0058e-06 | 0.00035198 | 1.0481
2000-04-21 | 59.999 | 90.2818 | 3 | 480 | 0 | 36 | 3 | 1 | 1 | 19.9997 | 0.85536 | 72.1636 | 71.7355 | 1.006 | 86.5964 | 2078.313 | 7853.6401 | 0 | 0 | 0 | 2.9831 | 1.0479e-06 | 0.00036671 | 1.0586
2000-04-22 | 60.357 | 90.2818 | 3 | 372.7 | 0.031667 | 36 | 3 | 1 | 1 | 20.119 | 1 | 64.5055 | 61.7805 | 1.0441 | 77.4065 | 1857.7571 | 7931.0469 | 0 | 0 | 0 | 3.0309 | 9.3873e-07 | 0.0003285 | 1.068
2000-04-23 | 60.876 | 90.2818 | 3 | 480 | 0 | 36 | 3 | 1 | 1 | 20.292 | 0.99464 | 64.5055 | 62.7027 | 1.0288 | 77.4065 | 1857.7571 | 8008.4536 | 0 | 0 | 0 | 3.012 | 9.8059e-07 | 0.00034315 | 1.0778
2000-04-24 | 46.434 | 90.2818 | 3 | 480 | 0 | 36 | 3 | 1 | 1 | 15.478 | 0.98929 | 49.1891 | 48.1284 | 1.022 | 59.0269 | 1416.6458 | 8067.4805 | 0 | 0 | 0 | 3.0036 | 9.9975e-07 | 0.00034985 | 1.0878
2000-04-25 | 45.038 | 91.1801 | 3 | 415.2 | 0.013333 | 36 | 2 | 1 | 1 | 22.519 | 0.98393 | 43.0036 | 42.2525 | 1.0178 | 51.6044 | 1238.5048 | 8119.085 | 0 | 0 | 0 | 2.9982 | 1.0121e-06 | 0.00035418 | 1.0979
2000-04-26 | 48.222 | 91.1801 | 3 | 480 | 0 | 36 | 3 | 1 | 1 | 16.074 | 0.97857 | 47.9127 | 45.3536 | 1.0564 | 57.4953 | 1379.8866 | 8176.5801 | 0 | 0 | 0 | 3.0426 | 9.1373e-07 | 0.00031976 | 1.1071
2000-04-27 | 46.284 | 91.1801 | 3 | 480 | 0 | 36 | 3 | 1 | 1 | 15.428 | 0.97321 | 45.36 | 43.808 | 1.0354 | 54.432 | 1306.368 | 8231.0117 | 0 | 0 | 0 | 3.0203 | 9.6207e-07 | 0.00033667 | 1.1167
2000-04-28 | 48.549 | 91.1801 | 3 | 400.7 | 0.018333 | 36 | 3 | 1 | 1 | 16.183 | 0.96786 | 49.1891 | 46.2455 | 1.0637 | 59.0269 | 1416.6458 | 8290.0391 | 0 | 0 | 0 | 3.0545 | 8.8917e-07 | 0.00031116 | 1.1256
2000-04-29 | 47.305 | 91.1801 | 3 | 480 | 0 | 36 | 3 | 1 | 1 | 15.7683 | 0.9625 | 47.9127 | 45.3496 | 1.0565 | 57.4953 | 1379.8866 | 8347.5342 | 0 | 0 | 0 | 3.0427 | 9.1354e-07 | 0.00031969 | 1.1347
2000-04-30 | 47.014 | 91.1801 | 3 | 480 | 0 | 36 | 3 | 1 | 1 | 15.6713 | 0.95714 | 47.9127 | 45.3608 | 1.0563 | 57.4953 | 1379.8866 | 8405.0293 | 0 | 0 | 0 | 3.0424 | 9.1421e-07 | 0.00031992 | 1.1439
2000-05-01 | 42.92 | 91.1801 | 3 | 480 | 0 | 36 | 2 | 1 | 1 | 21.46 | 0.95179 | 43.0036 | 41.83 | 1.0281 | 51.6044 | 1238.5048 | 8456.6338 | 0 | 0 | 0 | 3.0111 | 9.8245e-07 | 0.0003438 | 1.1537
2000-05-02 | 45.811 | 94.5366 | 3 | 480 | 0 | 36 | 2 | 1 | 1 | 22.9055 | 0.94643 | 30.24 | 28.6127 | 1.0569 | 36.288 | 870.912 | 8492.9219 | 0 | 0 | 0 | 3.0464 | 9.0582e-07 | 0.00031699 | 1.1627
2000-05-03 | 50.475 | 94.5366 | 3 | 480 | 0 | 36 | 3 | 1 | 1 | 16.825 | 0.94107 | 45.36 | 31.5987 | 1.4355 | 54.432 | 1306.368 | 8547.3535 | 0 | 0 | 0 | 3.4079 | 3.9403e-07 | 0.0001379 | 1.1667
2000-05-04 | 48.22 | 94.5366 | 3 | 480 | 0 | 36 | 3 | 1 | 1 | 16.0733 | 0.93571 | 45.36 | 30.3847 | 1.4929 | 54.432 | 1306.368 | 8601.7852 | 0 | 0 | 0 | 3.45 | 3.5768e-07 | 0.00012518 | 1.1703
2000-05-05 | 48.352 | 94.5366 | 3 | 480 | 0 | 36 | 3 | 1 | 1 | 16.1173 | 0.93036 | 45.36 | 30.6681 | 1.4791 | 54.432 | 1306.368 | 8656.2168 | 0 | 0 | 0 | 3.4401 | 3.6591e-07 | 0.00012806 | 1.1739
2000-05-06 | 49.025 | 94.5366 | 3 | 272.6 | 1.3 | 36 | 3 | 1 | 1 | 16.3417 | 0.925 | 45.36 | 31.3002 | 1.4492 | 54.432 | 1306.368 | 8710.6484 | 0 | 0 | 0 | 3.4182 | 3.8482e-07 | 0.00013468 | 1.1778
2000-05-07 | 49.896 | 94.5366 | 3 | 480 | 0 | 36 | 3 | 1 | 1 | 16.632 | 0.91964 | 45.36 | 32.0675 | 1.4145 | 54.432 | 1306.368 | 8765.0801 | 0 | 0 | 0 | 3.3919 | 4.0888e-07 | 0.0001431 | 1.1819
2000-05-08 | 43.599 | 94.5366 | 3 | 480 | 0 | 36 | 2 | 1 | 1 | 21.7995 | 0.91429 | 30.24 | 28.3201 | 1.0678 | 36.288 | 870.912 | 8801.3682 | 0 | 0 | 0 | 3.0594 | 8.7908e-07 | 0.00030763 | 1.1906
2000-05-09 | 47.787 | 91.6643 | 3 | 480 | 0 | 36 | 3 | 1 | 1 | 15.929 | 0.90893 | 49.1891 | 45.9848 | 1.0697 | 59.0269 | 1416.6458 | 8860.3955 | 0 | 0 | 0 | 3.0616 | 8.7468e-07 | 0.00030609 | 1.1994
2000-05-10 | 48.79 | 91.6643 | 3 | 480 | 0 | 36 | 3 | 1 | 1 | 16.2633 | 0.90357 | 49.1891 | 47.2654 | 1.0407 | 59.0269 | 1416.6458 | 8919.4229 | 0 | 0 | 0 | 3.0267 | 9.4782e-07 | 0.00033168 | 1.2089
2000-05-11 | 47.997 | 91.6643 | 3 | 326.7 | 0.086667 | 36 | 3 | 1 | 1 | 15.999 | 0.89821 | 49.1891 | 46.8109 | 1.0508 | 59.0269 | 1416.6458 | 8978.4502 | 0 | 0 | 0 | 3.0391 | 9.2132e-07 | 0.00032241 | 1.2181
2000-05-12 | 45.714 | 91.6643 | 3 | 480 | 0 | 36 | 2 | 1 | 1 | 22.857 | 0.89286 | 45.5564 | 45.0734 | 1.0107 | 54.6676 | 1312.0234 | 9033.1182 | 0 | 0 | 0 | 2.9892 | 1.0333e-06 | 0.00036158 | 1.2284
2000-05-13 | 46.613 | 91.6643 | 3 | 480 | 0 | 36 | 3 | 1 | 1 | 15.5377 | 0.8875 | 49.1891 | 46.0681 | 1.0677 | 59.0269 | 1416.6458 | 9092.1455 | 0 | 0 | 0 | 3.0593 | 8.7931e-07 | 0.00030771 | 1.2372
2000-05-14 | 47.397 | 91.6643 | 3 | 480 | 0 | 36 | 3 | 1 | 1 | 15.799 | 0.88214 | 49.1891 | 47.1634 | 1.043 | 59.0269 | 1416.6458 | 9151.1729 | 0 | 0 | 0 | 3.0295 | 9.4183e-07 | 0.00032959 | 1.2466
2000-05-15 | 41.763 | 91.6643 | 3 | 480 | 0 | 36 | 2 | 1 | 1 | 20.8815 | 0.87679 | 43.0036 | 42.0247 | 1.0233 | 51.6044 | 1238.5048 | 9202.7773 | 0 | 0 | 0 | 3.0052 | 9.9604e-07 | 0.00034855 | 1.2566
2000-05-16 | 46.702 | 93.1751 | 3 | 480 | 0 | 36 | 3 | 1 | 1 | 15.5673 | 0.87143 | 45.36 | 38.6247 | 1.1744 | 54.432 | 1306.368 | 9257.209 | 0 | 0 | 0 | 3.1771 | 6.7041e-07 | 0.00023462 | 1.2633
2000-05-17 | 45.202 | 93.1751 | 3 | 480 | 0 | 36 | 2 | 1 | 1 | 22.601 | 0.86607 | 37.8982 | 37.815 | 1.0022 | 45.4778 | 1091.4677 | 9302.6865 | 0 | 0 | 0 | 2.9783 | 1.0596e-06 | 0.0003708 | 1.2739
2000-05-18 | 40.426 | 93.1751 | 3 | 480 | 0 | 36 | 2 | 1 | 1 | 20.213 | 0.86071 | 35.3455 | 34.0543 | 1.0379 | 42.4145 | 1017.9491 | 9345.1006 | 0 | 0 | 0 | 3.0234 | 9.552e-07 | 0.00033426 | 1.2834
2000-05-19 | 43.66 | 93.1751 | 3 | 480 | 0 | 36 | 2 | 1 | 1 | 21.83 | 0.85536 | 37.8982 | 37.0351 | 1.0233 | 45.4778 | 1091.4677 | 9390.5781 | 0 | 0 | 0 | 3.0052 | 9.9601e-07 | 0.00034854 | 1.2934
2000-05-20 | 45.05 | 93.1751 | 3 | 480 | 0 | 36 | 2 | 1 | 1 | 22.525 | 1 | 32.7927 | 32.7098 | 1.0025 | 39.3513 | 944.4307 | 9429.9297 | 0 | 0 | 0 | 2.9787 | 1.0586e-06 | 0.00037043 | 1.304
2000-05-21 | 45.421 | 93.1751 | 3 | 416.9 | 0.043333 | 36 | 2 | 1 | 1 | 22.7105 | 0.99464 | 35.3455 | 33.1799 | 1.0653 | 42.4145 | 1017.9491 | 9472.3438 | 0 | 0 | 0 | 3.0564 | 8.8516e-07 | 0.00030976 | 1.3128
2000-05-22 | 39.867 | 93.1751 | 3 | 480 | 0 | 36 | 2 | 1 | 1 | 19.9335 | 0.98929 | 30.24 | 29.3008 | 1.0321 | 36.288 | 870.912 | 9508.6318 | 0 | 0 | 0 | 3.0161 | 9.7127e-07 | 0.00033989 | 1.3226
2000-05-23 | 46.209 | 91.5377 | 3 | 480 | 0 | 36 | 3 | 1 | 1 | 15.403 | 0.98393 | 45.36 | 42.0915 | 1.0777 | 54.432 | 1306.368 | 9563.0635 | 0 | 0 | 0 | 3.0709 | 8.5614e-07 | 0.0002996 | 1.3311
2000-05-24 | 45.427 | 91.5377 | 3 | 480 | 0 | 36 | 2 | 1 | 1 | 22.7135 | 0.97857 | 43.0036 | 41.882 | 1.0268 | 51.6044 | 1238.5048 | 9614.668 | 0 | 0 | 0 | 3.0096 | 9.8607e-07 | 0.00034506 | 1.341
2000-05-25 | 46.415 | 91.5377 | 3 | 480 | 0 | 36 | 3 | 1 | 1 | 15.4717 | 0.97321 | 45.36 | 42.7952 | 1.0599 | 54.432 | 1306.368 | 9669.0996 | 0 | 0 | 0 | 3.05 | 8.9844e-07 | 0.00031441 | 1.35
2000-05-26 | 49.724 | 91.5377 | 3 | 480 | 0 | 36 | 3 | 1 | 1 | 16.5747 | 0.96786 | 49.1891 | 46.133 | 1.0662 | 59.0269 | 1416.6458 | 9728.127 | 0 | 0 | 0 | 3.0575 | 8.8302e-07 | 0.00030901 | 1.3588
2000-05-27 | 50.067 | 91.5377 | 3 | 480 | 0 | 36 | 3 | 1 | 1 | 16.689 | 0.9625 | 49.1891 | 46.7431 | 1.0523 | 59.0269 | 1416.6458 | 9787.1543 | 0 | 0 | 0 | 3.0408 | 9.1754e-07 | 0.00032109 | 1.368
2000-05-28 | 50.903 | 91.5377 | 3 | 388.5 | 0.073333 | 36 | 3 | 1 | 1 | 16.9677 | 0.95714 | 49.1891 | 47.8235 | 1.0286 | 59.0269 | 1416.6458 | 9846.1816 | 0 | 0 | 0 | 3.0117 | 9.813e-07 | 0.0003434 | 1.3778
2000-05-29 | 43.253 | 91.5377 | 3 | 480 | 0 | 36 | 2 | 1 | 1 | 21.6265 | 0.95179 | 43.0036 | 41.138 | 1.0453 | 51.6044 | 1238.5048 | 9897.7861 | 0 | 0 | 0 | 3.0325 | 9.3537e-07 | 0.00032733 | 1.3871
2000-05-30 | 50.106 | 91.5377 | 3 | 480 | 0 | 36 | 3 | 1 | 1 | 16.702 | 0.94643 | 49.1891 | 47.6623 | 1.032 | 59.0269 | 1416.6458 | 9956.8135 | 0 | 0 | 0 | 3.016 | 9.7158e-07 | 0.00034 | 1.3968
2000-05-31 | 52.602 | 91.5377 | 3 | 480 | 0 | 36 | 3 | 1 | 1 | 17.534 | 0.94107 | 53.0182 | 50.3565 | 1.0529 | 63.6218 | 1526.9237 | 10020.4355 | 0 | 0 | 0 | 3.0415 | 9.162e-07 | 0.00032062 | 1.406
2000-06-01 | 52.786 | 91.5377 | 3 | 409.8 | 0.076667 | 36 | 3 | 1 | 1 | 17.5953 | 0.93571 | 53.0182 | 50.8571 | 1.0425 | 63.6218 | 1526.9237 | 10084.0576 | 0 | 0 | 0 | 3.0289 | 9.4316e-07 | 0.00033005 | 1.4154
2000-06-02 | 47.355 | 91.5377 | 3 | 480 | 0 | 36 | 3 | 1 | 1 | 15.785 | 0.93036 | 49.1891 | 45.9188 | 1.0712 | 59.0269 | 1416.6458 | 10143.085 | 0 | 0 | 0 | 3.0634 | 8.7115e-07 | 0.00030486 | 1.4242
2000-06-03 | 47.1 | 91.5377 | 3 | 480 | 0 | 36 | 3 | 1 | 1 | 15.7 | 0.925 | 49.1891 | 45.9675 | 1.0701 | 59.0269 | 1416.6458 | 10202.1123 | 0 | 0 | 0 | 3.062 | 8.7383e-07 | 0.00030579 | 1.4329
2000-06-04 | 48.659 | 91.5377 | 3 | 480 | 0 | 36 | 3 | 1 | 1 | 16.2197 | 0.91964 | 49.1891 | 47.7981 | 1.0291 | 59.0269 | 1416.6458 | 10261.1396 | 0 | 0 | 0 | 3.0123 | 9.7976e-07 | 0.00034286 | 1.4427
2000-06-05 | 45.209 | 91.5377 | 3 | 0 | 22.845 | 36 | 2 | 1 | 1 | 22.6045 | 0.91429 | 45.5564 | 44.9656 | 1.0131 | 54.6676 | 1312.0234 | 10315.8076 | 0 | 0 | 0 | 2.9923 | 1.0259e-06 | 0.00035901 | 1.4529
2000-06-06 | 50.106 | 91.5377 | 3 | 480 | 0 | 36 | 3 | 1 | 1 | 16.702 | 0.90893 | 53.0182 | 49.8545 | 1.0635 | 63.6218 | 1526.9237 | 10379.4297 | 0 | 0 | 0 | 3.0542 | 8.8978e-07 | 0.00031137 | 1.4618
2000-06-07 | 46.341 | 91.5377 | 3 | 480 | 0 | 36 | 3 | 1 | 1 | 15.447 | 0.90357 | 49.1891 | 46.4127 | 1.0598 | 59.0269 | 1416.6458 | 10438.457 | 0 | 0 | 0 | 3.0498 | 8.9872e-07 | 0.0003145 | 1.4708
2000-06-08 | 48.239 | 91.5377 | 3 | 0 | 50.759 | 36 | 3 | 1 | 1 | 16.0797 | 0.89821 | 49.1891 | 48.6341 | 1.0114 | 59.0269 | 1416.6458 | 10497.4844 | 0 | 0 | 0 | 2.99 | 1.0314e-06 | 0.00036093 | 1.4811
2000-06-09 | 51.263 | 91.5377 | 3 | 480 | 0 | 36 | 3 | 1 | 1 | 17.0877 | 0.89286 | 53.0182 | 52.0273 | 1.019 | 63.6218 | 1526.9237 | 10561.1064 | 0 | 0 | 0 | 2.9997 | 1.0086e-06 | 0.00035296 | 1.4912
2000-06-10 | 49.943 | 91.5377 | 3 | 480 | 0 | 36 | 3 | 1 | 1 | 16.6477 | 0.8875 | 53.0182 | 51.027 | 1.039 | 63.6218 | 1526.9237 | 10624.7285 | 0 | 0 | 0 | 3.0246 | 9.5245e-07 | 0.0003333 | 1.5008
2000-06-11 | 50.199 | 91.5377 | 3 | 480 | 0 | 36 | 3 | 1 | 1 | 16.733 | 0.88214 | 53.0182 | 51.6337 | 1.0268 | 63.6218 | 1526.9237 | 10688.3506 | 0 | 0 | 0 | 3.0095 | 9.8622e-07 | 0.00034512 | 1.5106
2000-06-12 | 46.104 | 91.5377 | 3 | 480 | 0 | 36 | 3 | 1 | 1 | 15.368 | 0.87679 | 49.1891 | 47.7423 | 1.0303 | 59.0269 | 1416.6458 | 10747.3779 | 0 | 0 | 0 | 3.0138 | 9.7638e-07 | 0.00034168 | 1.5204
2000-06-13 | 49.071 | 91.5377 | 3 | 480 | 0 | 36 | 3 | 1 | 1 | 16.357 | 0.87143 | 53.0182 | 51.1601 | 1.0363 | 63.6218 | 1526.9237 | 10811 | 0 | 0 | 0 | 3.0213 | 9.5977e-07 | 0.00033586 | 1.53
2000-06-14 | 48 | 91.5377 | 3 | 480 | 0 | 36 | 3 | 1 | 1 | 16 | 0.86607 | 53.0182 | 50.3853 | 1.0523 | 63.6218 | 1526.9237 | 10874.6221 | 0 | 0 | 0 | 3.0408 | 9.1771e-07 | 0.00032115 | 1.5392
2000-06-15 | 47.046 | 91.5377 | 3 | 480 | 0 | 36 | 3 | 1 | 1 | 15.682 | 0.86071 | 51.7418 | 49.7229 | 1.0406 | 62.0902 | 1490.1644 | 10936.7119 | 0 | 0 | 0 | 3.0243 | 9.5309e-07 | 0.00033352 | 1.5487
2000-06-16 | 47.432 | 91.5377 | 3 | 480 | 0 | 36 | 3 | 1 | 1 | 15.8107 | 0.85536 | 53.0182 | 50.4768 | 1.0503 | 63.6218 | 1526.9237 | 11000.334 | 0 | 0 | 0 | 3.0385 | 9.2259e-07 | 0.00032286 | 1.5579
2000-06-17 | 49.1 | 91.5377 | 3 | 480 | 0 | 36 | 3 | 1 | 1 | 16.3667 | 1 | 45.36 | 44.7221 | 1.0143 | 54.432 | 1306.368 | 11054.7656 | 0 | 0 | 0 | 2.9937 | 1.0228e-06 | 0.00035791 | 1.5681
2000-06-18 | 49.504 | 91.5377 | 3 | 388.8 | 0.016667 | 36 | 3 | 1 | 1 | 16.5013 | 0.99464 | 47.9127 | 45.3613 | 1.0562 | 57.4953 | 1379.8866 | 11112.2607 | 0 | 0 | 0 | 3.0428 | 9.1334e-07 | 0.00031962 | 1.5773
2000-06-19 | 52.939 | 91.5377 | 3 | 375.2 | 3.93 | 36 | 3 | 1 | 1 | 17.6463 | 0.98929 | 49.1891 | 48.8019 | 1.0079 | 59.0269 | 1416.6458 | 11171.2881 | 0 | 0 | 0 | 2.9856 | 1.042e-06 | 0.00036463 | 1.5877
2000-06-20 | 50.1 | 91.5377 | 3 | 236 | 0.036667 | 36 | 3 | 1 | 1 | 16.7 | 0.98393 | 49.1891 | 46.4649 | 1.0586 | 59.0269 | 1416.6458 | 11230.3154 | 0 | 0 | 0 | 3.0484 | 9.0164e-07 | 0.00031552 | 1.5967
2000-06-21 | 43.584 | 91.5377 | 3 | 480 | 0 | 36 | 2 | 1 | 1 | 21.792 | 0.97857 | 43.0036 | 40.8968 | 1.0515 | 51.6044 | 1238.5048 | 11281.9199 | 0 | 0 | 0 | 3.04 | 9.1939e-07 | 0.00032173 | 1.6059
2000-06-22 | 48.144 | 91.5377 | 3 | 480 | 0 | 36 | 3 | 1 | 1 | 16.048 | 0.97321 | 47.9127 | 45.1877 | 1.0603 | 57.4953 | 1379.8866 | 11339.415 | 0 | 0 | 0 | 3.0477 | 9.0312e-07 | 0.00031604 | 1.6149
2000-06-23 | 48.745 | 91.5377 | 3 | 480 | 0 | 36 | 3 | 1 | 1 | 16.2483 | 0.96786 | 49.1891 | 46.0331 | 1.0686 | 59.0269 | 1416.6458 | 11398.4424 | 0 | 0 | 0 | 3.0602 | 8.7744e-07 | 0.00030706 | 1.6237
2000-06-24 | 48.721 | 91.5377 | 3 | 480 | 0 | 36 | 3 | 1 | 1 | 16.2403 | 0.9625 | 49.1891 | 46.2945 | 1.0625 | 59.0269 | 1416.6458 | 11457.4697 | 0 | 0 | 0 | 3.0531 | 8.9203e-07 | 0.00031216 | 1.6326
2000-06-25 | 47.657 | 91.5377 | 3 | 361.1 | 0.12167 | 36 | 3 | 1 | 1 | 15.8857 | 0.95714 | 47.9127 | 45.5644 | 1.0515 | 57.4953 | 1379.8866 | 11514.9648 | 0 | 0 | 0 | 3.0371 | 9.2536e-07 | 0.00032383 | 1.6419
2000-06-26 | 44.23 | 91.5377 | 3 | 480 | 0 | 36 | 2 | 1 | 1 | 22.115 | 0.95179 | 43.0036 | 42.7934 | 1.0049 | 51.6044 | 1238.5048 | 11566.5693 | 0 | 0 | 0 | 2.9818 | 1.0511e-06 | 0.00036783 | 1.6524
2000-06-27 | 50.065 | 91.5377 | 3 | 480 | 0 | 36 | 3 | 1 | 1 | 16.6883 | 0.94643 | 49.1891 | 48.4559 | 1.0151 | 59.0269 | 1416.6458 | 11625.5967 | 0 | 0 | 0 | 2.9948 | 1.0202e-06 | 0.00035701 | 1.6626
2000-06-28 | 46.953 | 91.5377 | 3 | 480 | 0 | 36 | 3 | 1 | 1 | 15.651 | 0.94107 | 47.9127 | 45.7297 | 1.0477 | 57.4953 | 1379.8866 | 11683.0918 | 0 | 0 | 0 | 3.0326 | 9.3519e-07 | 0.00032726 | 1.6719
2000-06-29 | 49.365 | 91.5377 | 3 | 180.7 | 6.08 | 36 | 3 | 1 | 1 | 16.455 | 0.93571 | 49.1891 | 48.3827 | 1.0167 | 59.0269 | 1416.6458 | 11742.1191 | 0 | 0 | 0 | 2.9967 | 1.0156e-06 | 0.00035541 | 1.6821
2000-06-30 | 46.694 | 91.5377 | 3 | 480 | 0 | 36 | 3 | 1 | 1 | 15.5647 | 0.93036 | 49.1891 | 46.0554 | 1.068 | 59.0269 | 1416.6458 | 11801.1465 | 0 | 0 | 0 | 3.0596 | 8.7868e-07 | 0.00030749 | 1.6909
2000-07-01 | 47.924 | 91.5377 | 3 | 480 | 0 | 36 | 3 | 1 | 1 | 15.9747 | 0.925 | 49.1891 | 47.5701 | 1.034 | 59.0269 | 1416.6458 | 11860.1738 | 0 | 0 | 0 | 3.0185 | 9.6602e-07 | 0.00033805 | 1.7006
2000-07-02 | 49.395 | 91.5377 | 3 | 480 | 0 | 36 | 3 | 1 | 1 | 16.465 | 0.91964 | 51.7418 | 49.3445 | 1.0486 | 62.0902 | 1490.1644 | 11922.2637 | 0 | 0 | 0 | 3.0341 | 9.3198e-07 | 0.00032614 | 1.7099
2000-07-03 | 43.516 | 91.5377 | 3 | 480 | 0 | 36 | 2 | 1 | 1 | 21.758 | 0.91429 | 45.5564 | 44.0001 | 1.0354 | 54.6676 | 1312.0234 | 11976.9316 | 0 | 0 | 0 | 3.0202 | 9.6213e-07 | 0.00033669 | 1.7195
2000-07-04 | 50.525 | 91.5377 | 3 | 216.8 | 0.043333 | 36 | 3 | 1 | 1 | 16.8417 | 0.90893 | 53.0182 | 51.1165 | 1.0372 | 63.6218 | 1526.9237 | 12040.5537 | 0 | 0 | 0 | 3.0224 | 9.5736e-07 | 0.00033502 | 1.7291
2000-07-05 | 47.937 | 91.5377 | 3 | 480 | 0 | 36 | 3 | 1 | 1 | 15.979 | 0.90357 | 49.1891 | 48.8137 | 1.0077 | 59.0269 | 1416.6458 | 12099.5811 | 0 | 0 | 0 | 2.9853 | 1.0428e-06 | 0.0003649 | 1.7395
2000-07-06 | 48.077 | 91.5377 | 3 | 480 | 0 | 36 | 3 | 1 | 1 | 16.0257 | 0.89821 | 51.7418 | 49.2763 | 1.05 | 62.0902 | 1490.1644 | 12161.6709 | 0 | 0 | 0 | 3.0358 | 9.2817e-07 | 0.00032481 | 1.7488
2000-07-07 | 47.473 | 91.5377 | 3 | 480 | 0 | 36 | 3 | 1 | 1 | 15.8243 | 0.89286 | 51.7418 | 48.9769 | 1.0565 | 62.0902 | 1490.1644 | 12223.7607 | 0 | 0 | 0 | 3.0436 | 9.1177e-07 | 0.00031907 | 1.7579
2000-07-08 | 49.277 | 91.5377 | 3 | 480 | 0 | 36 | 3 | 1 | 1 | 16.4257 | 0.8875 | 53.0182 | 51.1738 | 1.036 | 63.6218 | 1526.9237 | 12287.3828 | 0 | 0 | 0 | 3.021 | 9.6051e-07 | 0.00033612 | 1.7675
2000-07-09 | 46.328 | 91.5377 | 3 | 480 | 0 | 36 | 3 | 1 | 1 | 15.4427 | 0.88214 | 49.1891 | 48.4306 | 1.0157 | 59.0269 | 1416.6458 | 12346.4102 | 0 | 0 | 0 | 2.9955 | 1.0186e-06 | 0.00035645 | 1.7777
2000-07-10 | 43.786 | 91.5377 | 3 | 283.9 | 0.031667 | 36 | 2 | 1 | 1 | 21.893 | 0.87679 | 48.1091 | 46.3402 | 1.0382 | 57.7309 | 1385.542 | 12404.1406 | 0 | 0 | 0 | 3.0237 | 9.5451e-07 | 0.00033402 | 1.7872
2000-07-11 | 43.279 | 91.5377 | 3 | 480 | 0 | 36 | 2 | 1 | 1 | 21.6395 | 0.87143 | 48.1091 | 46.1095 | 1.0434 | 57.7309 | 1385.542 | 12461.8711 | 0 | 0 | 0 | 3.0301 | 9.406e-07 | 0.00032916 | 1.7966
2000-07-12 | 47.262 | 91.5377 | 3 | 480 | 0 | 36 | 3 | 1 | 1 | 15.754 | 0.86607 | 53.0182 | 50.3873 | 1.0522 | 63.6218 | 1526.9237 | 12525.4932 | 0 | 0 | 0 | 3.0407 | 9.1783e-07 | 0.00032119 | 1.8058
2000-07-13 | 48.83 | 91.5377 | 3 | 82.1 | 0.06 | 36 | 3 | 1 | 1 | 16.2767 | 0.86071 | 53.0182 | 52.4119 | 1.0116 | 63.6218 | 1526.9237 | 12589.1152 | 0 | 0 | 0 | 2.9902 | 1.0309e-06 | 0.00036076 | 1.8161
2000-07-14 | 47.622 | 91.5377 | 3 | 480 | 0 | 36 | 3 | 1 | 1 | 15.874 | 0.85536 | 53.0182 | 51.4637 | 1.0302 | 63.6218 | 1526.9237 | 12652.7373 | 0 | 0 | 0 | 3.0137 | 9.7666e-07 | 0.00034177 | 1.8259
2000-07-15 | 49.737 | 91.5377 | 3 | 0 | 3360.455 | 36 | 3 | 1 | 1 | 16.579 | 1 | 49.1891 | 45.9999 | 1.0693 | 59.0269 | 1416.6458 | 12711.7646 | 0 | 0 | 0 | 3.0611 | 8.7562e-07 | 0.00030642 | 1.8346
2000-07-16 | 47.841 | 91.5377 | 3 | 416.3 | 0.10833 | 36 | 3 | 1 | 1 | 15.947 | 0.99464 | 45.36 | 44.5089 | 1.0191 | 54.432 | 1306.368 | 12766.1963 | 0 | 0 | 0 | 2.9998 | 1.0084e-06 | 0.00035288 | 1.8447
2000-07-17 | 44.216 | 91.5377 | 3 | 480 | 0 | 36 | 2 | 1 | 1 | 22.108 | 0.98929 | 43.0036 | 41.6245 | 1.0331 | 51.6044 | 1238.5048 | 12817.8008 | 0 | 0 | 0 | 3.0175 | 9.6828e-07 | 0.00033884 | 1.8544
2000-07-18 | 51.725 | 91.5377 | 3 | 480 | 0 | 36 | 3 | 1 | 1 | 17.2417 | 0.98393 | 49.1891 | 48.6893 | 1.0103 | 59.0269 | 1416.6458 | 12876.8281 | 0 | 0 | 0 | 2.9886 | 1.0349e-06 | 0.00036215 | 1.8648
2000-07-19 | 48.226 | 91.5377 | 3 | 480 | 0 | 36 | 3 | 1 | 1 | 16.0753 | 0.97857 | 47.9127 | 45.6686 | 1.0491 | 57.4953 | 1379.8866 | 12934.3232 | 0 | 0 | 0 | 3.0343 | 9.3146e-07 | 0.00032596 | 1.8741
2000-07-20 | 48.059 | 91.5377 | 3 | 480 | 0 | 36 | 3 | 1 | 1 | 16.0197 | 0.97321 | 47.9127 | 45.7854 | 1.0465 | 57.4953 | 1379.8866 | 12991.8184 | 0 | 0 | 0 | 3.031 | 9.3848e-07 | 0.00032841 | 1.8835
2000-07-21 | 49.173 | 91.5377 | 3 | 480 | 0 | 36 | 3 | 1 | 1 | 16.391 | 0.96786 | 49.1891 | 47.131 | 1.0437 | 59.0269 | 1416.6458 | 13050.8457 | 0 | 0 | 0 | 3.0303 | 9.4004e-07 | 0.00032896 | 1.8929
2000-07-22 | 48.978 | 91.5377 | 3 | 480 | 0 | 36 | 3 | 1 | 1 | 16.326 | 0.9625 | 49.1891 | 47.2304 | 1.0415 | 59.0269 | 1416.6458 | 13109.873 | 0 | 0 | 0 | 3.0276 | 9.4586e-07 | 0.000331 | 1.9023
2000-07-23 | 49.346 | 91.5377 | 3 | 480 | 0 | 36 | 3 | 1 | 1 | 16.4487 | 0.95714 | 49.1891 | 47.8767 | 1.0274 | 59.0269 | 1416.6458 | 13168.9004 | 0 | 0 | 0 | 3.0102 | 9.8452e-07 | 0.00034452 | 1.9122
2000-07-24 | 42.148 | 91.5377 | 3 | 480 | 0 | 36 | 2 | 1 | 1 | 21.074 | 0.95179 | 43.0036 | 41.3859 | 1.0391 | 51.6044 | 1238.5048 | 13220.5049 | 0 | 0 | 0 | 3.0248 | 9.5203e-07 | 0.00033315 | 1.9217
2000-07-25 | 51.851 | 91.5377 | 3 | 480 | 0 | 36 | 3 | 1 | 1 | 17.2837 | 0.94643 | 53.0182 | 50.9201 | 1.0412 | 63.6218 | 1526.9237 | 13284.127 | 0 | 0 | 0 | 3.0273 | 9.4659e-07 | 0.00033125 | 1.9312
2000-07-26 | 49.883 | 91.5377 | 3 | 480 | 0 | 36 | 3 | 1 | 1 | 16.6277 | 0.94107 | 51.7418 | 49.2919 | 1.0497 | 62.0902 | 1490.1644 | 13346.2168 | 0 | 0 | 0 | 3.0355 | 9.2896e-07 | 0.00032508 | 1.9404
2000-07-27 | 47.861 | 91.5377 | 3 | 480 | 0 | 36 | 3 | 1 | 1 | 15.9537 | 0.93571 | 49.1891 | 47.5892 | 1.0336 | 59.0269 | 1416.6458 | 13405.2441 | 0 | 0 | 0 | 3.018 | 9.6718e-07 | 0.00033845 | 1.9501
2000-07-28 | 49.921 | 91.5377 | 3 | 480 | 0 | 36 | 3 | 1 | 1 | 16.6403 | 0.93036 | 53.0182 | 49.949 | 1.0614 | 63.6218 | 1526.9237 | 13468.8662 | 0 | 0 | 0 | 3.0518 | 8.9469e-07 | 0.00031309 | 1.9591
2000-07-29 | 49.686 | 91.5377 | 3 | 480 | 0 | 36 | 3 | 1 | 1 | 16.562 | 0.925 | 53.0182 | 50.0274 | 1.0598 | 63.6218 | 1526.9237 | 13532.4883 | 0 | 0 | 0 | 3.0498 | 8.9879e-07 | 0.00031453 | 1.968
2000-07-30 | 48.279 | 91.5377 | 3 | 480 | 0 | 36 | 3 | 1 | 1 | 16.093 | 0.91964 | 51.7418 | 48.9188 | 1.0577 | 62.0902 | 1490.1644 | 13594.5781 | 0 | 0 | 0 | 3.0451 | 9.0856e-07 | 0.00031795 | 1.9771
2000-07-31 | 47.53 | 91.5377 | 3 | 377.3 | 0.083333 | 36 | 3 | 1 | 1 | 15.8433 | 0.91429 | 49.1891 | 48.4666 | 1.0149 | 59.0269 | 1416.6458 | 13653.6055 | 0 | 0 | 0 | 2.9945 | 1.0209e-06 | 0.00035724 | 1.9873
2000-08-01 | 49.601 | 91.5377 | 3 | 480 | 0 | 36 | 3 | 1 | 1 | 16.5337 | 0.90893 | 53.0182 | 50.9022 | 1.0416 | 63.6218 | 1526.9237 | 13717.2275 | 0 | 0 | 0 | 3.0278 | 9.456e-07 | 0.0003309 | 1.9968
2000-08-02 | 48.157 | 91.5377 | 3 | 480 | 0 | 36 | 3 | 1 | 1 | 16.0523 | 0.90357 | 51.7418 | 49.7383 | 1.0403 | 62.0902 | 1490.1644 | 13779.3174 | 0 | 0 | 0 | 3.0239 | 9.5397e-07 | 0.00033383 | 2.0063
2000-08-03 | 48.748 | 91.5377 | 3 | 480 | 0 | 36 | 3 | 1 | 1 | 16.2493 | 0.89821 | 53.0182 | 50.6743 | 1.0463 | 63.6218 | 1526.9237 | 13842.9395 | 0 | 0 | 0 | 3.0335 | 9.3322e-07 | 0.00032657 | 2.0157
2000-08-04 | 44.548 | 91.5377 | 3 | 480 | 0 | 36 | 2 | 1 | 1 | 22.274 | 0.89286 | 48.1091 | 46.877 | 1.0263 | 57.7309 | 1385.542 | 13900.6699 | 0 | 0 | 0 | 3.0089 | 9.8748e-07 | 0.00034556 | 2.0255
2000-08-05 | 52.77 | 91.5377 | 3 | 286.9 | 0.026667 | 36 | 3 | 1 | 1 | 17.59 | 0.8875 | 56.8473 | 55.5626 | 1.0231 | 68.2167 | 1637.2014 | 13968.8867 | 0 | 0 | 0 | 3.0049 | 9.9677e-07 | 0.00034881 | 2.0355
2000-08-06 | 50.451 | 91.5377 | 3 | 480 | 0 | 36 | 3 | 1 | 1 | 16.817 | 0.88214 | 55.5709 | 53.4698 | 1.0393 | 66.6851 | 1600.4424 | 14035.5723 | 0 | 0 | 0 | 3.0231 | 9.5576e-07 | 0.00033446 | 2.0451
2000-08-07 | 44.445 | 91.5377 | 3 | 480 | 0 | 36 | 2 | 1 | 1 | 22.2225 | 0.87679 | 48.1091 | 47.6926 | 1.0087 | 57.7309 | 1385.542 | 14093.3027 | 0 | 0 | 0 | 2.9867 | 1.0393e-06 | 0.00036369 | 2.0555
2000-08-08 | 52.006 | 91.5377 | 3 | 480 | 0 | 36 | 3 | 1 | 1 | 17.3353 | 0.87143 | 56.8473 | 55.8403 | 1.018 | 68.2167 | 1637.2014 | 14161.5195 | 0 | 0 | 0 | 2.9984 | 1.0116e-06 | 0.000354 | 2.0656
2000-08-09 | 53.058 | 91.5377 | 3 | 480 | 0 | 36 | 3 | 1 | 1 | 17.686 | 0.86607 | 59.4 | 57.3503 | 1.0357 | 71.28 | 1710.7202 | 14232.7998 | 0 | 0 | 0 | 3.0191 | 9.6473e-07 | 0.0003376 | 2.0752
2000-08-10 | 50.87 | 91.5377 | 3 | 480 | 0 | 36 | 3 | 1 | 1 | 16.9567 | 0.86071 | 56.8473 | 55.3544 | 1.027 | 68.2167 | 1637.2014 | 14301.0166 | 0 | 0 | 0 | 3.0097 | 9.8577e-07 | 0.00034496 | 2.0851
2000-08-11 | 50.736 | 91.5377 | 3 | 480 | 0 | 36 | 3 | 1 | 1 | 16.912 | 0.85536 | 56.8473 | 55.5812 | 1.0228 | 68.2167 | 1637.2014 | 14369.2334 | 0 | 0 | 0 | 3.0044 | 9.9777e-07 | 0.00034916 | 2.0951
2000-08-12 | 52.473 | 91.5377 | 3 | 480 | 0 | 36 | 3 | 1 | 1 | 17.491 | 1 | 51.7418 | 49.1931 | 1.0518 | 62.0902 | 1490.1644 | 14431.3232 | 0 | 0 | 0 | 3.038 | 9.2355e-07 | 0.00032319 | 2.1043
2000-08-13 | 50.058 | 91.5377 | 3 | 480 | 0 | 36 | 3 | 1 | 1 | 16.686 | 0.99464 | 49.1891 | 47.2044 | 1.042 | 59.0269 | 1416.6458 | 14490.3506 | 0 | 0 | 0 | 3.0283 | 9.4434e-07 | 0.00033046 | 2.1137
2000-08-14 | 43.722 | 91.5377 | 3 | 480 | 0 | 36 | 2 | 1 | 1 | 21.861 | 0.98929 | 43.0036 | 41.7146 | 1.0309 | 51.6044 | 1238.5048 | 14541.9551 | 0 | 0 | 0 | 3.0147 | 9.7448e-07 | 0.00034101 | 2.1235
2000-08-15 | 50.241 | 91.5377 | 3 | 480 | 0 | 36 | 3 | 1 | 1 | 16.747 | 0.98393 | 49.1891 | 47.9302 | 1.0263 | 59.0269 | 1416.6458 | 14600.9824 | 0 | 0 | 0 | 3.0088 | 9.8778e-07 | 0.00034566 | 2.1334
2000-08-16 | 48.51 | 91.5377 | 3 | 480 | 0 | 36 | 3 | 1 | 1 | 16.17 | 0.97857 | 49.1891 | 46.5542 | 1.0566 | 59.0269 | 1416.6458 | 14660.0098 | 0 | 0 | 0 | 3.046 | 9.0673e-07 | 0.00031731 | 2.1424
2000-08-17 | 48.77 | 91.5377 | 3 | 382 | 0.23167 | 36 | 3 | 1 | 1 | 16.2567 | 0.97321 | 49.1891 | 47.0836 | 1.0447 | 59.0269 | 1416.6458 | 14719.0371 | 0 | 0 | 0 | 3.0316 | 9.3726e-07 | 0.00032799 | 2.1518
2000-08-18 | 49.753 | 91.5377 | 3 | 87.8 | 4.722 | 36 | 3 | 1 | 1 | 16.5843 | 0.96786 | 49.1891 | 48.3212 | 1.018 | 59.0269 | 1416.6458 | 14778.0645 | 0 | 0 | 0 | 2.9984 | 1.0118e-06 | 0.00035407 | 2.1619
2000-08-19 | 49.127 | 91.5377 | 3 | 480 | 0 | 36 | 3 | 1 | 1 | 16.3757 | 0.9625 | 49.1891 | 48.0012 | 1.0247 | 59.0269 | 1416.6458 | 14837.0918 | 0 | 0 | 0 | 3.0069 | 9.921e-07 | 0.00034718 | 2.1718
2000-08-20 | 45.414 | 91.5377 | 3 | 480 | 0 | 36 | 2 | 1 | 1 | 22.707 | 0.95714 | 45.5564 | 44.9036 | 1.0145 | 54.6676 | 1312.0234 | 14891.7598 | 0 | 0 | 0 | 2.9941 | 1.0217e-06 | 0.00035755 | 2.1821
2000-08-21 | 47.518 | 91.5377 | 3 | 480 | 0 | 36 | 3 | 1 | 1 | 15.8393 | 0.95179 | 49.1891 | 46.9874 | 1.0469 | 59.0269 | 1416.6458 | 14950.7871 | 0 | 0 | 0 | 3.0342 | 9.3165e-07 | 0.00032603 | 2.1914
2000-08-22 | 50.877 | 91.5377 | 3 | 480 | 0 | 36 | 3 | 1 | 1 | 16.959 | 0.94643 | 53.0182 | 50.617 | 1.0474 | 63.6218 | 1526.9237 | 15014.4092 | 0 | 0 | 0 | 3.0349 | 9.3014e-07 | 0.0003255 | 2.2007
2000-08-23 | 50.027 | 91.5377 | 3 | 237.2 | 1.8 | 36 | 3 | 1 | 1 | 16.6757 | 0.94107 | 53.0182 | 50.0778 | 1.0587 | 63.6218 | 1526.9237 | 15078.0312 | 0 | 0 | 0 | 3.0485 | 9.0144e-07 | 0.00031545 | 2.2097
2000-08-24 | 48.627 | 91.5377 | 3 | 480 | 0 | 36 | 3 | 1 | 1 | 16.209 | 0.93571 | 51.7418 | 48.9775 | 1.0564 | 62.0902 | 1490.1644 | 15140.1211 | 0 | 0 | 0 | 3.0436 | 9.1174e-07 | 0.00031906 | 2.2188
2000-08-25 | 49.425 | 91.5377 | 3 | 0 | 3.482 | 36 | 3 | 1 | 1 | 16.475 | 0.93036 | 53.0182 | 50.0907 | 1.0584 | 63.6218 | 1526.9237 | 15203.7432 | 0 | 0 | 0 | 3.0482 | 9.0212e-07 | 0.00031569 | 2.2278
2000-08-26 | 50.097 | 91.5377 | 3 | 480 | 0 | 36 | 3 | 1 | 1 | 16.699 | 0.925 | 53.0182 | 51.0891 | 1.0378 | 63.6218 | 1526.9237 | 15267.3652 | 0 | 0 | 0 | 3.0231 | 9.5585e-07 | 0.00033449 | 2.2374
2000-08-27 | 50.492 | 91.5377 | 3 | 353.1 | 0.018333 | 36 | 3 | 1 | 1 | 16.8307 | 0.91964 | 53.0182 | 51.8153 | 1.0232 | 63.6218 | 1526.9237 | 15330.9873 | 0 | 0 | 0 | 3.005 | 9.965e-07 | 0.00034872 | 2.2474
2000-08-28 | 45.214 | 91.5377 | 3 | 480 | 0 | 36 | 2 | 1 | 1 | 22.607 | 0.91429 | 48.1091 | 46.9635 | 1.0244 | 57.7309 | 1385.542 | 15388.7178 | 0 | 0 | 0 | 3.0066 | 9.9288e-07 | 0.00034745 | 2.2573
2000-08-29 | 48.476 | 91.5377 | 3 | 480 | 0 | 36 | 3 | 1 | 1 | 16.1587 | 0.90893 | 53.0182 | 50.3699 | 1.0526 | 63.6218 | 1526.9237 | 15452.3398 | 0 | 0 | 0 | 3.0411 | 9.169e-07 | 0.00032086 | 2.2665
2000-08-30 | 45.614 | 91.5377 | 3 | 480 | 0 | 36 | 2 | 1 | 1 | 22.807 | 0.90357 | 48.1091 | 47.9814 | 1.0027 | 57.7309 | 1385.542 | 15510.0703 | 0 | 0 | 0 | 2.9789 | 1.0582e-06 | 0.00037029 | 2.277
2000-08-31 | 50.284 | 91.5377 | 3 | 480 | 0 | 36 | 3 | 1 | 1 | 16.7613 | 0.89821 | 55.5709 | 52.9104 | 1.0503 | 66.6851 | 1600.4424 | 15576.7559 | 0 | 0 | 0 | 3.0366 | 9.2661e-07 | 0.00032426 | 2.2863
2000-09-01 | 50.284 | 91.5377 | 3 | 327.5 | 0.016667 | 36 | 3 | 1 | 1 | 16.7613 | 0.89286 | 55.5709 | 53.2515 | 1.0436 | 66.6851 | 1600.4424 | 15643.4414 | 0 | 0 | 0 | 3.0284 | 9.4426e-07 | 0.00033044 | 2.2957
2000-09-02 | 49.949 | 91.5377 | 3 | 184.5 | 1.2717 | 36 | 3 | 1 | 1 | 16.6497 | 0.8875 | 55.5709 | 53.2396 | 1.0438 | 66.6851 | 1600.4424 | 15710.127 | 0 | 0 | 0 | 3.0286 | 9.4365e-07 | 0.00033022 | 2.3052
2000-09-03 | 49.356 | 91.5377 | 3 | 480 | 0 | 36 | 3 | 1 | 1 | 16.452 | 0.88214 | 55.5709 | 52.9504 | 1.0495 | 66.6851 | 1600.4424 | 15776.8125 | 0 | 0 | 0 | 3.0356 | 9.2869e-07 | 0.00032499 | 2.3145
2000-09-04 | 49.814 | 91.5377 | 3 | 480 | 0 | 36 | 3 | 1 | 1 | 16.6047 | 0.87679 | 56.8473 | 53.7919 | 1.0568 | 68.2167 | 1637.2014 | 15845.0293 | 0 | 0 | 0 | 3.0462 | 9.0623e-07 | 0.00031713 | 2.3235
2000-09-05 | 45.022 | 91.5377 | 3 | 480 | 0 | 36 | 2 | 1 | 1 | 22.511 | 0.87143 | 50.6618 | 49.2286 | 1.0291 | 60.7942 | 1459.0604 | 15905.8232 | 0 | 0 | 0 | 3.0125 | 9.7948e-07 | 0.00034276 | 2.3333
2000-09-06 | 50.169 | 91.5377 | 3 | 480 | 0 | 36 | 3 | 1 | 1 | 16.723 | 0.86607 | 56.8473 | 54.8846 | 1.0358 | 68.2167 | 1637.2014 | 15974.04 | 0 | 0 | 0 | 3.0206 | 9.6131e-07 | 0.0003364 | 2.3429
2000-09-07 | 49.862 | 91.5377 | 3 | 480 | 0 | 36 | 3 | 1 | 1 | 16.6207 | 0.86071 | 56.8473 | 54.9122 | 1.0352 | 68.2167 | 1637.2014 | 16042.2568 | 0 | 0 | 0 | 3.02 | 9.6273e-07 | 0.0003369 | 2.3526
2000-09-08 | 49.862 | 91.5377 | 3 | 480 | 0 | 36 | 3 | 1 | 1 | 16.6207 | 0.85536 | 56.8473 | 55.28 | 1.0284 | 68.2167 | 1637.2014 | 16110.4736 | 0 | 0 | 0 | 3.0114 | 9.8187e-07 | 0.0003436 | 2.3624
2000-09-09 | 48.471 | 91.5377 | 3 | 480 | 0 | 36 | 3 | 1 | 1 | 16.157 | 1 | 49.1891 | 45.9849 | 1.0697 | 59.0269 | 1416.6458 | 16169.501 | 0 | 0 | 0 | 3.0616 | 8.7479e-07 | 0.00030613 | 2.3711
2000-09-10 | 49.781 | 91.5377 | 3 | 480 | 0 | 36 | 3 | 1 | 1 | 16.5937 | 0.99464 | 49.1891 | 47.5025 | 1.0355 | 59.0269 | 1416.6458 | 16228.5283 | 0 | 0 | 0 | 3.0203 | 9.6199e-07 | 0.00033664 | 2.3808
2000-09-11 | 46.52 | 91.5377 | 3 | 480 | 0 | 36 | 3 | 1 | 1 | 15.5067 | 0.98929 | 45.36 | 44.6502 | 1.0159 | 54.432 | 1306.368 | 16282.96 | 0 | 0 | 0 | 2.9957 | 1.0179e-06 | 0.00035622 | 2.3909
2000-09-12 | 49.872 | 92.555 | 3 | 480 | 0 | 36 | 3 | 1 | 1 | 16.624 | 0.98393 | 45.36 | 42.2256 | 1.0742 | 54.432 | 1306.368 | 16337.3916 | 0 | 0 | 0 | 3.0669 | 8.6407e-07 | 0.00030238 | 2.3996
2000-09-13 | 49.872 | 92.555 | 3 | 480 | 0 | 36 | 3 | 1 | 1 | 16.624 | 0.97857 | 45.36 | 42.4747 | 1.0679 | 54.432 | 1306.368 | 16391.8242 | 0 | 0 | 0 | 3.0595 | 8.7896e-07 | 0.00030759 | 2.4084
2000-09-14 | 49.265 | 92.555 | 3 | 480 | 0 | 36 | 3 | 1 | 1 | 16.4217 | 0.97321 | 45.36 | 42.2066 | 1.0747 | 54.432 | 1306.368 | 16446.2559 | 0 | 0 | 0 | 3.0675 | 8.6293e-07 | 0.00030198 | 2.417
2000-09-15 | 49.367 | 92.555 | 3 | 480 | 0 | 36 | 3 | 1 | 1 | 16.4557 | 0.96786 | 45.36 | 42.546 | 1.0661 | 54.432 | 1306.368 | 16500.6875 | 0 | 0 | 0 | 3.0574 | 8.8326e-07 | 0.00030909 | 2.4258
2000-09-16 | 49.447 | 92.555 | 3 | 480 | 0 | 36 | 3 | 1 | 1 | 16.4823 | 0.9625 | 45.36 | 42.8701 | 1.0581 | 54.432 | 1306.368 | 16555.1191 | 0 | 0 | 0 | 3.0478 | 9.0302e-07 | 0.00031601 | 2.4349
2000-09-17 | 47.8 | 92.555 | 3 | 480 | 0 | 36 | 3 | 1 | 1 | 15.9333 | 0.95714 | 45.36 | 41.6915 | 1.088 | 54.432 | 1306.368 | 16609.5508 | 0 | 0 | 0 | 3.0829 | 8.3281e-07 | 0.00029144 | 2.4432
2000-09-18 | 45.115 | 92.555 | 3 | 480 | 0 | 36 | 2 | 1 | 1 | 22.5575 | 0.95179 | 40.4509 | 39.8171 | 1.0159 | 48.5411 | 1164.9862 | 16658.0918 | 0 | 0 | 0 | 2.9959 | 1.0176e-06 | 0.0003561 | 2.4534
2000-09-19 | 45.115 | 88.2064 | 3 | 480 | 0 | 36 | 2 | 1 | 1 | 22.5575 | 0.94643 | 68.5309 | 67.6568 | 1.0129 | 82.2371 | 1973.6904 | 16740.3281 | 0 | 0 | 0 | 2.9921 | 1.0266e-06 | 0.00035924 | 2.4636
2000-09-20 | 47.866 | 88.2064 | 3 | 346.9 | 0.07 | 36 | 3 | 1 | 1 | 15.9553 | 0.94107 | 74.7164 | 71.7844 | 1.0408 | 89.6596 | 2151.8315 | 16829.9883 | 0 | 0 | 0 | 3.0261 | 9.4921e-07 | 0.00033217 | 2.4731
2000-09-21 | 50.064 | 88.2064 | 3 | 480 | 0 | 36 | 3 | 1 | 1 | 16.688 | 0.93571 | 78.5455 | 75.5418 | 1.0398 | 94.2545 | 2262.1091 | 16924.2422 | 0 | 0 | 0 | 3.0249 | 9.5187e-07 | 0.0003331 | 2.4826
2000-09-22 | 47.28 | 88.2064 | 3 | 480 | 0 | 36 | 3 | 1 | 1 | 15.76 | 0.93036 | 74.7164 | 71.7813 | 1.0409 | 89.6596 | 2151.8315 | 17013.9023 | 0 | 0 | 0 | 3.0261 | 9.491e-07 | 0.00033213 | 2.4921
2000-09-23 | 47.131 | 88.2064 | 3 | 480 | 0 | 36 | 3 | 1 | 1 | 15.7103 | 0.925 | 74.7164 | 71.999 | 1.0377 | 89.6596 | 2151.8315 | 17103.5625 | 0 | 0 | 0 | 3.0223 | 9.576e-07 | 0.0003351 | 2.5017
2000-09-24 | 49.877 | 88.2064 | 3 | 480 | 0 | 36 | 3 | 1 | 1 | 16.6257 | 0.91964 | 78.5455 | 76.669 | 1.0245 | 94.2545 | 2262.1091 | 17197.8164 | 0 | 0 | 0 | 3.0059 | 9.944e-07 | 0.00034798 | 2.5116
2000-09-25 | 44.608 | 88.2064 | 3 | 480 | 0 | 36 | 2 | 1 | 1 | 22.304 | 0.91429 | 71.0836 | 69.4093 | 1.0241 | 85.3004 | 2047.2089 | 17283.1172 | 0 | 0 | 0 | 3.0062 | 9.9366e-07 | 0.00034772 | 2.5216
2000-09-26 | 49.698 | 87.8213 | 3 | 480 | 0 | 36 | 3 | 1 | 1 | 16.566 | 0.90893 | 82.3745 | 80.6869 | 1.0209 | 98.8495 | 2372.3872 | 17381.9668 | 0 | 0 | 0 | 3.0015 | 1.0044e-06 | 0.0003515 | 2.5316
2000-09-27 | 48.77 | 87.8213 | 3 | 480 | 0 | 36 | 3 | 1 | 1 | 16.2567 | 0.90357 | 82.3745 | 79.6818 | 1.0338 | 98.8495 | 2372.3872 | 17480.8164 | 0 | 0 | 0 | 3.0176 | 9.6793e-07 | 0.00033872 | 2.5413
2000-09-28 | 48.902 | 87.8213 | 3 | 480 | 0 | 36 | 3 | 1 | 1 | 16.3007 | 0.89821 | 82.3745 | 80.4064 | 1.0245 | 98.8495 | 2372.3872 | 17579.666 | 0 | 0 | 0 | 3.006 | 9.9416e-07 | 0.00034789 | 2.5512
2000-09-29 | 50.416 | 87.8213 | 3 | 0 | 2066.823 | 36 | 3 | 1 | 1 | 16.8053 | 0.89286 | 86.2036 | 83.4266 | 1.0333 | 103.4444 | 2482.665 | 17683.1113 | 0 | 0 | 0 | 3.0171 | 9.6915e-07 | 0.00033914 | 2.5609
2000-09-30 | 48.752 | 87.8213 | 3 | 480 | 0 | 36 | 3 | 1 | 1 | 16.2507 | 0.8875 | 83.6509 | 81.1925 | 1.0303 | 100.3811 | 2409.1465 | 17783.4922 | 0 | 0 | 0 | 3.0138 | 9.7645e-07 | 0.0003417 | 2.5707
2000-10-01 | 49.399 | 87.8213 | 3 | 237.2 | 0.033333 | 36 | 3 | 1 | 1 | 16.4663 | 0.88214 | 83.6509 | 82.8026 | 1.0102 | 100.3811 | 2409.1465 | 17883.873 | 0 | 0 | 0 | 2.9885 | 1.0349e-06 | 0.00036217 | 2.5811
2000-10-02 | 46 | 87.8213 | 3 | 480 | 0 | 36 | 2 | 1 | 1 | 23 | 0.87679 | 78.7418 | 78.0672 | 1.0086 | 94.4902 | 2267.7646 | 17978.3633 | 0 | 0 | 0 | 2.9866 | 1.0396e-06 | 0.00036379 | 2.5914
2000-10-03 | 49.504 | 83.1764 | 3 | 358.6 | 0.016667 | 36 | 4 | 1 | 1 | 12.376 | 0.87143 | 172.8 | 125.1929 | 1.3803 | 207.36 | 4976.6401 | 18185.7227 | 1 | 3.2258 | 3.1767 | 3.3473 | 4.5304e-07 | 0.00015855 | 2.596
2000-10-04 | 49.668 | 83.1764 | 3 | 405.5 | 0.058333 | 36 | 4 | 1 | 1 | 12.417 | 0.86607 | 172.8 | 126.6054 | 1.3649 | 207.36 | 4976.6401 | 18393.082 | 1 | 6.4516 | 6.4757 | 3.3353 | 4.6578e-07 | 0.00016301 | 2.6006
2000-10-05 | 49.765 | 83.1764 | 3 | 480 | 0 | 36 | 4 | 1 | 1 | 12.4412 | 0.86071 | 172.8 | 127.8544 | 1.3515 | 207.36 | 4976.6401 | 18600.4414 | 1 | 9.6774 | 9.7823 | 3.3247 | 4.7725e-07 | 0.00016702 | 2.6054
2000-10-06 | 44.373 | 83.1764 | 3 | 0 | 511 | 36 | 4 | 1 | 1 | 11.0933 | 0.85536 | 172.8 | 114.8975 | 1.5039 | 207.36 | 4976.6401 | 18807.8008 | 1 | 12.9032 | 12.9165 | 3.4434 | 3.6314e-07 | 0.00012709 | 2.609
2000-10-07 | 49.809 | 83.1764 | 3 | 480 | 0 | 36 | 4 | 1 | 1 | 12.4522 | 1 | 172.8 | 110.4858 | 1.564 | 207.36 | 4976.6401 | 19015.1602 | 1 | 16.129 | 16.0552 | 3.4852 | 3.2978e-07 | 0.00011542 | 2.6123
2000-10-08 | 48.524 | 83.1764 | 3 | 480 | 0 | 36 | 4 | 1 | 1 | 12.131 | 0.99464 | 172.8 | 108.373 | 1.5945 | 207.36 | 4976.6401 | 19222.5195 | 1 | 19.3548 | 19.3386 | 3.5057 | 3.1462e-07 | 0.00011011 | 2.6155
2000-10-09 | 46.947 | 83.1764 | 3 | 480 | 0 | 36 | 4 | 1 | 1 | 11.7367 | 0.98929 | 172.8 | 105.5668 | 1.6369 | 207.36 | 4976.6401 | 19429.8789 | 1 | 22.5806 | 22.5496 | 3.5328 | 2.9554e-07 | 0.00010343 | 2.6184
2000-10-10 | 48.758 | 96.117 | 3 | 480 | 0 | 36 | 3 | 1 | 1 | 16.2527 | 0.98393 | 45.36 | 25.3056 | 1.7925 | 54.432 | 1306.368 | 19484.3105 | 0 | 22.5806 | 22.5694 | 3.6326 | 2.3491e-07 | 8.2215e-05 | 2.6208
2000-10-11 | 48.384 | 96.117 | 3 | 89.8 | 0.67667 | 36 | 3 | 1 | 1 | 16.128 | 0.97857 | 45.36 | 25.2587 | 1.7958 | 54.432 | 1306.368 | 19538.7422 | 0 | 22.5806 | 22.5777 | 3.6343 | 2.3397e-07 | 8.1887e-05 | 2.6231
2000-10-12 | 51.207 | 96.117 | 3 | 0 | 1544 | 36 | 3 | 1 | 1 | 17.069 | 0.97321 | 45.36 | 26.8899 | 1.6869 | 54.432 | 1306.368 | 19593.1738 | 0 | 22.5806 | 22.553 | 3.5744 | 2.6855e-07 | 9.3988e-05 | 2.6258
2000-10-13 | 49.984 | 96.117 | 3 | 417.3 | 0.01 | 36 | 3 | 1 | 1 | 16.6613 | 0.96786 | 45.36 | 26.403 | 1.718 | 54.432 | 1306.368 | 19647.6055 | 0 | 22.5806 | 22.5169 | 3.5922 | 2.5779e-07 | 9.0223e-05 | 2.6284
2000-10-14 | 48.795 | 96.117 | 3 | 409.5 | 0.07 | 36 | 3 | 1 | 1 | 16.265 | 0.9625 | 45.36 | 25.9283 | 1.7494 | 54.432 | 1306.368 | 19702.0371 | 0 | 22.5806 | 22.5242 | 3.6096 | 2.4766e-07 | 8.6679e-05 | 2.6309
2000-10-15 | 49.03 | 96.117 | 3 | 480 | 0 | 36 | 3 | 1 | 1 | 16.3433 | 0.95714 | 45.36 | 26.2089 | 1.7307 | 54.432 | 1306.368 | 19756.4688 | 0 | 22.5806 | 22.534 | 3.5993 | 2.5361e-07 | 8.8759e-05 | 2.6334
2000-10-16 | 45.455 | 96.117 | 3 | 480 | 0 | 36 | 2 | 1 | 1 | 22.7275 | 0.95179 | 30.24 | 24.585 | 1.23 | 36.288 | 870.912 | 19792.7559 | 0 | 22.5806 | 22.5652 | 3.2326 | 5.9003e-07 | 0.00020649 | 2.6393
2000-10-17 | 50.025 | 98.7416 | 3 | 480 | 0 | 36 | 3 | 1 | 1 | 16.675 | 0.94643 | 45.36 | 27.0602 | 1.6763 | 54.432 | 1306.368 | 19847.1875 | 0 | 22.5806 | 22.5903 | 3.5683 | 2.724e-07 | 9.5336e-05 | 2.642
2000-10-18 | 49.32 | 98.7416 | 3 | 480 | 0 | 36 | 3 | 1 | 1 | 16.44 | 0.94107 | 45.36 | 26.8408 | 1.69 | 54.432 | 1306.368 | 19901.6191 | 0 | 22.5806 | 22.5745 | 3.5762 | 2.6745e-07 | 9.3602e-05 | 2.6447
2000-10-19 | 49.568 | 98.7416 | 3 | 480 | 0 | 36 | 3 | 1 | 1 | 16.5227 | 0.93571 | 45.36 | 27.1404 | 1.6713 | 54.432 | 1306.368 | 19956.0508 | 0 | 22.5806 | 22.5296 | 3.5653 | 2.7423e-07 | 9.5976e-05 | 2.6474
2000-10-20 | 48.835 | 98.7416 | 3 | 480 | 0 | 36 | 3 | 1 | 1 | 16.2783 | 0.93036 | 45.36 | 26.903 | 1.6861 | 54.432 | 1306.368 | 20010.4824 | 0 | 22.5806 | 22.4684 | 3.574 | 2.6884e-07 | 9.4091e-05 | 2.6501
2000-10-21 | 50.268 | 98.7416 | 3 | 480 | 0 | 36 | 3 | 1 | 1 | 16.756 | 0.925 | 45.36 | 27.8632 | 1.628 | 54.432 | 1306.368 | 20064.9141 | 0 | 22.5806 | 22.4228 | 3.5392 | 2.9122e-07 | 0.00010192 | 2.653
2000-10-22 | 49.612 | 98.7416 | 3 | 480 | 0 | 36 | 3 | 1 | 1 | 16.5373 | 0.91964 | 45.36 | 27.67 | 1.6393 | 54.432 | 1306.368 | 20119.3457 | 0 | 22.5806 | 22.4083 | 3.5462 | 2.8659e-07 | 0.0001003 | 2.6559
2000-10-23 | 47.471 | 98.7416 | 3 | 480 | 0 | 36 | 3 | 1 | 1 | 15.8237 | 0.91429 | 45.36 | 26.6409 | 1.7026 | 54.432 | 1306.368 | 20173.7773 | 0 | 22.5806 | 22.4102 | 3.5835 | 2.63e-07 | 9.2045e-05 | 2.6585
2000-10-24 | 50.279 | 93.6268 | 3 | 480 | 0 | 36 | 3 | 1 | 1 | 16.7597 | 0.90893 | 45.36 | 40.4853 | 1.1204 | 54.432 | 1306.368 | 20228.209 | 0 | 22.5806 | 22.3855 | 3.1195 | 7.6555e-07 | 0.00026791 | 2.6662
2000-10-25 | 50.317 | 93.6268 | 3 | 480 | 0 | 36 | 3 | 1 | 1 | 16.7723 | 0.90357 | 45.36 | 40.7711 | 1.1126 | 54.432 | 1306.368 | 20282.6406 | 0 | 22.5806 | 22.3589 | 3.1108 | 7.8107e-07 | 0.00027334 | 2.674
2000-10-26 | 47.719 | 93.6268 | 3 | 383.6 | 0.23 | 36 | 3 | 1 | 1 | 15.9063 | 0.89821 | 45.36 | 38.9108 | 1.1657 | 54.432 | 1306.368 | 20337.0723 | 0 | 22.5806 | 22.3327 | 3.1681 | 6.8442e-07 | 0.00023952 | 2.6809
2000-10-27 | 51.342 | 93.6268 | 3 | 480 | 0 | 36 | 3 | 1 | 1 | 17.114 | 0.89286 | 45.36 | 42.1315 | 1.0766 | 54.432 | 1306.368 | 20391.5039 | 0 | 22.5806 | 22.2977 | 3.0697 | 8.5848e-07 | 0.00030042 | 2.6894
2000-10-28 | 50.151 | 93.6268 | 3 | 480 | 0 | 36 | 3 | 1 | 1 | 16.717 | 0.8875 | 45.36 | 41.4176 | 1.0952 | 54.432 | 1306.368 | 20445.9355 | 0 | 22.5806 | 22.2754 | 3.0912 | 8.1713e-07 | 0.00028595 | 2.6976
2000-10-29 | 51.314 | 93.6268 | 3 | 480 | 0 | 36 | 3 | 1 | 1 | 17.1047 | 0.88214 | 45.36 | 42.6509 | 1.0635 | 54.432 | 1306.368 | 20500.3672 | 0 | 22.5806 | 22.2477 | 3.0543 | 8.896e-07 | 0.00031131 | 2.7065
2000-10-30 | 46.913 | 93.6268 | 3 | 480 | 0 | 36 | 3 | 1 | 1 | 15.6377 | 0.87679 | 45.36 | 39.2453 | 1.1558 | 54.432 | 1306.368 | 20554.7988 | 0 | 22.5806 | 22.2556 | 3.1577 | 7.0104e-07 | 0.00024534 | 2.7135
2000-10-31 | 49.502 | 93.6268 | 3 | 0 | 13.678 | 36 | 3 | 1 | 1 | 16.5007 | 0.87143 | 45.36 | 41.6807 | 1.0883 | 54.432 | 1306.368 | 20609.2305 | 0 | 22.5806 | 22.2758 | 3.0832 | 8.3217e-07 | 0.00029122 | 2.7218
2000-11-01 | 51.079 | 93.6268 | 3 | 199.3 | 0.018333 | 36 | 3 | 1 | 1 | 17.0263 | 0.86607 | 45.36 | 43.29 | 1.0478 | 54.432 | 1306.368 | 20663.6621 | 0 | 22.5806 | 22.258 | 3.0354 | 9.2913e-07 | 0.00032514 | 2.7311
2000-11-02 | 49.102 | 93.6268 | 3 | 480 | 0 | 36 | 3 | 1 | 1 | 16.3673 | 0.86071 | 45.36 | 41.8885 | 1.0829 | 54.432 | 1306.368 | 20718.0938 | 0 | 22.5806 | 22.223 | 3.077 | 8.4421e-07 | 0.00029543 | 2.7396
2000-11-03 | 50.796 | 93.6268 | 3 | 414.7 | 0.026667 | 36 | 3 | 1 | 1 | 16.932 | 0.85536 | 45.36 | 43.6205 | 1.0399 | 54.432 | 1306.368 | 20772.5254 | 0 | 19.3548 | 19.057 | 3.0257 | 9.5011e-07 | 0.00033248 | 2.7491
2000-11-04 | 51.081 | 93.6268 | 3 | 480 | 0 | 36 | 3 | 1 | 1 | 17.027 | 1 | 45.36 | 37.5338 | 1.2085 | 54.432 | 1306.368 | 20826.957 | 0 | 16.129 | 15.7886 | 3.2115 | 6.1933e-07 | 0.00021674 | 2.7553
2000-11-05 | 51.101 | 93.6268 | 3 | 362.6 | 0.14333 | 36 | 3 | 1 | 1 | 17.0337 | 0.99464 | 45.36 | 37.764 | 1.2011 | 54.432 | 1306.368 | 20881.3887 | 0 | 12.9032 | 12.5172 | 3.2042 | 6.2984e-07 | 0.00022042 | 2.7616
2000-11-06 | 45.767 | 93.6268 | 3 | 480 | 0 | 36 | 2 | 1 | 1 | 22.8835 | 0.98929 | 35.3455 | 34.2044 | 1.0334 | 42.4145 | 1017.9491 | 20923.8027 | 0 | 9.6774 | 9.4251 | 3.0177 | 9.6765e-07 | 0.00033862 | 2.7712
2000-11-07 | 52.425 | 93.6268 | 3 | 0 | 50.759 | 36 | 3 | 1 | 1 | 17.475 | 0.98393 | 45.36 | 39.1869 | 1.1575 | 54.432 | 1306.368 | 20978.2344 | 0 | 6.4516 | 6.3344 | 3.1595 | 6.9812e-07 | 0.00024431 | 2.7782
2000-11-08 | 50.461 | 93.5837 | 3 | 0 | 2958 | 36 | 3 | 1 | 1 | 16.8203 | 0.97857 | 45.36 | 38.167 | 1.1885 | 54.432 | 1306.368 | 21032.666 | 0 | 3.2258 | 3.1158 | 3.1915 | 6.486e-07 | 0.00022698 | 2.7847
2000-11-09 | 51.972 | 93.5837 | 3 | 0 | 50.759 | 36 | 3 | 1 | 1 | 17.324 | 0.97321 | 45.36 | 39.54 | 1.1472 | 54.432 | 1306.368 | 21087.0977 | 0 | 0 | 0 | 3.1486 | 7.1596e-07 | 0.00025055 | 2.7919
2000-11-10 | 50.963 | 93.5837 | 3 | 108.9 | 1.0333 | 36 | 3 | 1 | 1 | 16.9877 | 0.96786 | 45.36 | 39.0006 | 1.1631 | 54.432 | 1306.368 | 21141.5293 | 0 | 0 | 0 | 3.1653 | 6.8885e-07 | 0.00024107 | 2.7988
2000-11-11 | 49.719 | 93.5837 | 3 | 480 | 0 | 36 | 3 | 1 | 1 | 16.573 | 0.9625 | 45.36 | 38.2736 | 1.1852 | 54.432 | 1306.368 | 21195.9609 | 0 | 0 | 0 | 3.1881 | 6.5364e-07 | 0.00022875 | 2.8053
2000-11-12 | 49.927 | 93.5837 | 3 | 480 | 0 | 36 | 3 | 1 | 1 | 16.6423 | 0.95714 | 45.36 | 38.6622 | 1.1732 | 54.432 | 1306.368 | 21250.3926 | 0 | 0 | 0 | 3.1759 | 6.7227e-07 | 0.00023527 | 2.812
2000-11-13 | 48.691 | 93.5837 | 3 | 480 | 0 | 36 | 3 | 1 | 1 | 16.2303 | 0.95179 | 45.36 | 37.9304 | 1.1959 | 54.432 | 1306.368 | 21304.8242 | 0 | 0 | 0 | 3.199 | 6.3753e-07 | 0.00022311 | 2.8184
2000-11-14 | 50.804 | 91.4745 | 3 | 480 | 0 | 36 | 3 | 1 | 1 | 16.9347 | 0.94643 | 53.0182 | 52.6051 | 1.0079 | 63.6218 | 1526.9237 | 21368.4453 | 0 | 0 | 0 | 2.9855 | 1.0422e-06 | 0.00036472 | 2.8288
2000-11-15 | 49.877 | 91.4745 | 3 | 480 | 0 | 36 | 3 | 1 | 1 | 16.6257 | 0.94107 | 53.0182 | 51.957 | 1.0204 | 63.6218 | 1526.9237 | 21432.0664 | 0 | 0 | 0 | 3.0015 | 1.0046e-06 | 0.00035154 | 2.8389
2000-11-16 | 52.977 | 91.4745 | 3 | 480 | 0 | 36 | 3 | 1 | 1 | 17.659 | 0.93571 | 56.8473 | 55.5212 | 1.0239 | 68.2167 | 1637.2014 | 21500.2832 | 0 | 0 | 0 | 3.0058 | 9.9455e-07 | 0.00034803 | 2.8488
2000-11-17 | 48.929 | 91.4745 | 3 | 480 | 0 | 36 | 3 | 1 | 1 | 16.3097 | 0.93036 | 53.0182 | 51.5916 | 1.0277 | 63.6218 | 1526.9237 | 21563.9043 | 0 | 0 | 0 | 3.0106 | 9.838e-07 | 0.00034427 | 2.8586
2000-11-18 | 51.895 | 91.4745 | 3 | 480 | 0 | 36 | 3 | 1 | 1 | 17.2983 | 0.925 | 56.8473 | 55.0546 | 1.0326 | 68.2167 | 1637.2014 | 21632.1211 | 0 | 0 | 0 | 3.0167 | 9.7006e-07 | 0.00033946 | 2.8683
2000-11-19 | 50.199 | 91.4745 | 3 | 190.6 | 0.04 | 36 | 3 | 1 | 1 | 16.733 | 0.91964 | 55.5709 | 53.5837 | 1.0371 | 66.6851 | 1600.4424 | 21698.8066 | 0 | 0 | 0 | 3.0203 | 9.6194e-07 | 0.00033662 | 2.878
2000-11-20 | 46.999 | 91.4745 | 3 | 480 | 0 | 36 | 3 | 1 | 1 | 15.6663 | 0.91429 | 53.0182 | 50.4789 | 1.0503 | 63.6218 | 1526.9237 | 21762.4277 | 0 | 0 | 0 | 3.0384 | 9.2268e-07 | 0.00032289 | 2.8872
2000-11-21 | 51.888 | 93.1322 | 3 | 415.5 | 0.19833 | 36 | 3 | 1 | 1 | 17.296 | 0.90893 | 47.9127 | 45.1587 | 1.061 | 57.4953 | 1379.8866 | 21819.9238 | 0 | 0 | 0 | 3.0484 | 9.0162e-07 | 0.00031552 | 2.8962
2000-11-22 | 49.897 | 93.1322 | 3 | 480 | 0 | 36 | 3 | 1 | 1 | 16.6323 | 0.90357 | 45.36 | 43.698 | 1.038 | 54.432 | 1306.368 | 21874.3555 | 0 | 0 | 0 | 3.0234 | 9.5507e-07 | 0.00033422 | 2.9058
2000-11-23 | 51.459 | 93.1322 | 3 | 480 | 0 | 36 | 3 | 1 | 1 | 17.153 | 0.89821 | 47.9127 | 45.3499 | 1.0565 | 57.4953 | 1379.8866 | 21931.8516 | 0 | 0 | 0 | 3.0431 | 9.1283e-07 | 0.00031944 | 2.9149
2000-11-24 | 51.875 | 93.1322 | 3 | 480 | 0 | 36 | 3 | 1 | 1 | 17.2917 | 0.89286 | 49.1891 | 46.0061 | 1.0692 | 59.0269 | 1416.6458 | 21990.8789 | 0 | 0 | 0 | 3.061 | 8.7592e-07 | 0.00030653 | 2.9236
2000-11-25 | 51.407 | 93.1322 | 3 | 480 | 0 | 36 | 3 | 1 | 1 | 17.1357 | 0.8875 | 49.1891 | 45.8815 | 1.0721 | 59.0269 | 1416.6458 | 22049.9062 | 0 | 0 | 0 | 3.0644 | 8.6904e-07 | 0.00030412 | 2.9323
2000-11-26 | 48.986 | 93.1322 | 3 | 358.3 | 0.051667 | 36 | 3 | 1 | 1 | 16.3287 | 0.88214 | 45.36 | 44.0008 | 1.0309 | 54.432 | 1306.368 | 22104.3379 | 0 | 0 | 0 | 3.0146 | 9.7469e-07 | 0.00034108 | 2.9421
2000-11-27 | 46.122 | 93.1322 | 3 | 338.7 | 0.17167 | 36 | 3 | 1 | 1 | 15.374 | 0.87679 | 45.36 | 41.6951 | 1.0879 | 54.432 | 1306.368 | 22158.7695 | 0 | 0 | 0 | 3.0828 | 8.3298e-07 | 0.0002915 | 2.9504
2000-11-28 | 50.934 | 94.3192 | 3 | 480 | 0 | 36 | 3 | 1 | 1 | 16.978 | 0.87143 | 45.36 | 39.2403 | 1.156 | 54.432 | 1306.368 | 22213.2012 | 0 | 0 | 0 | 3.1579 | 7.0077e-07 | 0.00024524 | 2.9574
2000-11-29 | 51.345 | 94.3192 | 3 | 480 | 0 | 36 | 3 | 1 | 1 | 17.115 | 0.86607 | 45.36 | 39.8147 | 1.1393 | 54.432 | 1306.368 | 22267.6328 | 0 | 0 | 0 | 3.1401 | 7.3007e-07 | 0.00025549 | 2.9647
2000-11-30 | 49.312 | 94.3192 | 3 | 405.8 | 3.8 | 36 | 3 | 1 | 1 | 16.4373 | 0.86071 | 45.36 | 38.4888 | 1.1785 | 54.432 | 1306.368 | 22322.0645 | 0 | 0 | 0 | 3.1814 | 6.6389e-07 | 0.00023233 | 2.9714
2000-12-01 | 51.777 | 94.3192 | 3 | 480 | 0 | 36 | 3 | 1 | 1 | 17.259 | 0.85536 | 45.36 | 40.6791 | 1.1151 | 54.432 | 1306.368 | 22376.4961 | 0 | 0 | 0 | 3.1136 | 7.7602e-07 | 0.00027157 | 2.9791
2000-12-02 | 51.006 | 94.3192 | 3 | 480 | 0 | 36 | 3 | 1 | 1 | 17.002 | 1 | 45.36 | 34.2882 | 1.3229 | 54.432 | 1306.368 | 22430.9277 | 0 | 0 | 0 | 3.317 | 4.8575e-07 | 0.00017 | 2.984
2000-12-03 | 50.268 | 94.3192 | 3 | 480 | 0 | 36 | 3 | 1 | 1 | 16.756 | 0.99464 | 45.36 | 33.9851 | 1.3347 | 54.432 | 1306.368 | 22485.3594 | 0 | 0 | 0 | 3.3271 | 4.746e-07 | 0.0001661 | 2.9887
2000-12-04 | 47.521 | 94.3192 | 3 | 410.8 | 0.033333 | 36 | 3 | 1 | 1 | 15.8403 | 0.98929 | 45.36 | 32.3123 | 1.4038 | 54.432 | 1306.368 | 22539.791 | 0 | 0 | 0 | 3.3835 | 4.1684e-07 | 0.00014588 | 2.9929
2000-12-05 | 51.673 | 93.994 | 3 | 480 | 0 | 36 | 3 | 1 | 1 | 17.2243 | 0.98393 | 45.36 | 37.0258 | 1.2251 | 54.432 | 1306.368 | 22594.2227 | 0 | 0 | 0 | 3.2278 | 5.9661e-07 | 0.00020879 | 2.9989
2000-12-06 | 52.287 | 93.994 | 3 | 480 | 0 | 36 | 3 | 1 | 1 | 17.429 | 0.97857 | 45.36 | 37.6829 | 1.2037 | 54.432 | 1306.368 | 22648.6543 | 0 | 0 | 0 | 3.2068 | 6.2611e-07 | 0.00021911 | 3.0051
2000-12-07 | 50.443 | 93.994 | 3 | 82.1 | 0.06 | 36 | 3 | 1 | 1 | 16.8143 | 0.97321 | 45.36 | 36.5658 | 1.2405 | 54.432 | 1306.368 | 22703.0859 | 0 | 0 | 0 | 3.2425 | 5.7665e-07 | 0.00020181 | 3.0109
2000-12-08 | 50.668 | 93.994 | 3 | 480 | 0 | 36 | 3 | 1 | 1 | 16.8893 | 0.96786 | 45.36 | 36.944 | 1.2278 | 54.432 | 1306.368 | 22757.5176 | 0 | 0 | 0 | 3.2304 | 5.9302e-07 | 0.00020754 | 3.0168
2000-12-09 | 51.556 | 93.994 | 3 | 480 | 0 | 36 | 3 | 1 | 1 | 17.1853 | 0.9625 | 45.36 | 37.8127 | 1.1996 | 54.432 | 1306.368 | 22811.9492 | 0 | 0 | 0 | 3.2027 | 6.3207e-07 | 0.0002212 | 3.0231
2000-12-10 | 49.967 | 93.994 | 3 | 480 | 0 | 36 | 3 | 1 | 1 | 16.6557 | 0.95714 | 45.36 | 36.8641 | 1.2305 | 54.432 | 1306.368 | 22866.3809 | 0 | 0 | 0 | 3.233 | 5.8953e-07 | 0.00020632 | 3.029
2000-12-11 | 47.506 | 93.994 | 3 | 480 | 0 | 36 | 3 | 1 | 1 | 15.8353 | 0.95179 | 45.36 | 35.2569 | 1.2866 | 54.432 | 1306.368 | 22920.8125 | 0 | 0 | 0 | 3.2851 | 5.2284e-07 | 0.00018298 | 3.0343
2000-12-12 | 50.288 | 94.1022 | 3 | 480 | 0 | 36 | 3 | 1 | 1 | 16.7627 | 0.94643 | 45.36 | 36.9695 | 1.227 | 54.432 | 1306.368 | 22975.2441 | 0 | 0 | 0 | 3.2296 | 5.9414e-07 | 0.00020793 | 3.0402
2000-12-13 | 50.194 | 94.1022 | 3 | 480 | 0 | 36 | 3 | 1 | 1 | 16.7313 | 0.94107 | 45.36 | 37.1221 | 1.2219 | 54.432 | 1306.368 | 23029.6758 | 0 | 0 | 0 | 3.2247 | 6.0086e-07 | 0.00021028 | 3.0462
2000-12-14 | 49.727 | 94.1022 | 3 | 480 | 0 | 36 | 3 | 1 | 1 | 16.5757 | 0.93571 | 45.36 | 36.9989 | 1.226 | 54.432 | 1306.368 | 23084.1074 | 0 | 0 | 0 | 3.2286 | 5.9543e-07 | 0.00020838 | 3.0522
2000-12-15 | 49.399 | 94.1022 | 3 | 416.9 | 0.016667 | 36 | 3 | 1 | 1 | 16.4663 | 0.93036 | 45.36 | 36.9781 | 1.2267 | 54.432 | 1306.368 | 23138.5391 | 0 | 0 | 0 | 3.2293 | 5.9451e-07 | 0.00020806 | 3.0581
2000-12-16 | 48.656 | 94.1022 | 3 | 480 | 0 | 36 | 3 | 1 | 1 | 16.2187 | 0.925 | 45.36 | 36.6443 | 1.2378 | 54.432 | 1306.368 | 23192.9707 | 0 | 0 | 0 | 3.24 | 5.8001e-07 | 0.00020298 | 3.0639
2000-12-17 | 48.775 | 94.1022 | 3 | 480 | 0 | 36 | 3 | 1 | 1 | 16.2583 | 0.91964 | 45.36 | 36.9594 | 1.2273 | 54.432 | 1306.368 | 23247.4023 | 0 | 0 | 0 | 3.2299 | 5.9369e-07 | 0.00020777 | 3.0698
2000-12-18 | 45.746 | 94.1022 | 3 | 480 | 0 | 36 | 2 | 1 | 1 | 22.873 | 0.91429 | 35.3455 | 35.0503 | 1.0084 | 42.4145 | 1017.9491 | 23289.8164 | 0 | 0 | 0 | 2.9863 | 1.0403e-06 | 0.00036403 | 3.0802
2000-12-19 | 48.839 | 95.9401 | 3 | 480 | 0 | 36 | 3 | 1 | 1 | 16.2797 | 0.90893 | 45.36 | 28.3705 | 1.5988 | 54.432 | 1306.368 | 23344.248 | 0 | 0 | 0 | 3.5211 | 3.0366e-07 | 0.00010628 | 3.0833
2000-12-20 | 41.884 | 95.9401 | 3 | 480 | 0 | 36 | 2 | 1 | 1 | 20.942 | 0.90357 | 30.24 | 24.6051 | 1.229 | 36.288 | 870.912 | 23380.5352 | 0 | 0 | 0 | 3.2316 | 5.9134e-07 | 0.00020695 | 3.0892
2000-12-21 | 50.259 | 95.9401 | 3 | 480 | 0 | 36 | 3 | 1 | 1 | 16.753 | 0.89821 | 45.36 | 29.5586 | 1.5346 | 54.432 | 1306.368 | 23434.9668 | 0 | 0 | 0 | 3.4789 | 3.3462e-07 | 0.00011711 | 3.0925
2000-12-22 | 46.302 | 95.9401 | 3 | 480 | 0 | 36 | 3 | 1 | 1 | 15.434 | 0.89286 | 45.36 | 27.4032 | 1.6553 | 54.432 | 1306.368 | 23489.3984 | 0 | 0 | 0 | 3.5558 | 2.803e-07 | 9.8098e-05 | 3.0953
2000-12-23 | 49.985 | 95.9401 | 3 | 0 | 1298 | 36 | 3 | 1 | 1 | 16.6617 | 0.8875 | 45.36 | 29.7706 | 1.5237 | 54.432 | 1306.368 | 23543.8301 | 0 | 0 | 0 | 3.4714 | 3.4042e-07 | 0.00011914 | 3.0987
2000-12-24 | 49.174 | 95.9401 | 3 | 480 | 0 | 36 | 3 | 1 | 1 | 16.3913 | 0.88214 | 45.36 | 29.4744 | 1.539 | 54.432 | 1306.368 | 23598.2617 | 0 | 0 | 0 | 3.4819 | 3.3234e-07 | 0.00011631 | 3.1021
2000-12-25 | 49.725 | 95.9401 | 3 | 480 | 0 | 36 | 3 | 1 | 1 | 16.575 | 0.87679 | 45.36 | 29.9959 | 1.5122 | 54.432 | 1306.368 | 23652.6934 | 0 | 0 | 0 | 3.4635 | 3.4668e-07 | 0.00012133 | 3.1055
2000-12-26 | 50.219 | 93.0465 | 3 | 480 | 0 | 36 | 3 | 1 | 1 | 16.7397 | 0.87143 | 49.1891 | 46.6268 | 1.055 | 59.0269 | 1416.6458 | 23711.7207 | 0 | 0 | 0 | 3.044 | 9.1081e-07 | 0.00031873 | 3.1146
2000-12-27 | 49.671 | 93.0465 | 3 | 480 | 0 | 36 | 3 | 1 | 1 | 16.557 | 0.86607 | 49.1891 | 46.4174 | 1.0597 | 59.0269 | 1416.6458 | 23770.748 | 0 | 0 | 0 | 3.0497 | 8.9891e-07 | 0.00031457 | 3.1236
2000-12-28 | 48.431 | 93.0465 | 3 | 480 | 0 | 36 | 3 | 1 | 1 | 16.1437 | 0.86071 | 47.9127 | 45.554 | 1.0518 | 57.4953 | 1379.8866 | 23828.2441 | 0 | 0 | 0 | 3.0373 | 9.2505e-07 | 0.00032372 | 3.1329
2000-12-29 | 53.117 | 93.0465 | 3 | 480 | 0 | 36 | 3 | 1 | 1 | 17.7057 | 0.85536 | 53.0182 | 50.2897 | 1.0543 | 63.6218 | 1526.9237 | 23891.8652 | 0 | 0 | 0 | 3.0432 | 9.1257e-07 | 0.00031935 | 3.142
2000-12-30 | 38.928 | 93.0465 | 3 | 480 | 0 | 36 | 2 | 1 | 1 | 19.464 | 1 | 32.7927 | 31.6918 | 1.0347 | 39.3513 | 944.4307 | 23931.2168 | 0 | 0 | 0 | 3.0194 | 9.6386e-07 | 0.00033729 | 3.1517
2000-12-31 | 34.003 | 93.0465 | 3 | 0 | 26.412 | 36 | 2 | 1 | 1 | 17.0015 | 0.99464 | 30.24 | 27.8393 | 1.0862 | 36.288 | 870.912 | 23967.5039 | 0 | 0 | 0 | 3.081 | 8.3651e-07 | 0.00029274 | 3.16
2001-01-01 | 35.255 | 93.0465 | 3 | 480 | 0 | 36 | 2 | 1 | 1 | 17.6275 | 0.98929 | 30.24 | 29.0289 | 1.0417 | 36.288 | 870.912 | 24003.791 | 0 | 0 | 0 | 3.028 | 9.4498e-07 | 0.00033069 | 3.1695
2001-01-02 | 31.332 | 91.9602 | 3 | 283.9 | 0.031667 | 36 | 2 | 1 | 1 | 15.666 | 0.98393 | 30.24 | 29.9407 | 1.01 | 36.288 | 870.912 | 24040.0781 | 0 | 0 | 0 | 2.9883 | 1.0355e-06 | 0.00036234 | 3.1798
2001-01-03 | 20.454 | 91.9602 | 3 | 32.6 | 0.063333 | 36 | 1 | 1 | 1 | 20.454 | 0.97857 | 20.2255 | 19.6583 | 1.0289 | 24.2705 | 582.4931 | 24064.3496 | 0 | 0 | 0 | 3.0121 | 9.8022e-07 | 0.00034302 | 3.1896
2001-01-04 | 11.677 | 91.9602 | 3 | 480 | 0 | 36 | 1 | 1 | 1 | 11.677 | 0.97321 | 15.12 | 11.2877 | 1.3395 | 18.144 | 435.456 | 24082.4941 | 0 | 0 | 0 | 3.3313 | 4.701e-07 | 0.00016452 | 3.1943
2001-01-05 | 24.266 | 91.9602 | 3 | 480 | 0 | 36 | 2 | 1 | 1 | 12.133 | 0.96786 | 30.24 | 23.5869 | 1.2821 | 36.288 | 870.912 | 24118.7812 | 0 | 0 | 0 | 3.2811 | 5.2765e-07 | 0.00018466 | 3.1996
2001-01-06 | 35.009 | 91.9602 | 3 | 480 | 0 | 36 | 2 | 1 | 1 | 17.5045 | 0.9625 | 35.3455 | 34.2282 | 1.0326 | 42.4145 | 1017.9491 | 24161.1953 | 0 | 0 | 0 | 3.0168 | 9.6964e-07 | 0.00033932 | 3.2093
2001-01-07 | 34.849 | 91.9602 | 3 | 480 | 0 | 36 | 2 | 1 | 1 | 17.4245 | 0.95714 | 35.3455 | 34.2721 | 1.0313 | 42.4145 | 1017.9491 | 24203.6094 | 0 | 0 | 0 | 3.0152 | 9.7332e-07 | 0.0003406 | 3.219
2001-01-08 | 38.701 | 91.9602 | 3 | 233.8 | 0.026667 | 36 | 2 | 1 | 1 | 19.3505 | 0.95179 | 40.4509 | 38.2853 | 1.0566 | 48.5411 | 1164.9862 | 24252.1504 | 0 | 0 | 0 | 3.046 | 9.066e-07 | 0.00031726 | 3.2281
2001-01-09 | 41.024 | 94.7109 | 3 | 480 | 0 | 36 | 2 | 1 | 1 | 20.512 | 0.94643 | 30.24 | 27.9589 | 1.0816 | 36.288 | 870.912 | 24288.4375 | 0 | 0 | 0 | 3.0756 | 8.4695e-07 | 0.00029639 | 3.2366
2001-01-10 | 44.499 | 94.7109 | 3 | 480 | 0 | 36 | 2 | 1 | 1 | 22.2495 | 0.94107 | 32.7927 | 30.5084 | 1.0749 | 39.3513 | 944.4307 | 24327.7891 | 0 | 0 | 0 | 3.0678 | 8.6236e-07 | 0.00030178 | 3.2452
2001-01-11 | 40.897 | 94.7109 | 3 | 480 | 0 | 36 | 2 | 1 | 1 | 20.4485 | 0.93571 | 30.24 | 28.2073 | 1.0721 | 36.288 | 870.912 | 24364.0762 | 0 | 0 | 0 | 3.0645 | 8.6894e-07 | 0.00030408 | 3.2539
2001-01-12 | 47.863 | 94.7109 | 3 | 480 | 0 | 36 | 3 | 1 | 1 | 15.9543 | 0.93036 | 45.36 | 33.0095 | 1.3741 | 54.432 | 1306.368 | 24418.5078 | 0 | 0 | 0 | 3.3598 | 4.4018e-07 | 0.00015405 | 3.2583
2001-01-13 | 49.692 | 94.7109 | 3 | 480 | 0 | 36 | 3 | 1 | 1 | 16.564 | 0.925 | 45.36 | 34.4795 | 1.3156 | 54.432 | 1306.368 | 24472.9395 | 0 | 0 | 0 | 3.3107 | 4.9293e-07 | 0.00017251 | 3.2632
2001-01-14 | 48.735 | 94.7109 | 3 | 404 | 0.068333 | 36 | 3 | 1 | 1 | 16.245 | 0.91964 | 45.36 | 34.0224 | 1.3332 | 54.432 | 1306.368 | 24527.3711 | 0 | 0 | 0 | 3.3259 | 4.7599e-07 | 0.00016658 | 3.268
2001-01-15 | 45.758 | 94.7109 | 3 | 480 | 0 | 36 | 2 | 1 | 1 | 22.879 | 0.91429 | 32.7927 | 32.3354 | 1.0141 | 39.3513 | 944.4307 | 24566.7227 | 0 | 0 | 0 | 2.9936 | 1.0229e-06 | 0.00035796 | 3.2782
2001-01-16 | 49.118 | 91.9814 | 3 | 480 | 0 | 36 | 3 | 1 | 1 | 16.3727 | 0.90893 | 53.0182 | 50.545 | 1.0489 | 63.6218 | 1526.9237 | 24630.3438 | 0 | 0 | 0 | 3.0367 | 9.2628e-07 | 0.00032415 | 3.2875
2001-01-17 | 44.676 | 91.9814 | 3 | 227.3 | 0.20167 | 36 | 2 | 1 | 1 | 22.338 | 0.90357 | 48.1091 | 46.5436 | 1.0336 | 57.7309 | 1385.542 | 24688.0742 | 0 | 0 | 0 | 3.0181 | 9.669e-07 | 0.00033836 | 3.2971
2001-01-18 | 48.076 | 91.9814 | 3 | 480 | 0 | 36 | 3 | 1 | 1 | 16.0253 | 0.89821 | 53.0182 | 50.0866 | 1.0585 | 63.6218 | 1526.9237 | 24751.6953 | 0 | 0 | 0 | 3.0483 | 9.0193e-07 | 0.00031562 | 3.3061
2001-01-19 | 42.259 | 91.9814 | 3 | 480 | 0 | 36 | 2 | 1 | 1 | 21.1295 | 0.89286 | 45.5564 | 44.5782 | 1.0219 | 54.6676 | 1312.0234 | 24806.3633 | 0 | 0 | 0 | 3.0035 | 9.9994e-07 | 0.00034992 | 3.3161
2001-01-20 | 45.51 | 91.9814 | 3 | 0 | 5.044 | 36 | 2 | 1 | 1 | 22.755 | 0.8875 | 50.6618 | 48.3105 | 1.0487 | 60.7942 | 1459.0604 | 24867.1582 | 0 | 0 | 0 | 3.0365 | 9.2671e-07 | 0.0003243 | 3.3254
2001-01-21 | 48.661 | 91.9814 | 3 | 480 | 0 | 36 | 3 | 1 | 1 | 16.2203 | 0.88214 | 53.0182 | 51.6535 | 1.0264 | 63.6218 | 1526.9237 | 24930.7793 | 0 | 0 | 0 | 3.009 | 9.8737e-07 | 0.00034552 | 3.3353
2001-01-22 | 49.189 | 91.9814 | 3 | 480 | 0 | 36 | 3 | 1 | 1 | 16.3963 | 0.87679 | 53.0182 | 52.5481 | 1.0089 | 63.6218 | 1526.9237 | 24994.4004 | 0 | 0 | 0 | 2.9869 | 1.039e-06 | 0.00036357 | 3.3457
2001-01-23 | 45.214 | 97.3419 | 3 | 480 | 0 | 36 | 2 | 1 | 1 | 22.607 | 0.87143 | 30.24 | 27.5308 | 1.0984 | 36.288 | 870.912 | 25030.6875 | 0 | 0 | 0 | 3.0949 | 8.1008e-07 | 0.00028349 | 3.3538
2001-01-24 | 44.086 | 97.3419 | 3 | 480 | 0 | 36 | 2 | 1 | 1 | 22.043 | 0.86607 | 30.24 | 27.0173 | 1.1193 | 36.288 | 870.912 | 25066.9746 | 0 | 0 | 0 | 3.1183 | 7.6758e-07 | 0.00026862 | 3.3615
2001-01-25 | 44.763 | 97.3419 | 3 | 480 | 0 | 36 | 2 | 1 | 1 | 22.3815 | 0.86071 | 30.24 | 27.6103 | 1.0952 | 36.288 | 870.912 | 25103.2617 | 0 | 0 | 0 | 3.0913 | 8.1683e-07 | 0.00028585 | 3.3696
2001-01-26 | 44.099 | 97.3419 | 3 | 480 | 0 | 36 | 2 | 1 | 1 | 22.0495 | 0.85536 | 30.24 | 27.3785 | 1.1045 | 36.288 | 870.912 | 25139.5488 | 0 | 0 | 0 | 3.1018 | 7.9728e-07 | 0.00027901 | 3.3776
2001-01-27 | 44.099 | 97.3419 | 3 | 480 | 0 | 36 | 2 | 1 | 1 | 22.0495 | 1 | 30.24 | 23.4246 | 1.2909 | 36.288 | 870.912 | 25175.8359 | 0 | 0 | 0 | 3.2891 | 5.1805e-07 | 0.0001813 | 3.3828
2001-01-28 | 43.738 | 97.3419 | 3 | 480 | 0 | 36 | 2 | 1 | 1 | 21.869 | 0.99464 | 30.24 | 23.3642 | 1.2943 | 36.288 | 870.912 | 25212.123 | 0 | 0 | 0 | 3.2921 | 5.1451e-07 | 0.00018006 | 3.3879
2001-01-29 | 37.506 | 97.3419 | 3 | 480 | 0 | 36 | 2 | 1 | 1 | 18.753 | 0.98929 | 30.24 | 20.149 | 1.5008 | 36.288 | 870.912 | 25248.4102 | 0 | 0 | 0 | 3.4556 | 3.5305e-07 | 0.00012356 | 3.3915
2001-01-30 | 44.698 | 97.3419 | 3 | 480 | 0 | 36 | 2 | 1 | 1 | 22.349 | 0.98393 | 30.24 | 24.1499 | 1.2522 | 36.288 | 870.912 | 25284.6973 | 0 | 0 | 0 | 3.2536 | 5.6213e-07 | 0.00019673 | 3.3971
2001-01-31 | 43.161 | 97.3419 | 3 | 480 | 0 | 36 | 2 | 1 | 1 | 21.5805 | 0.97857 | 30.24 | 23.4533 | 1.2894 | 36.288 | 870.912 | 25320.9844 | 0 | 0 | 0 | 3.2877 | 5.1974e-07 | 0.00018189 | 3.4023
2001-02-01 | 43.349 | 97.3419 | 3 | 480 | 0 | 36 | 2 | 1 | 1 | 21.6745 | 0.97321 | 30.24 | 23.6914 | 1.2764 | 36.288 | 870.912 | 25357.2715 | 0 | 0 | 0 | 3.276 | 5.3392e-07 | 0.00018685 | 3.4076
2001-02-02 | 43.413 | 97.3419 | 3 | 480 | 0 | 36 | 2 | 1 | 1 | 21.7065 | 0.96786 | 30.24 | 23.864 | 1.2672 | 36.288 | 870.912 | 25393.5586 | 0 | 0 | 0 | 3.2675 | 5.444e-07 | 0.00019052 | 3.4131
2001-02-03 | 43.76 | 97.3419 | 3 | 400.7 | 0.018333 | 36 | 2 | 1 | 1 | 21.88 | 0.9625 | 30.24 | 24.195 | 1.2498 | 36.288 | 870.912 | 25429.8457 | 0 | 0 | 0 | 3.2514 | 5.6497e-07 | 0.00019772 | 3.4187
2001-02-04 | 42.389 | 97.3419 | 3 | 480 | 0 | 36 | 2 | 1 | 1 | 21.1945 | 0.95714 | 30.24 | 23.5743 | 1.2828 | 36.288 | 870.912 | 25466.1328 | 0 | 0 | 0 | 3.2817 | 5.269e-07 | 0.0001844 | 3.424
2001-02-05 | 39.325 | 97.3419 | 3 | 169.1 | 0.091667 | 36 | 2 | 1 | 1 | 19.6625 | 0.95179 | 30.24 | 21.9991 | 1.3746 | 36.288 | 870.912 | 25502.4199 | 0 | 0 | 0 | 3.3603 | 4.3972e-07 | 0.00015389 | 3.4284
2001-02-06 | 42.399 | 97.3419 | 3 | 480 | 0 | 36 | 2 | 1 | 1 | 21.1995 | 0.94643 | 30.24 | 23.8592 | 1.2674 | 36.288 | 870.912 | 25538.707 | 0 | 0 | 0 | 3.2678 | 5.4411e-07 | 0.00019042 | 3.4338
2001-02-07 | 41.723 | 97.3419 | 3 | 480 | 0 | 36 | 2 | 1 | 1 | 20.8615 | 0.94107 | 30.24 | 23.6186 | 1.2803 | 36.288 | 870.912 | 25574.9941 | 0 | 0 | 0 | 3.2796 | 5.2955e-07 | 0.00018533 | 3.4391
2001-02-08 | 37.876 | 97.3419 | 3 | 480 | 0 | 36 | 2 | 1 | 1 | 18.938 | 0.93571 | 30.24 | 21.5693 | 1.402 | 36.288 | 870.912 | 25611.2812 | 0 | 0 | 0 | 3.3821 | 4.1814e-07 | 0.00014634 | 3.4433
2001-02-09 | 27.463 | 97.3419 | 3 | 480 | 0 | 36 | 2 | 1 | 1 | 13.7315 | 0.93036 | 30.24 | 15.7335 | 1.922 | 36.288 | 870.912 | 25647.5684 | 0 | 0 | 0 | 3.6963 | 2.0284e-07 | 7.0991e-05 | 3.4453
2001-02-10 | 19.047 | 97.3419 | 3 | 480 | 0 | 36 | 1 | 1 | 1 | 19.047 | 0.925 | 15.12 | 10.9809 | 1.3769 | 18.144 | 435.456 | 25665.7129 | 0 | 0 | 0 | 3.3622 | 4.378e-07 | 0.00015322 | 3.4497
2001-02-11 | 16.028 | 97.3419 | 3 | 480 | 0 | 36 | 1 | 1 | 1 | 16.028 | 0.91964 | 15.12 | 9.2966 | 1.6264 | 18.144 | 435.456 | 25683.8574 | 0 | 0 | 0 | 3.5384 | 2.9181e-07 | 0.00010213 | 3.4526
2001-02-12 | 0 | 97.3419 | 3 | 408.9 | 0.011667 |  | 0 | 0 | 0 | 0 | 0.91429 | 15.12 | 9.2966 |  | 18.144 | 435.456 | 25683.8574 | 0 | 0 | 0 | 3.5384 | 2.9181e-07 | 0.00010213 | 3.4526
2001-02-13 | 0 | 97.3419 | 3 | 480 | 0 |  | 0 | 0 | 0 | 0 | 0.90893 | 15.12 | 9.2966 |  | 18.144 | 435.456 | 25683.8574 | 0 | 0 | 0 | 3.5384 | 2.9181e-07 | 0.00010213 | 3.4526
2001-02-14 | 0 | 97.3419 | 3 | 480 | 0 |  | 0 | 0 | 0 | 0 | 0.90357 | 15.12 | 9.2966 |  | 18.144 | 435.456 | 25683.8574 | 0 | 0 | 0 | 3.5384 | 2.9181e-07 | 0.00010213 | 3.4526
2001-02-15 | 0 | 97.3419 | 3 | 480 | 0 |  | 0 | 0 | 0 | 0 | 0.89821 | 15.12 | 9.2966 |  | 18.144 | 435.456 | 25683.8574 | 0 | 0 | 0 | 3.5384 | 2.9181e-07 | 0.00010213 | 3.4526
2001-02-16 | 19.531 | 97.3419 | 3 | 189.3 | 0.081667 | 36 | 1 | 1 | 1 | 19.531 | 0.89286 | 15.12 | 11.6712 | 1.2955 | 18.144 | 435.456 | 25702.002 | 0 | 0 | 0 | 3.2931 | 5.1324e-07 | 0.00017962 | 3.4577
2001-02-17 | 32.988 | 97.3419 | 3 | 374.7 | 4.03 | 36 | 2 | 1 | 1 | 16.494 | 0.8875 | 30.24 | 19.8241 | 1.5254 | 36.288 | 870.912 | 25738.2891 | 0 | 0 | 0 | 3.4727 | 3.3943e-07 | 0.00011879 | 3.4611
2001-02-18 | 33.498 | 97.3419 | 3 | 480 | 0 | 36 | 2 | 1 | 1 | 16.749 | 0.88214 | 30.24 | 20.258 | 1.4927 | 36.288 | 870.912 | 25774.5762 | 0 | 0 | 0 | 3.4499 | 3.5772e-07 | 0.00012519 | 3.4647
2001-02-19 | 35.261 | 97.3419 | 3 | 480 | 0 | 36 | 2 | 1 | 1 | 17.6305 | 0.87679 | 30.24 | 21.46 | 1.4091 | 36.288 | 870.912 | 25810.8633 | 0 | 0 | 0 | 3.3877 | 4.128e-07 | 0.00014447 | 3.4688
2001-02-20 | 35.208 | 92.0874 | 3 | 270 | 0.046667 | 36 | 2 | 1 | 1 | 17.604 | 0.87143 | 37.8982 | 37.8002 | 1.0026 | 45.4778 | 1091.4677 | 25856.3418 | 0 | 0 | 0 | 2.9788 | 1.0584e-06 | 0.00037037 | 3.4794
2001-02-21 | 39.058 | 92.0874 | 3 | 480 | 0 | 36 | 2 | 1 | 1 | 19.529 | 0.86607 | 43.0036 | 42.2038 | 1.019 | 51.6044 | 1238.5048 | 25907.9453 | 0 | 0 | 0 | 2.9997 | 1.0087e-06 | 0.00035297 | 3.4895
2001-02-22 | 36.194 | 92.0874 | 3 | 480 | 0 | 36 | 2 | 1 | 1 | 18.097 | 0.86071 | 40.4509 | 39.3626 | 1.0276 | 48.5411 | 1164.9862 | 25956.4863 | 0 | 0 | 0 | 3.0106 | 9.8361e-07 | 0.0003442 | 3.4994
2001-02-23 | 36.716 | 92.0874 | 3 | 480 | 0 | 36 | 2 | 1 | 1 | 18.358 | 0.85536 | 40.4509 | 40.1905 | 1.0065 | 48.5411 | 1164.9862 | 26005.0273 | 0 | 0 | 0 | 2.9838 | 1.0463e-06 | 0.00036612 | 3.5098
2001-02-24 | 37.243 | 92.0874 | 3 | 480 | 0 | 36 | 2 | 1 | 1 | 18.6215 | 1 | 35.3455 | 34.8795 | 1.0134 | 42.4145 | 1017.9491 | 26047.4414 | 0 | 0 | 0 | 2.9926 | 1.0253e-06 | 0.00035878 | 3.5201
2001-02-25 | 37.804 | 92.0874 | 3 | 480 | 0 | 36 | 2 | 1 | 1 | 18.902 | 0.99464 | 37.8982 | 35.6046 | 1.0644 | 45.4778 | 1091.4677 | 26092.9199 | 0 | 0 | 0 | 3.0554 | 8.8722e-07 | 0.00031048 | 3.5289
2001-02-26 | 36.352 | 92.0874 | 3 | 364.2 | 0.068333 | 36 | 2 | 1 | 1 | 18.176 | 0.98929 | 35.3455 | 34.4312 | 1.0266 | 42.4145 | 1017.9491 | 26135.334 | 0 | 0 | 0 | 3.0093 | 9.8671e-07 | 0.00034529 | 3.5388
2001-02-27 | 38.645 | 93.7778 | 3 | 480 | 0 | 36 | 2 | 1 | 1 | 19.3225 | 0.98393 | 30.24 | 29.3183 | 1.0314 | 36.288 | 870.912 | 26171.6211 | 0 | 0 | 0 | 3.0154 | 9.7299e-07 | 0.00034049 | 3.5485
2001-02-28 | 40.089 | 93.7778 | 3 | 480 | 0 | 36 | 2 | 1 | 1 | 20.0445 | 0.97857 | 32.7927 | 30.588 | 1.0721 | 39.3513 | 944.4307 | 26210.9727 | 0 | 0 | 0 | 3.0645 | 8.6891e-07 | 0.00030407 | 3.5572
2001-03-01 | 41.619 | 93.7778 | 3 | 346.9 | 6.2 | 36 | 2 | 1 | 1 | 20.8095 | 0.97321 | 32.7927 | 31.9382 | 1.0268 | 39.3513 | 944.4307 | 26250.3242 | 0 | 0 | 0 | 3.0095 | 9.8614e-07 | 0.00034509 | 3.5671
2001-03-02 | 38.129 | 93.7778 | 3 | 480 | 0 | 36 | 2 | 1 | 1 | 19.0645 | 0.96786 | 30.24 | 29.4293 | 1.0275 | 36.288 | 870.912 | 26286.6113 | 0 | 0 | 0 | 3.0105 | 9.839e-07 | 0.00034431 | 3.5769
2001-03-03 | 40.127 | 93.7778 | 3 | 480 | 0 | 36 | 2 | 1 | 1 | 20.0635 | 0.9625 | 32.7927 | 31.1516 | 1.0527 | 39.3513 | 944.4307 | 26325.9629 | 0 | 0 | 0 | 3.0414 | 9.1641e-07 | 0.00032069 | 3.5861
2001-03-04 | 39.324 | 93.7778 | 3 | 480 | 0 | 36 | 2 | 1 | 1 | 19.662 | 0.95714 | 32.7927 | 30.7067 | 1.0679 | 39.3513 | 944.4307 | 26365.3145 | 0 | 0 | 0 | 3.0596 | 8.7874e-07 | 0.00030751 | 3.5949
2001-03-05 | 36.898 | 93.7778 | 3 | 480 | 0 | 36 | 2 | 1 | 1 | 18.449 | 0.95179 | 30.24 | 28.9816 | 1.0434 | 36.288 | 870.912 | 26401.6016 | 0 | 0 | 0 | 3.0301 | 9.4046e-07 | 0.00032911 | 3.6043
2001-03-06 | 42.277 | 94.3844 | 3 | 480 | 0 | 36 | 2 | 1 | 1 | 21.1385 | 0.94643 | 32.7927 | 30.6302 | 1.0706 | 39.3513 | 944.4307 | 26440.9531 | 0 | 0 | 0 | 3.0627 | 8.7239e-07 | 0.00030529 | 3.613
2001-03-07 | 41.909 | 94.3844 | 3 | 0 | 915.884 | 36 | 2 | 1 | 1 | 20.9545 | 0.94107 | 32.7927 | 30.544 | 1.0736 | 39.3513 | 944.4307 | 26480.3047 | 0 | 0 | 0 | 3.0663 | 8.6528e-07 | 0.0003028 | 3.6217
2001-03-08 | 42.298 | 94.3844 | 3 | 480 | 0 | 36 | 2 | 1 | 1 | 21.149 | 0.93571 | 32.7927 | 31.0116 | 1.0574 | 39.3513 | 944.4307 | 26519.6562 | 0 | 0 | 0 | 3.0471 | 9.0442e-07 | 0.0003165 | 3.6307
2001-03-09 | 40.644 | 94.3844 | 3 | 480 | 0 | 36 | 2 | 1 | 1 | 20.322 | 0.93036 | 30.24 | 29.9779 | 1.0087 | 36.288 | 870.912 | 26555.9434 | 0 | 0 | 0 | 2.9867 | 1.0393e-06 | 0.00036368 | 3.6411
2001-03-10 | 41.222 | 94.3844 | 3 | 480 | 0 | 36 | 2 | 1 | 1 | 20.611 | 0.925 | 32.7927 | 30.5878 | 1.0721 | 39.3513 | 944.4307 | 26595.2949 | 0 | 0 | 0 | 3.0645 | 8.6889e-07 | 0.00030407 | 3.6498
2001-03-11 | 41.448 | 94.3844 | 3 | 480 | 0 | 36 | 2 | 1 | 1 | 20.724 | 0.91964 | 32.7927 | 30.9422 | 1.0598 | 39.3513 | 944.4307 | 26634.6465 | 0 | 0 | 0 | 3.0499 | 8.9852e-07 | 0.00031443 | 3.6588
2001-03-12 | 44.422 | 94.3844 | 3 | 383.2 | 0.016667 | 36 | 2 | 1 | 1 | 22.211 | 0.91429 | 35.3455 | 33.3648 | 1.0594 | 42.4145 | 1017.9491 | 26677.0605 | 0 | 0 | 0 | 3.0494 | 8.9962e-07 | 0.00031482 | 3.6678
2001-03-13 | 42.311 | 95.6093 | 3 | 480 | 0 | 36 | 2 | 1 | 1 | 21.1555 | 0.90893 | 30.24 | 26.5789 | 1.1377 | 36.288 | 870.912 | 26713.3477 | 0 | 0 | 0 | 3.1385 | 7.3273e-07 | 0.00025642 | 3.6751
2001-03-14 | 41.941 | 95.6093 | 3 | 480 | 0 | 36 | 2 | 1 | 1 | 20.9705 | 0.90357 | 30.24 | 26.5091 | 1.1407 | 36.288 | 870.912 | 26749.6348 | 0 | 0 | 0 | 3.1417 | 7.273e-07 | 0.00025452 | 3.6824
2001-03-15 | 41.504 | 95.6093 | 3 | 480 | 0 | 36 | 2 | 1 | 1 | 20.752 | 0.89821 | 30.24 | 26.3957 | 1.1456 | 36.288 | 870.912 | 26785.9219 | 0 | 0 | 0 | 3.147 | 7.1855e-07 | 0.00025146 | 3.6896
2001-03-16 | 41.45 | 95.6093 | 3 | 316 | 0.018333 | 36 | 2 | 1 | 1 | 20.725 | 0.89286 | 30.24 | 26.526 | 1.14 | 36.288 | 870.912 | 26822.209 | 0 | 0 | 0 | 3.141 | 7.2861e-07 | 0.00025498 | 3.6968
2001-03-17 | 42.564 | 95.6093 | 3 | 480 | 0 | 36 | 2 | 1 | 1 | 21.282 | 0.8875 | 30.24 | 27.4099 | 1.1033 | 36.288 | 870.912 | 26858.4961 | 0 | 0 | 0 | 3.1004 | 7.9991e-07 | 0.00027993 | 3.7048
2001-03-18 | 40.797 | 95.6093 | 3 | 480 | 0 | 36 | 2 | 1 | 1 | 20.3985 | 0.88214 | 30.24 | 26.4379 | 1.1438 | 36.288 | 870.912 | 26894.7832 | 0 | 0 | 0 | 3.145 | 7.218e-07 | 0.0002526 | 3.7121
2001-03-19 | 38.22 | 95.6093 | 3 | 480 | 0 | 36 | 2 | 1 | 1 | 19.11 | 0.87679 | 30.24 | 24.9253 | 1.2132 | 36.288 | 870.912 | 26931.0703 | 0 | 0 | 0 | 3.2163 | 6.1262e-07 | 0.00021439 | 3.7182
2001-03-20 | 42.129 | 95.1262 | 3 | 411.3 | 0.01 | 36 | 2 | 1 | 1 | 21.0645 | 0.87143 | 30.24 | 29.7917 | 1.015 | 36.288 | 870.912 | 26967.3574 | 0 | 0 | 0 | 2.9948 | 1.0202e-06 | 0.00035701 | 3.7284
2001-03-21 | 43.152 | 95.1262 | 3 | 480 | 0 | 36 | 2 | 1 | 1 | 21.576 | 0.86607 | 32.7927 | 30.7112 | 1.0678 | 39.3513 | 944.4307 | 27006.709 | 0 | 0 | 0 | 3.0594 | 8.7912e-07 | 0.00030765 | 3.7372
2001-03-22 | 42.124 | 95.1262 | 3 | 480 | 0 | 36 | 2 | 1 | 1 | 21.062 | 0.86071 | 30.24 | 30.1734 | 1.0022 | 36.288 | 870.912 | 27042.9961 | 0 | 0 | 0 | 2.9783 | 1.0596e-06 | 0.00037079 | 3.7478
2001-03-23 | 41.109 | 95.1262 | 3 | 480 | 0 | 36 | 2 | 1 | 1 | 20.5545 | 0.85536 | 30.24 | 29.6378 | 1.0203 | 36.288 | 870.912 | 27079.2832 | 0 | 0 | 0 | 3.0014 | 1.0047e-06 | 0.00035157 | 3.7578
2001-03-24 | 40.745 | 95.1262 | 3 | 0 | 2734 | 36 | 2 | 1 | 1 | 20.3725 | 1 | 30.24 | 25.1324 | 1.2032 | 36.288 | 870.912 | 27115.5703 | 0 | 0 | 0 | 3.2064 | 6.2672e-07 | 0.00021933 | 3.7641
2001-03-25 | 39.732 | 95.1262 | 3 | 480 | 0 | 36 | 2 | 1 | 1 | 19.866 | 0.99464 | 30.24 | 24.6454 | 1.227 | 36.288 | 870.912 | 27151.8574 | 0 | 0 | 0 | 3.2297 | 5.9399e-07 | 0.00020787 | 3.77
2001-03-26 | 41.647 | 95.1262 | 3 | 480 | 0 | 36 | 2 | 1 | 1 | 20.8235 | 0.98929 | 30.24 | 25.9793 | 1.164 | 36.288 | 870.912 | 27188.1445 | 0 | 0 | 0 | 3.1664 | 6.8715e-07 | 0.00024047 | 3.7769
2001-03-27 | 42.747 | 98.4464 | 3 | 480 | 0 | 36 | 2 | 1 | 1 | 21.3735 | 0.98393 | 30.24 | 23.3889 | 1.2929 | 36.288 | 870.912 | 27224.4316 | 0 | 0 | 0 | 3.2909 | 5.1595e-07 | 0.00018057 | 3.7821
2001-03-28 | 44.459 | 98.4464 | 3 | 480 | 0 | 36 | 2 | 1 | 1 | 22.2295 | 0.97857 | 30.24 | 24.4645 | 1.2361 | 36.288 | 870.912 | 27260.7188 | 0 | 0 | 0 | 3.2384 | 5.8219e-07 | 0.00020375 | 3.7879
2001-03-29 | 44.299 | 98.4464 | 3 | 480 | 0 | 36 | 2 | 1 | 1 | 22.1495 | 0.97321 | 30.24 | 24.5164 | 1.2335 | 36.288 | 870.912 | 27297.0059 | 0 | 0 | 0 | 3.2359 | 5.8555e-07 | 0.00020492 | 3.7937
2001-03-30 | 42.154 | 98.4464 | 3 | 480 | 0 | 36 | 2 | 1 | 1 | 21.077 | 0.96786 | 30.24 | 23.4639 | 1.2888 | 36.288 | 870.912 | 27333.293 | 0 | 0 | 0 | 3.2872 | 5.2036e-07 | 0.00018211 | 3.7989
2001-03-31 | 43.006 | 98.4464 | 3 | 415.3 | 0.01 | 36 | 2 | 1 | 1 | 21.503 | 0.9625 | 30.24 | 24.077 | 1.256 | 36.288 | 870.912 | 27369.5801 | 0 | 0 | 0 | 3.2572 | 5.5757e-07 | 0.00019513 | 3.8045
2001-04-01 | 41.094 | 98.4464 | 3 | 480 | 0 | 36 | 2 | 1 | 1 | 20.547 | 0.95714 | 30.24 | 23.1408 | 1.3068 | 36.288 | 870.912 | 27405.8672 | 0 | 0 | 0 | 3.3031 | 5.0159e-07 | 0.00017554 | 3.8095
2001-04-02 | 44.075 | 98.4464 | 3 | 480 | 0 | 36 | 2 | 1 | 1 | 22.0375 | 0.95179 | 30.24 | 24.9649 | 1.2113 | 36.288 | 870.912 | 27442.1543 | 0 | 0 | 0 | 3.2144 | 6.153e-07 | 0.00021533 | 3.8157
2001-04-03 | 44.484 | 94.7109 | 3 | 480 | 0 | 36 | 2 | 1 | 1 | 22.242 | 0.94643 | 32.7927 | 30.9282 | 1.0603 | 39.3513 | 944.4307 | 27481.5059 | 0 | 0 | 0 | 3.0505 | 8.9734e-07 | 0.00031402 | 3.8247
2001-04-04 | 44.325 | 94.7109 | 3 | 480 | 0 | 36 | 2 | 1 | 1 | 22.1625 | 0.94107 | 32.7927 | 31.0003 | 1.0578 | 39.3513 | 944.4307 | 27520.8574 | 0 | 0 | 0 | 3.0476 | 9.0346e-07 | 0.00031616 | 3.8337
2001-04-05 | 43.068 | 94.7109 | 3 | 480 | 0 | 36 | 2 | 1 | 1 | 21.534 | 0.93571 | 32.7927 | 30.3006 | 1.0822 | 39.3513 | 944.4307 | 27560.209 | 0 | 0 | 0 | 3.0764 | 8.4545e-07 | 0.00029587 | 3.8421
2001-04-06 | 43.549 | 94.7109 | 3 | 480 | 0 | 36 | 2 | 1 | 1 | 21.7745 | 0.93036 | 32.7927 | 30.8225 | 1.0639 | 39.3513 | 944.4307 | 27599.5605 | 0 | 0 | 0 | 3.0548 | 8.8843e-07 | 0.0003109 | 3.851
2001-04-07 | 43.95 | 94.7109 | 3 | 480 | 0 | 36 | 2 | 1 | 1 | 21.975 | 0.925 | 32.7927 | 31.2937 | 1.0479 | 39.3513 | 944.4307 | 27638.9121 | 0 | 0 | 0 | 3.0356 | 9.2871e-07 | 0.000325 | 3.8603
2001-04-08 | 44.028 | 94.7109 | 3 | 480 | 0 | 36 | 2 | 1 | 1 | 22.014 | 0.91964 | 32.7927 | 31.5391 | 1.0397 | 39.3513 | 944.4307 | 27678.2637 | 0 | 0 | 0 | 3.0256 | 9.5026e-07 | 0.00033253 | 3.8698
2001-04-09 | 40.741 | 94.7109 | 3 | 480 | 0 | 36 | 2 | 1 | 1 | 20.3705 | 0.91429 | 30.24 | 29.3623 | 1.0299 | 36.288 | 870.912 | 27714.5508 | 0 | 0 | 0 | 3.0134 | 9.7729e-07 | 0.00034199 | 3.8796
2001-04-10 | 42.958 | 93.6052 | 3 | 480 | 0 | 36 | 2 | 1 | 1 | 21.479 | 0.90893 | 37.8982 | 36.507 | 1.0381 | 45.4778 | 1091.4677 | 27760.0293 | 0 | 0 | 0 | 3.0236 | 9.5468e-07 | 0.00033408 | 3.8891
2001-04-11 | 43.664 | 93.6052 | 3 | 304.5 | 0.021667 | 36 | 2 | 1 | 1 | 21.832 | 0.90357 | 37.8982 | 37.3355 | 1.0151 | 45.4778 | 1091.4677 | 27805.5078 | 0 | 0 | 0 | 2.9948 | 1.0201e-06 | 0.00035699 | 3.8993
2001-04-12 | 43.914 | 93.6052 | 3 | 106.6 | 1.0933 | 36 | 2 | 1 | 1 | 21.957 | 0.89821 | 37.8982 | 37.7818 | 1.0031 | 45.4778 | 1091.4677 | 27850.9863 | 0 | 0 | 0 | 2.9794 | 1.0569e-06 | 0.00036983 | 3.9099
2001-04-13 | 42.519 | 93.6052 | 3 | 480 | 0 | 36 | 2 | 1 | 1 | 21.2595 | 0.89286 | 37.8982 | 36.8095 | 1.0296 | 45.4778 | 1091.4677 | 27896.4648 | 0 | 0 | 0 | 3.013 | 9.7818e-07 | 0.00034231 | 3.9197
2001-04-14 | 43.117 | 93.6052 | 3 | 480 | 0 | 36 | 2 | 1 | 1 | 21.5585 | 0.8875 | 37.8982 | 37.561 | 1.009 | 45.4778 | 1091.4677 | 27941.9434 | 0 | 0 | 0 | 2.987 | 1.0386e-06 | 0.00036343 | 3.9301
2001-04-15 | 43.911 | 93.6052 | 3 | 480 | 0 | 36 | 2 | 1 | 1 | 21.9555 | 0.88214 | 40.4509 | 38.4938 | 1.0508 | 48.5411 | 1164.9862 | 27990.4844 | 0 | 0 | 0 | 3.0391 | 9.2111e-07 | 0.00032234 | 3.9393
2001-04-16 | 40.829 | 93.6052 | 3 | 480 | 0 | 36 | 2 | 1 | 1 | 20.4145 | 0.87679 | 37.8982 | 36.0188 | 1.0522 | 45.4778 | 1091.4677 | 28035.9629 | 0 | 0 | 0 | 3.0408 | 9.177e-07 | 0.00032114 | 3.9485
2001-04-17 | 42.559 | 95.5652 | 3 | 0 | 261 | 36 | 2 | 1 | 1 | 21.2795 | 0.87143 | 30.24 | 28.3091 | 1.0682 | 36.288 | 870.912 | 28072.25 | 0 | 0 | 0 | 3.0599 | 8.7809e-07 | 0.00030728 | 3.9572
2001-04-18 | 38.84 | 95.5652 | 3 | 480 | 0 | 36 | 2 | 1 | 1 | 19.42 | 0.86607 | 30.24 | 26.001 | 1.163 | 36.288 | 870.912 | 28108.5371 | 0 | 0 | 0 | 3.1654 | 6.8876e-07 | 0.00024104 | 3.9641
2001-04-19 | 44.128 | 95.5652 | 3 | 480 | 0 | 36 | 2 | 1 | 1 | 22.064 | 0.86071 | 30.24 | 29.7315 | 1.0171 | 36.288 | 870.912 | 28144.8242 | 0 | 0 | 0 | 2.9974 | 1.0141e-06 | 0.00035488 | 3.9743
2001-04-20 | 40.217 | 95.5652 | 3 | 362.4 | 0.071667 | 36 | 2 | 1 | 1 | 20.1085 | 0.85536 | 30.24 | 27.2723 | 1.1088 | 36.288 | 870.912 | 28181.1113 | 0 | 0 | 0 | 3.1067 | 7.8845e-07 | 0.00027592 | 3.9822
2001-04-21 | 44.501 | 95.5652 | 3 | 329.1 | 0.23167 | 36 | 2 | 1 | 1 | 22.2505 | 1 | 30.24 | 25.8182 | 1.1713 | 36.288 | 870.912 | 28217.3984 | 0 | 0 | 0 | 3.174 | 6.7531e-07 | 0.00023633 | 3.9889
2001-04-22 | 43.296 | 95.5652 | 3 | 122.2 | 0.15833 | 36 | 2 | 1 | 1 | 21.648 | 0.99464 | 30.24 | 25.26 | 1.1971 | 36.288 | 870.912 | 28253.6855 | 0 | 0 | 0 | 3.2003 | 6.3554e-07 | 0.00022241 | 3.9953
2001-04-23 | 42.154 | 95.5652 | 3 | 480 | 0 | 36 | 2 | 1 | 1 | 21.077 | 0.98929 | 30.24 | 24.7325 | 1.2227 | 36.288 | 870.912 | 28289.9727 | 0 | 0 | 0 | 3.2255 | 5.9973e-07 | 0.00020988 | 4.0013
2001-04-24 | 42.758 | 94.8855 | 3 | 480 | 0 | 36 | 2 | 1 | 1 | 21.379 | 0.98393 | 30.24 | 27.9943 | 1.0802 | 36.288 | 870.912 | 28326.2598 | 0 | 0 | 0 | 3.074 | 8.5005e-07 | 0.00029747 | 4.0098
2001-04-25 | 43.146 | 94.8855 | 3 | 480 | 0 | 36 | 2 | 1 | 1 | 21.573 | 0.97857 | 30.24 | 28.4092 | 1.0644 | 36.288 | 870.912 | 28362.5469 | 0 | 0 | 0 | 3.0555 | 8.8716e-07 | 0.00031046 | 4.0186
2001-04-26 | 42.933 | 94.8855 | 3 | 401.3 | 0.15833 | 36 | 2 | 1 | 1 | 21.4665 | 0.97321 | 30.24 | 28.4309 | 1.0636 | 36.288 | 870.912 | 28398.834 | 0 | 0 | 0 | 3.0545 | 8.8913e-07 | 0.00031115 | 4.0275
2001-04-27 | 41.744 | 94.8855 | 3 | 480 | 0 | 36 | 2 | 1 | 1 | 20.872 | 0.96786 | 30.24 | 27.8027 | 1.0877 | 36.288 | 870.912 | 28435.1211 | 0 | 0 | 0 | 3.0826 | 8.3334e-07 | 0.00029163 | 4.0359
2001-04-28 | 43.294 | 94.8855 | 3 | 480 | 0 | 36 | 2 | 1 | 1 | 21.647 | 0.9625 | 30.24 | 29.0019 | 1.0427 | 36.288 | 870.912 | 28471.4082 | 0 | 0 | 0 | 3.0292 | 9.424e-07 | 0.00032978 | 4.0453
2001-04-29 | 43.672 | 94.8855 | 3 | 480 | 0 | 36 | 2 | 1 | 1 | 21.836 | 0.95714 | 30.24 | 29.4253 | 1.0277 | 36.288 | 870.912 | 28507.6953 | 0 | 0 | 0 | 3.0107 | 9.8351e-07 | 0.00034417 | 4.0551
2001-04-30 | 43.567 | 94.8855 | 3 | 410.2 | 0.013333 | 36 | 2 | 1 | 1 | 21.7835 | 0.95179 | 30.24 | 29.5263 | 1.0242 | 36.288 | 870.912 | 28543.9824 | 0 | 0 | 0 | 3.0063 | 9.9352e-07 | 0.00034767 | 4.0651
2001-05-01 | 44.739 | 94.2323 | 3 | 394.2 | 0.24833 | 36 | 2 | 1 | 1 | 22.3695 | 0.94643 | 35.3455 | 33.5689 | 1.0529 | 42.4145 | 1017.9491 | 28586.3965 | 0 | 0 | 0 | 3.0417 | 9.158e-07 | 0.00032048 | 4.0742
2001-05-02 | 42.752 | 94.2323 | 3 | 372.4 | 0.07 | 36 | 2 | 1 | 1 | 21.376 | 0.94107 | 32.7927 | 32.2677 | 1.0163 | 39.3513 | 944.4307 | 28625.748 | 0 | 0 | 0 | 2.9963 | 1.0166e-06 | 0.00035574 | 4.0844
2001-05-03 | 46.109 | 94.2323 | 3 | 480 | 0 | 36 | 3 | 1 | 1 | 15.3697 | 0.93571 | 45.36 | 34.5286 | 1.3137 | 54.432 | 1306.368 | 28680.1797 | 0 | 0 | 0 | 3.3087 | 4.9521e-07 | 0.00017331 | 4.0893
2001-05-04 | 52.77 | 94.2323 | 3 | 480 | 0 | 36 | 3 | 1 | 1 | 17.59 | 0.93036 | 45.36 | 39.7542 | 1.141 | 54.432 | 1306.368 | 28734.6113 | 0 | 0 | 0 | 3.1415 | 7.2771e-07 | 0.00025466 | 4.0966
2001-05-05 | 46.197 | 94.2323 | 3 | 395.6 | 0.10167 | 36 | 3 | 1 | 1 | 15.399 | 0.925 | 45.36 | 35.0127 | 1.2955 | 54.432 | 1306.368 | 28789.043 | 0 | 0 | 0 | 3.2927 | 5.1377e-07 | 0.0001798 | 4.1017
2001-05-06 | 42.191 | 94.2323 | 3 | 480 | 0 | 36 | 2 | 1 | 1 | 21.0955 | 0.91964 | 32.7927 | 32.6146 | 1.0055 | 39.3513 | 944.4307 | 28828.3945 | 0 | 0 | 0 | 2.9825 | 1.0494e-06 | 0.00036723 | 4.1122
2001-05-07 | 44.482 | 94.2323 | 3 | 480 | 0 | 36 | 2 | 1 | 1 | 22.241 | 0.91429 | 35.3455 | 34.5946 | 1.0217 | 42.4145 | 1017.9491 | 28870.8086 | 0 | 0 | 0 | 3.0032 | 1.0006e-06 | 0.00035016 | 4.1222
2001-05-08 | 45.2 | 95.0605 | 3 | 480 | 0 | 36 | 2 | 1 | 1 | 22.6 | 0.90893 | 32.7927 | 31.2981 | 1.0478 | 39.3513 | 944.4307 | 28910.1602 | 0 | 0 | 0 | 3.0354 | 9.2909e-07 | 0.00032513 | 4.1315
2001-05-09 | 44.96 | 95.0605 | 3 | 480 | 0 | 36 | 2 | 1 | 1 | 22.48 | 0.90357 | 32.7927 | 31.3233 | 1.0469 | 39.3513 | 944.4307 | 28949.5117 | 0 | 0 | 0 | 3.0344 | 9.3128e-07 | 0.0003259 | 4.1408
2001-05-10 | 49.241 | 95.0605 | 3 | 480 | 0 | 36 | 3 | 1 | 1 | 16.4137 | 0.89821 | 45.36 | 34.0387 | 1.3326 | 54.432 | 1306.368 | 29003.9434 | 0 | 0 | 0 | 3.3249 | 4.7702e-07 | 0.00016694 | 4.1456
2001-05-11 | 52.769 | 95.0605 | 3 | 0 | 42.696 | 36 | 3 | 1 | 1 | 17.5897 | 0.89286 | 45.36 | 36.7055 | 1.2358 | 54.432 | 1306.368 | 29058.375 | 0 | 0 | 0 | 3.2376 | 5.8326e-07 | 0.00020412 | 4.1515
2001-05-12 | 55.238 | 95.0605 | 3 | 480 | 0 | 36 | 3 | 1 | 1 | 18.4127 | 0.8875 | 45.36 | 38.6644 | 1.1732 | 54.432 | 1306.368 | 29112.8066 | 0 | 0 | 0 | 3.1754 | 6.7308e-07 | 0.00023555 | 4.1582
2001-05-13 | 54.981 | 95.0605 | 3 | 120.4 | 0.505 | 36 | 3 | 1 | 1 | 18.327 | 0.88214 | 45.36 | 38.7278 | 1.1713 | 54.432 | 1306.368 | 29167.2383 | 0 | 0 | 0 | 3.1734 | 6.7616e-07 | 0.00023663 | 4.1649
2001-05-14 | 52.251 | 95.0605 | 3 | 480 | 0 | 36 | 3 | 1 | 1 | 17.417 | 0.87679 | 45.36 | 37.0388 | 1.2247 | 54.432 | 1306.368 | 29221.6699 | 0 | 0 | 0 | 3.2269 | 5.978e-07 | 0.00020921 | 4.1709
2001-05-15 | 54.747 | 94.9948 | 3 | 480 | 0 | 36 | 3 | 1 | 1 | 18.249 | 0.87143 | 45.36 | 39.4455 | 1.1499 | 54.432 | 1306.368 | 29276.1016 | 0 | 0 | 0 | 3.1511 | 7.1188e-07 | 0.00024913 | 4.178
2001-05-16 | 55.5 | 94.9948 | 3 | 480 | 0 | 36 | 3 | 1 | 1 | 18.5 | 0.86607 | 45.36 | 40.2453 | 1.1271 | 54.432 | 1306.368 | 29330.5332 | 0 | 0 | 0 | 3.1264 | 7.5348e-07 | 0.00026368 | 4.1856
2001-05-17 | 56.298 | 94.9948 | 3 | 480 | 0 | 36 | 3 | 1 | 1 | 18.766 | 0.86071 | 45.36 | 41.0881 | 1.104 | 54.432 | 1306.368 | 29384.9648 | 0 | 0 | 0 | 3.1007 | 7.9942e-07 | 0.00027976 | 4.1936
2001-05-18 | 47.385 | 94.9948 | 3 | 480 | 0 | 36 | 3 | 1 | 1 | 15.795 | 0.85536 | 45.36 | 34.8082 | 1.3031 | 54.432 | 1306.368 | 29439.3965 | 0 | 0 | 0 | 3.2994 | 5.0586e-07 | 0.00017703 | 4.1986
2001-05-19 | 49.908 | 94.9948 | 3 | 480 | 0 | 36 | 3 | 1 | 1 | 16.636 | 1 | 45.36 | 31.3664 | 1.4461 | 54.432 | 1306.368 | 29493.8281 | 0 | 0 | 0 | 3.4155 | 3.8719e-07 | 0.00013551 | 4.2025
2001-05-20 | 54.578 | 94.9948 | 3 | 480 | 0 | 36 | 3 | 1 | 1 | 18.1927 | 0.99464 | 45.36 | 30.7472 | 1.4753 | 54.432 | 1306.368 | 29548.2598 | 0 | 0 | 0 | 3.4106 | 3.9165e-07 | 0.00013707 | 4.2064
2001-05-21 | 51.939 | 94.9948 | 3 | 353.1 | 0.018333 | 36 | 3 | 1 | 1 | 17.313 | 0.98929 | 45.36 | 29.4801 | 1.5387 | 54.432 | 1306.368 | 29602.6914 | 0 | 0 | 0 | 3.4569 | 3.52e-07 | 0.00012319 | 4.2099
2001-05-22 | 53.988 | 94.5584 | 3 | 480 | 0 | 36 | 3 | 1 | 1 | 17.996 | 0.98393 | 45.36 | 32.9412 | 1.377 | 54.432 | 1306.368 | 29657.123 | 0 | 0 | 0 | 3.3353 | 4.6572e-07 | 0.00016299 | 4.2146
2001-05-23 | 54.166 | 94.5584 | 3 | 480 | 0 | 36 | 3 | 1 | 1 | 18.0553 | 0.97857 | 45.36 | 33.2929 | 1.3625 | 54.432 | 1306.368 | 29711.5547 | 0 | 0 | 0 | 3.324 | 4.7801e-07 | 0.00016729 | 4.2194
2001-05-24 | 53.049 | 94.5584 | 3 | 480 | 0 | 36 | 3 | 1 | 1 | 17.683 | 0.97321 | 45.36 | 32.8442 | 1.3811 | 54.432 | 1306.368 | 29765.9863 | 0 | 0 | 0 | 3.3402 | 4.6048e-07 | 0.00016116 | 4.224
2001-05-25 | 53.783 | 94.5584 | 3 | 354.2 | 0.093333 | 36 | 3 | 1 | 1 | 17.9277 | 0.96786 | 45.36 | 29.4905 | 1.5381 | 54.432 | 1306.368 | 29820.418 | 0 | 0 | 0 | 3.4522 | 3.5587e-07 | 0.00012455 | 4.2275
2001-05-26 | 48.489 | 94.5584 | 3 | 406.1 | 0.063333 | 36 | 3 | 1 | 1 | 16.163 | 0.9625 | 45.36 | 26.8397 | 1.69 | 54.432 | 1306.368 | 29874.8496 | 0 | 0 | 0 | 3.5511 | 2.8335e-07 | 9.9168e-05 | 4.2304
2001-05-27 | 46.78 | 94.5584 | 3 | 295.6 | 1.13 | 36 | 3 | 1 | 1 | 15.5933 | 0.95714 | 45.36 | 26.1347 | 1.7356 | 54.432 | 1306.368 | 29929.2812 | 0 | 0 | 0 | 3.5786 | 2.66e-07 | 9.3094e-05 | 4.233
2001-05-28 | 44.713 | 94.5584 | 3 | 257.2 | 0.023333 | 36 | 2 | 1 | 1 | 22.3565 | 0.95179 | 30.24 | 22.4518 | 1.3469 | 36.288 | 870.912 | 29965.5684 | 0 | 0 | 0 | 3.3372 | 4.6369e-07 | 0.00016228 | 4.2377
2001-05-29 | 45.37 | 94.5584 | 3 | 480 | 0 | 36 | 2 | 1 | 1 | 22.685 | 0.94643 | 30.24 | 23.0347 | 1.3128 | 36.288 | 870.912 | 30001.8555 | 0 | 0 | 0 | 3.3082 | 4.958e-07 | 0.00017351 | 4.2426
2001-05-30 | 51.122 | 94.5584 | 3 | 480 | 0 | 36 | 3 | 1 | 1 | 17.0407 | 0.94107 | 45.36 | 29.3333 | 1.5464 | 54.432 | 1306.368 | 30056.2871 | 0 | 0 | 0 | 3.4627 | 3.4732e-07 | 0.00012156 | 4.2461
2001-05-31 | 50.68 | 94.5584 | 3 | 480 | 0 | 36 | 3 | 1 | 1 | 16.8933 | 0.93571 | 45.36 | 29.3355 | 1.5462 | 54.432 | 1306.368 | 30110.7188 | 0 | 0 | 0 | 3.4634 | 3.4678e-07 | 0.00012137 | 4.2496
2001-06-01 | 49.676 | 94.5584 | 3 | 480 | 0 | 36 | 3 | 1 | 1 | 16.5587 | 0.93036 | 45.36 | 29.0046 | 1.5639 | 54.432 | 1306.368 | 30165.1504 | 0 | 0 | 0 | 3.4761 | 3.3678e-07 | 0.00011787 | 4.2529
2001-06-02 | 51.395 | 94.5584 | 3 | 480 | 0 | 36 | 3 | 1 | 1 | 17.1317 | 0.925 | 45.36 | 30.2671 | 1.4987 | 54.432 | 1306.368 | 30219.582 | 0 | 0 | 0 | 3.4313 | 3.734e-07 | 0.00013068 | 4.2567
2001-06-03 | 50.46 | 94.5584 | 3 | 480 | 0 | 36 | 3 | 1 | 1 | 16.82 | 0.91964 | 45.36 | 29.9706 | 1.5135 | 54.432 | 1306.368 | 30274.0137 | 0 | 0 | 0 | 3.4426 | 3.6384e-07 | 0.00012733 | 4.2603
2001-06-04 | 49.124 | 94.5584 | 3 | 480 | 0 | 36 | 3 | 1 | 1 | 16.3747 | 0.91429 | 45.36 | 29.4247 | 1.5416 | 54.432 | 1306.368 | 30328.4453 | 0 | 0 | 0 | 3.4628 | 3.4727e-07 | 0.00012154 | 4.2638
2001-06-05 | 54.318 | 95.1919 | 3 | 480 | 0 | 36 | 3 | 1 | 1 | 18.106 | 0.90893 | 45.36 | 29.8423 | 1.52 | 54.432 | 1306.368 | 30382.877 | 0 | 0 | 0 | 3.4483 | 3.5902e-07 | 0.00012565 | 4.2674
2001-06-06 | 55.917 | 95.1919 | 3 | 480 | 0 | 36 | 3 | 1 | 1 | 18.639 | 0.90357 | 45.36 | 30.9784 | 1.4642 | 54.432 | 1306.368 | 30437.3086 | 0 | 0 | 0 | 3.4084 | 3.9356e-07 | 0.00013774 | 4.2713
2001-06-07 | 52.716 | 95.1919 | 3 | 480 | 0 | 36 | 3 | 1 | 1 | 17.572 | 0.89821 | 45.36 | 29.4486 | 1.5403 | 54.432 | 1306.368 | 30491.7402 | 0 | 0 | 0 | 3.4635 | 3.4667e-07 | 0.00012133 | 4.2748
2001-06-08 | 49.876 | 95.1919 | 3 | 480 | 0 | 36 | 3 | 1 | 1 | 16.6253 | 0.89286 | 45.36 | 28.0934 | 1.6146 | 54.432 | 1306.368 | 30546.1719 | 0 | 0 | 0 | 3.5132 | 3.0921e-07 | 0.00010822 | 4.2779
2001-06-09 | 48.761 | 95.1919 | 3 | 480 | 0 | 36 | 3 | 1 | 1 | 16.2537 | 0.8875 | 45.36 | 27.6925 | 1.638 | 54.432 | 1306.368 | 30600.6035 | 0 | 0 | 0 | 3.5284 | 2.9861e-07 | 0.00010451 | 4.2809
2001-06-10 | 53.449 | 95.1919 | 3 | 480 | 0 | 36 | 3 | 1 | 1 | 17.8163 | 0.88214 | 45.36 | 30.6052 | 1.4821 | 54.432 | 1306.368 | 30655.0352 | 0 | 0 | 0 | 3.4236 | 3.8004e-07 | 0.000133 | 4.2847
2001-06-11 | 47.446 | 95.1919 | 3 | 122.6 | 14.218 | 36 | 3 | 1 | 1 | 15.8153 | 0.87679 | 45.36 | 27.3911 | 1.656 | 54.432 | 1306.368 | 30709.4668 | 0 | 0 | 0 | 3.5402 | 2.9055e-07 | 0.00010169 | 4.2876
2001-06-12 | 50.111 | 89.5571 | 3 | 480 | 0 | 36 | 3 | 1 | 1 | 16.7037 | 0.87143 | 63.2291 | 61.3983 | 1.0298 | 75.8749 | 1820.9978 | 30785.3418 | 0 | 0 | 0 | 3.0099 | 9.8518e-07 | 0.00034475 | 4.2974
2001-06-13 | 53.327 | 89.5571 | 3 | 480 | 0 | 36 | 3 | 1 | 1 | 17.7757 | 0.86607 | 67.0582 | 65.8735 | 1.018 | 80.4698 | 1931.2756 | 30865.8125 | 0 | 0 | 0 | 2.9966 | 1.016e-06 | 0.00035554 | 4.3076
2001-06-14 | 52.118 | 89.5571 | 3 | 0 | 704 | 36 | 3 | 1 | 1 | 17.3727 | 0.86071 | 67.0582 | 64.9062 | 1.0332 | 80.4698 | 1931.2756 | 30946.2832 | 0 | 0 | 0 | 3.0153 | 9.7306e-07 | 0.00034051 | 4.3173
2001-06-15 | 51.079 | 89.5571 | 3 | 480 | 0 | 36 | 3 | 1 | 1 | 17.0263 | 0.85536 | 65.7818 | 64.1315 | 1.0257 | 78.9382 | 1894.5165 | 31025.2207 | 0 | 0 | 0 | 3.0095 | 9.8611e-07 | 0.00034508 | 4.3272
2001-06-16 | 51.623 | 89.5571 | 3 | 389.7 | 0.02 | 36 | 3 | 1 | 1 | 17.2077 | 1 | 58.1236 | 55.5418 | 1.0465 | 69.7484 | 1673.9608 | 31094.9688 | 0 | 0 | 0 | 3.0332 | 9.3391e-07 | 0.00032681 | 4.3365
2001-06-17 | 50.438 | 89.5571 | 3 | 480 | 0 | 36 | 3 | 1 | 1 | 16.8127 | 0.99464 | 56.8473 | 54.6573 | 1.0401 | 68.2167 | 1637.2014 | 31163.1855 | 0 | 0 | 0 | 3.0279 | 9.4522e-07 | 0.00033077 | 4.346
2001-06-18 | 48.166 | 89.5571 | 3 | 404.4 | 0.018333 | 36 | 3 | 1 | 1 | 16.0553 | 0.98929 | 54.2945 | 52.5701 | 1.0328 | 65.1535 | 1563.683 | 31228.3398 | 0 | 0 | 0 | 3.0142 | 9.7547e-07 | 0.00034136 | 4.3557
2001-06-19 | 49.999 | 94.82 | 3 | 480 | 0 | 36 | 3 | 1 | 1 | 16.6663 | 0.98393 | 45.36 | 27.6162 | 1.6425 | 54.432 | 1306.368 | 31282.7715 | 0 | 0 | 0 | 3.5345 | 2.9438e-07 | 0.00010303 | 4.3587
2001-06-20 | 51.587 | 94.82 | 3 | 480 | 0 | 36 | 3 | 1 | 1 | 17.1957 | 0.97857 | 45.36 | 28.6975 | 1.5806 | 54.432 | 1306.368 | 31337.2031 | 0 | 0 | 0 | 3.4955 | 3.2211e-07 | 0.00011273 | 4.3619
2001-06-21 | 48.213 | 94.82 | 3 | 361.9 | 0.30667 | 36 | 3 | 1 | 1 | 16.071 | 0.97321 | 45.36 | 27.0126 | 1.6792 | 54.432 | 1306.368 | 31391.6348 | 0 | 0 | 0 | 3.5573 | 2.7938e-07 | 9.7779e-05 | 4.3647
2001-06-22 | 48.717 | 94.82 | 3 | 480 | 0 | 36 | 3 | 1 | 1 | 16.239 | 0.96786 | 45.36 | 27.4903 | 1.65 | 54.432 | 1306.368 | 31446.0664 | 0 | 0 | 0 | 3.5399 | 2.9075e-07 | 0.00010176 | 4.3676
2001-06-23 | 51.187 | 94.82 | 3 | 100.3 | 2.1433 | 36 | 3 | 1 | 1 | 17.0623 | 0.9625 | 45.36 | 29.0907 | 1.5593 | 54.432 | 1306.368 | 31500.498 | 0 | 0 | 0 | 3.4821 | 3.3219e-07 | 0.00011626 | 4.3709
2001-06-24 | 51.138 | 94.82 | 3 | 480 | 0 | 36 | 3 | 1 | 1 | 17.046 | 0.95714 | 45.36 | 29.2708 | 1.5497 | 54.432 | 1306.368 | 31554.9297 | 0 | 0 | 0 | 3.4759 | 3.3698e-07 | 0.00011794 | 4.3743
2001-06-25 | 46.9 | 94.82 | 3 | 480 | 0 | 36 | 3 | 1 | 1 | 15.6333 | 0.95179 | 45.36 | 27.0371 | 1.6777 | 54.432 | 1306.368 | 31609.3613 | 0 | 0 | 0 | 3.5573 | 2.7936e-07 | 9.7773e-05 | 4.3771
2001-06-26 | 47.473 | 90.2818 | 3 | 480 | 0 | 36 | 3 | 1 | 1 | 15.8243 | 0.94643 | 53.0182 | 50.3633 | 1.0527 | 63.6218 | 1526.9237 | 31672.9824 | 0 | 0 | 0 | 3.0421 | 9.1478e-07 | 0.00032012 | 4.3862
2001-06-27 | 49.085 | 90.2818 | 3 | 480 | 0 | 36 | 3 | 1 | 1 | 16.3617 | 0.94107 | 53.0182 | 52.4464 | 1.0109 | 63.6218 | 1526.9237 | 31736.6035 | 0 | 0 | 0 | 2.9901 | 1.0312e-06 | 0.00036084 | 4.3965
2001-06-28 | 48.127 | 90.2818 | 3 | 0 | 12.419 | 36 | 3 | 1 | 1 | 16.0423 | 0.93571 | 53.0182 | 51.7915 | 1.0237 | 63.6218 | 1526.9237 | 31800.2246 | 0 | 0 | 0 | 3.0062 | 9.9368e-07 | 0.00034773 | 4.4065
2001-06-29 | 47.51 | 90.2818 | 3 | 480 | 0 | 36 | 3 | 1 | 1 | 15.8367 | 0.93036 | 53.0182 | 51.4944 | 1.0296 | 63.6218 | 1526.9237 | 31863.8457 | 0 | 0 | 0 | 3.0135 | 9.7717e-07 | 0.00034195 | 4.4162
2001-06-30 | 48.178 | 90.2818 | 3 | 480 | 0 | 36 | 3 | 1 | 1 | 16.0593 | 0.925 | 53.0182 | 52.5937 | 1.0081 | 63.6218 | 1526.9237 | 31927.4668 | 0 | 0 | 0 | 2.9862 | 1.0405e-06 | 0.00036412 | 4.4266
2001-07-01 | 44.635 | 90.2818 | 3 | 395.4 | 0.11 | 36 | 2 | 1 | 1 | 22.3175 | 0.91964 | 46.8327 | 45.4583 | 1.0302 | 56.1993 | 1348.7826 | 31983.666 | 0 | 0 | 0 | 3.0123 | 9.7976e-07 | 0.00034286 | 4.4364
2001-07-02 | 53.743 | 90.2818 | 3 | 480 | 0 | 36 | 3 | 1 | 1 | 17.9143 | 0.91429 | 60.6764 | 59.5104 | 1.0196 | 72.8116 | 1747.4792 | 32056.4785 | 0 | 0 | 0 | 3.0018 | 1.0039e-06 | 0.00035131 | 4.4465
2001-07-03 | 52.605 | 90.3649 | 3 | 480 | 0 | 36 | 3 | 1 | 1 | 17.535 | 0.90893 | 60.6764 | 58.0888 | 1.0445 | 72.8116 | 1747.4792 | 32129.291 | 0 | 0 | 0 | 3.0327 | 9.3498e-07 | 0.00032719 | 4.4558
2001-07-04 | 53.117 | 90.3649 | 3 | 0 | 1584 | 36 | 3 | 1 | 1 | 17.7057 | 0.90357 | 60.6764 | 59.0784 | 1.027 | 72.8116 | 1747.4792 | 32202.1035 | 0 | 0 | 0 | 3.011 | 9.8279e-07 | 0.00034392 | 4.4656
2001-07-05 | 54.654 | 90.3649 | 3 | 480 | 0 | 36 | 3 | 1 | 1 | 18.218 | 0.89821 | 63.2291 | 61.2285 | 1.0327 | 75.8749 | 1820.9978 | 32277.9785 | 0 | 0 | 0 | 3.0154 | 9.7279e-07 | 0.00034042 | 4.4754
2001-07-06 | 47.997 | 90.3649 | 3 | 480 | 0 | 36 | 3 | 1 | 1 | 15.999 | 0.89286 | 56.8473 | 54.1613 | 1.0496 | 68.2167 | 1637.2014 | 32346.1953 | 0 | 0 | 0 | 3.0381 | 9.2328e-07 | 0.0003231 | 4.4846
2001-07-07 | 49.453 | 90.3649 | 3 | 480 | 0 | 36 | 3 | 1 | 1 | 16.4843 | 0.8875 | 56.8473 | 56.2106 | 1.0113 | 68.2167 | 1637.2014 | 32414.4121 | 0 | 0 | 0 | 2.9905 | 1.0304e-06 | 0.00036058 | 4.4949
2001-07-08 | 49.215 | 90.3649 | 3 | 480 | 0 | 36 | 3 | 1 | 1 | 16.405 | 0.88214 | 56.8473 | 56.3483 | 1.0089 | 68.2167 | 1637.2014 | 32482.6289 | 0 | 0 | 0 | 2.9872 | 1.0381e-06 | 0.00036328 | 4.5053
2001-07-09 | 46.627 | 90.3649 | 3 | 480 | 0 | 36 | 3 | 1 | 1 | 15.5423 | 0.87679 | 56.8473 | 53.7759 | 1.0571 | 68.2167 | 1637.2014 | 32550.8457 | 0 | 0 | 0 | 3.047 | 9.0469e-07 | 0.00031659 | 4.5143
2001-07-10 | 51.394 | 95.1919 | 3 | 480 | 0 | 36 | 3 | 1 | 1 | 17.1313 | 0.87143 | 45.36 | 31.2048 | 1.4536 | 54.432 | 1306.368 | 32605.2773 | 0 | 0 | 0 | 3.4107 | 3.9155e-07 | 0.00013703 | 4.5183
2001-07-11 | 47.939 | 95.1919 | 3 | 480 | 0 | 36 | 3 | 1 | 1 | 15.9797 | 0.86607 | 45.36 | 29.3212 | 1.547 | 54.432 | 1306.368 | 32659.709 | 0 | 0 | 0 | 3.4773 | 3.3583e-07 | 0.00011753 | 4.5216
2001-07-12 | 50.716 | 95.1919 | 3 | 480 | 0 | 36 | 3 | 1 | 1 | 16.9053 | 0.86071 | 45.36 | 31.2487 | 1.4516 | 54.432 | 1306.368 | 32714.1406 | 0 | 0 | 0 | 3.4095 | 3.9264e-07 | 0.00013742 | 4.5255
2001-07-13 | 50.237 | 95.1919 | 3 | 480 | 0 | 36 | 3 | 1 | 1 | 16.7457 | 0.85536 | 45.36 | 31.1827 | 1.4547 | 54.432 | 1306.368 | 32768.5742 | 0 | 0 | 0 | 3.4119 | 3.9043e-07 | 0.00013664 | 4.5294
2001-07-14 | 47.781 | 95.1919 | 3 | 480 | 0 | 36 | 3 | 1 | 1 | 15.927 | 1 | 45.36 | 25.3968 | 1.7861 | 54.432 | 1306.368 | 32823.0078 | 0 | 0 | 0 | 3.6212 | 2.4113e-07 | 8.4393e-05 | 4.5319
2001-07-15 | 50.034 | 95.1919 | 3 | 0 | 131 | 36 | 3 | 1 | 1 | 16.678 | 0.99464 | 45.36 | 26.767 | 1.6946 | 54.432 | 1306.368 | 32877.4414 | 0 | 0 | 0 | 3.5705 | 2.7099e-07 | 9.4844e-05 | 4.5346
2001-07-16 | 44.39 | 95.1919 | 3 | 480 | 0 | 36 | 2 | 1 | 1 | 22.195 | 0.98929 | 30.24 | 22.3327 | 1.3541 | 36.288 | 870.912 | 32913.7305 | 0 | 0 | 0 | 3.3434 | 4.5712e-07 | 0.00015998 | 4.5391
2001-07-17 | 49.743 | 99.3802 | 3 | 480 | 0 | 36 | 3 | 1 | 1 | 16.581 | 0.98393 | 45.36 | 23.7473 | 1.9101 | 54.432 | 1306.368 | 32968.1641 | 0 | 0 | 0 | 3.6837 | 2.088e-07 | 7.3076e-05 | 4.5412
2001-07-18 | 49.253 | 99.3802 | 3 | 480 | 0 | 36 | 3 | 1 | 1 | 16.4177 | 0.97857 | 45.36 | 23.6671 | 1.9166 | 54.432 | 1306.368 | 33022.5977 | 0 | 0 | 0 | 3.6869 | 2.0729e-07 | 7.2549e-05 | 4.5433
2001-07-19 | 50.202 | 99.3802 | 3 | 356.6 | 0.1 | 36 | 3 | 1 | 1 | 16.734 | 0.97321 | 45.36 | 24.2814 | 1.8681 | 54.432 | 1306.368 | 33077.0312 | 0 | 0 | 0 | 3.6637 | 2.1866e-07 | 7.6529e-05 | 4.5455
2001-07-20 | 48.354 | 99.3802 | 3 | 480 | 0 | 36 | 3 | 1 | 1 | 16.118 | 0.96786 | 45.36 | 23.5413 | 1.9268 | 54.432 | 1306.368 | 33131.4648 | 0 | 0 | 0 | 3.6919 | 2.0493e-07 | 7.1722e-05 | 4.5475
2001-07-21 | 48.304 | 99.3802 | 3 | 480 | 0 | 36 | 3 | 1 | 1 | 16.1013 | 0.9625 | 45.36 | 23.6721 | 1.9162 | 54.432 | 1306.368 | 33185.8984 | 0 | 0 | 0 | 3.687 | 2.0725e-07 | 7.2534e-05 | 4.5496
2001-07-22 | 48.138 | 99.3802 | 3 | 480 | 0 | 36 | 3 | 1 | 1 | 16.046 | 0.95714 | 45.36 | 23.7467 | 1.9102 | 54.432 | 1306.368 | 33240.332 | 0 | 0 | 0 | 3.6842 | 2.0856e-07 | 7.2994e-05 | 4.5517
2001-07-23 | 45.147 | 99.3802 | 3 | 480 | 0 | 36 | 2 | 1 | 1 | 22.5735 | 0.95179 | 30.24 | 21.017 | 1.4388 | 36.288 | 870.912 | 33276.6211 | 0 | 0 | 0 | 3.4105 | 3.9173e-07 | 0.0001371 | 4.5556
2001-07-24 | 50.041 | 92.6403 | 3 | 480 | 0 | 36 | 3 | 1 | 1 | 16.6803 | 0.94643 | 46.6364 | 40.7807 | 1.1436 | 55.9636 | 1343.1273 | 33332.5859 | 0 | 0 | 0 | 3.1438 | 7.2385e-07 | 0.00025332 | 4.5628
2001-07-25 | 49.518 | 92.6403 | 3 | 480 | 0 | 36 | 3 | 1 | 1 | 16.506 | 0.94107 | 46.6364 | 40.6238 | 1.148 | 55.9636 | 1343.1273 | 33388.5508 | 0 | 0 | 0 | 3.1486 | 7.1593e-07 | 0.00025054 | 4.57
2001-07-26 | 48.656 | 92.6403 | 3 | 480 | 0 | 36 | 3 | 1 | 1 | 16.2187 | 0.93571 | 45.36 | 40.1839 | 1.1288 | 54.432 | 1306.368 | 33442.9844 | 0 | 0 | 0 | 3.118 | 7.682e-07 | 0.00026883 | 4.5777
2001-07-27 | 48.076 | 92.6403 | 3 | 415 | 0.57 | 36 | 3 | 1 | 1 | 16.0253 | 0.93036 | 45.36 | 39.9715 | 1.1348 | 54.432 | 1306.368 | 33497.418 | 0 | 0 | 0 | 3.1247 | 7.5643e-07 | 0.00026472 | 4.5853
2001-07-28 | 51.597 | 92.6403 | 3 | 480 | 0 | 36 | 3 | 1 | 1 | 17.199 | 0.925 | 46.6364 | 43.1881 | 1.0798 | 55.9636 | 1343.1273 | 33553.3828 | 0 | 0 | 0 | 3.0727 | 8.5262e-07 | 0.00029837 | 4.5938
2001-07-29 | 50.546 | 92.6403 | 3 | 480 | 0 | 36 | 3 | 1 | 1 | 16.8487 | 0.91964 | 46.6364 | 42.5945 | 1.0949 | 55.9636 | 1343.1273 | 33609.3477 | 0 | 0 | 0 | 3.0901 | 8.1911e-07 | 0.00028665 | 4.602
2001-07-30 | 45.072 | 92.6403 | 3 | 480 | 0 | 36 | 2 | 1 | 1 | 22.536 | 0.91429 | 37.8982 | 35.9553 | 1.054 | 45.4778 | 1091.4677 | 33654.8242 | 0 | 0 | 0 | 3.043 | 9.13e-07 | 0.0003195 | 4.6111
2001-07-31 | 49.179 | 92.6403 | 3 | 480 | 0 | 36 | 3 | 1 | 1 | 16.393 | 0.90893 | 46.6364 | 42.0039 | 1.1103 | 55.9636 | 1343.1273 | 33710.7891 | 0 | 0 | 0 | 3.1076 | 7.8675e-07 | 0.00027532 | 4.619
2001-08-01 | 50.089 | 92.6403 | 3 | 480 | 0 | 36 | 3 | 1 | 1 | 16.6963 | 0.90357 | 46.6364 | 43.0737 | 1.0827 | 55.9636 | 1343.1273 | 33766.7539 | 0 | 0 | 0 | 3.0762 | 8.4574e-07 | 0.00029597 | 4.6274
2001-08-02 | 49.046 | 92.6403 | 3 | 410.6 | 0.4 | 36 | 3 | 1 | 1 | 16.3487 | 0.89821 | 46.6364 | 42.4662 | 1.0982 | 55.9636 | 1343.1273 | 33822.7188 | 0 | 0 | 0 | 3.0941 | 8.1171e-07 | 0.00028406 | 4.6355
2001-08-03 | 50.777 | 92.6403 | 3 | 480 | 0 | 36 | 3 | 1 | 1 | 16.9257 | 0.89286 | 47.9127 | 44.2678 | 1.0823 | 57.4953 | 1379.8866 | 33880.2148 | 0 | 0 | 0 | 3.077 | 8.4417e-07 | 0.00029541 | 4.644
2001-08-04 | 51.718 | 92.6403 | 3 | 480 | 0 | 36 | 3 | 1 | 1 | 17.2393 | 0.8875 | 47.9127 | 45.4001 | 1.0553 | 57.4953 | 1379.8866 | 33937.7109 | 0 | 0 | 0 | 3.0451 | 9.0856e-07 | 0.00031795 | 4.6531
2001-08-05 | 51.646 | 92.6403 | 3 | 480 | 0 | 36 | 3 | 1 | 1 | 17.2153 | 0.88214 | 47.9127 | 45.6517 | 1.0495 | 57.4953 | 1379.8866 | 33995.207 | 0 | 0 | 0 | 3.038 | 9.2345e-07 | 0.00032315 | 4.6623
2001-08-06 | 52.226 | 92.6403 | 3 | 374.7 | 4.03 | 36 | 3 | 1 | 1 | 17.4087 | 0.87679 | 47.9127 | 46.4863 | 1.0307 | 57.4953 | 1379.8866 | 34052.7031 | 0 | 0 | 0 | 3.0149 | 9.7405e-07 | 0.00034086 | 4.672
2001-08-07 | 45.033 | 92.3422 | 3 | 480 | 0 | 36 | 2 | 1 | 1 | 22.5165 | 0.87143 | 40.4509 | 39.5936 | 1.0217 | 48.5411 | 1164.9862 | 34101.2461 | 0 | 0 | 0 | 3.0031 | 1.0008e-06 | 0.00035022 | 4.6821
2001-08-08 | 55.684 | 92.3422 | 3 | 480 | 0 | 36 | 3 | 1 | 1 | 18.5613 | 0.86607 | 54.2945 | 52.2701 | 1.0387 | 65.1535 | 1563.683 | 34166.3984 | 0 | 0 | 0 | 3.0217 | 9.5883e-07 | 0.00033554 | 4.6916
2001-08-09 | 47.568 | 92.3422 | 3 | 480 | 0 | 36 | 3 | 1 | 1 | 15.856 | 0.86071 | 47.9127 | 44.967 | 1.0655 | 57.4953 | 1379.8866 | 34223.8945 | 0 | 0 | 0 | 3.0571 | 8.8389e-07 | 0.00030931 | 4.7005
2001-08-10 | 52.287 | 92.3422 | 3 | 480 | 0 | 36 | 3 | 1 | 1 | 17.429 | 0.85536 | 51.7418 | 49.7785 | 1.0394 | 62.0902 | 1490.1646 | 34285.9844 | 0 | 0 | 0 | 3.0259 | 9.4964e-07 | 0.00033232 | 4.71
2001-08-11 | 51.109 | 92.3422 | 3 | 480 | 0 | 36 | 3 | 1 | 1 | 17.0363 | 1 | 46.6364 | 41.6532 | 1.1196 | 55.9636 | 1343.1273 | 34341.9492 | 0 | 0 | 0 | 3.1184 | 7.6745e-07 | 0.00026857 | 4.7176
2001-08-12 | 51.354 | 92.3422 | 3 | 480 | 0 | 36 | 3 | 1 | 1 | 17.118 | 0.99464 | 46.6364 | 42.1123 | 1.1074 | 55.9636 | 1343.1273 | 34397.9141 | 0 | 0 | 0 | 3.1048 | 7.9183e-07 | 0.0002771 | 4.7256
2001-08-13 | 47.905 | 92.3422 | 3 | 480 | 0 | 36 | 3 | 1 | 1 | 15.9683 | 0.98929 | 45.36 | 39.5284 | 1.1475 | 54.432 | 1306.368 | 34452.3477 | 0 | 0 | 0 | 3.1404 | 7.295e-07 | 0.00025529 | 4.7329
2001-08-14 | 53.278 | 91.7698 | 3 | 480 | 0 | 36 | 3 | 1 | 1 | 17.7593 | 0.98393 | 47.9127 | 47.6277 | 1.006 | 57.4953 | 1379.8866 | 34509.8438 | 0 | 0 | 0 | 2.9833 | 1.0474e-06 | 0.00036652 | 4.7433
2001-08-15 | 51.109 | 91.7698 | 3 | 416.9 | 0.043333 | 36 | 3 | 1 | 1 | 17.0363 | 0.97857 | 47.9127 | 45.975 | 1.0421 | 57.4953 | 1379.8866 | 34567.3398 | 0 | 0 | 0 | 3.0287 | 9.4357e-07 | 0.0003302 | 4.7528
2001-08-16 | 52.895 | 91.7698 | 3 | 480 | 0 | 36 | 3 | 1 | 1 | 17.6317 | 0.97321 | 50.4655 | 47.8808 | 1.054 | 60.5586 | 1453.4053 | 34627.8984 | 0 | 0 | 0 | 3.0385 | 9.2246e-07 | 0.00032281 | 4.762
2001-08-17 | 52.098 | 91.7698 | 3 | 175.7 | 0.063333 | 36 | 3 | 1 | 1 | 17.366 | 0.96786 | 47.9127 | 47.4571 | 1.0096 | 57.4953 | 1379.8866 | 34685.3945 | 0 | 0 | 0 | 2.9879 | 1.0365e-06 | 0.00036272 | 4.7724
2001-08-18 | 53.194 | 91.7698 | 3 | 480 | 0 | 36 | 3 | 1 | 1 | 17.7313 | 0.9625 | 51.7418 | 48.7625 | 1.0611 | 62.0902 | 1490.1646 | 34747.4844 | 0 | 0 | 0 | 3.0519 | 8.9443e-07 | 0.000313 | 4.7813
2001-08-19 | 50.146 | 91.7698 | 3 | 231 | 0.13833 | 36 | 3 | 1 | 1 | 16.7153 | 0.95714 | 47.9127 | 46.2609 | 1.0357 | 57.4953 | 1379.8866 | 34804.9805 | 0 | 0 | 0 | 3.0206 | 9.6126e-07 | 0.00033638 | 4.7909
2001-08-20 | 49.811 | 91.7698 | 3 | 343.8 | 0.021667 | 36 | 3 | 1 | 1 | 16.6037 | 0.95179 | 47.9127 | 46.2453 | 1.0361 | 57.4953 | 1379.8866 | 34862.4766 | 0 | 0 | 0 | 3.021 | 9.6039e-07 | 0.00033608 | 4.8005
2001-08-21 | 51.935 | 91.9179 | 3 | 480 | 0 | 36 | 3 | 1 | 1 | 17.3117 | 0.94643 | 47.9127 | 47.6168 | 1.0062 | 57.4953 | 1379.8866 | 34919.9727 | 0 | 0 | 0 | 2.9834 | 1.0473e-06 | 0.00036649 | 4.811
2001-08-22 | 50.13 | 91.9179 | 3 | 0 | 131 | 36 | 3 | 1 | 1 | 16.71 | 0.94107 | 47.9127 | 46.2577 | 1.0358 | 57.4953 | 1379.8866 | 34977.4688 | 0 | 0 | 0 | 3.0206 | 9.6131e-07 | 0.0003364 | 4.8206
2001-08-23 | 50.494 | 91.9179 | 3 | 404 | 0.013333 | 36 | 3 | 1 | 1 | 16.8313 | 0.93571 | 47.9127 | 46.8948 | 1.0217 | 57.4953 | 1379.8866 | 35034.9648 | 0 | 0 | 0 | 3.003 | 1.001e-06 | 0.0003503 | 4.8306
2001-08-24 | 40.732 | 91.9179 | 3 | 480 | 0 | 36 | 2 | 1 | 1 | 20.366 | 0.93036 | 37.8982 | 36.1026 | 1.0497 | 45.4778 | 1091.4677 | 35080.4414 | 0 | 0 | 0 | 3.0378 | 9.2398e-07 | 0.00032334 | 4.8399
2001-08-25 | 48.301 | 91.9179 | 3 | 480 | 0 | 36 | 3 | 1 | 1 | 16.1003 | 0.925 | 47.9127 | 45.4395 | 1.0544 | 57.4953 | 1379.8866 | 35137.9375 | 0 | 0 | 0 | 3.0432 | 9.125e-07 | 0.00031933 | 4.849
2001-08-26 | 48.552 | 91.9179 | 3 | 350.4 | 0.076667 | 36 | 3 | 1 | 1 | 16.184 | 0.91964 | 47.9127 | 45.9746 | 1.0422 | 57.4953 | 1379.8866 | 35195.4336 | 0 | 0 | 0 | 3.0283 | 9.4445e-07 | 0.0003305 | 4.8584
2001-08-27 | 47.854 | 91.9179 | 3 | 480 | 0 | 36 | 3 | 1 | 1 | 15.9513 | 0.91429 | 47.9127 | 45.6116 | 1.0505 | 57.4953 | 1379.8866 | 35252.9297 | 0 | 0 | 0 | 3.0383 | 9.2281e-07 | 0.00032293 | 4.8677
2001-08-28 | 48.555 | 93.519 | 3 | 480 | 0 | 36 | 3 | 1 | 1 | 16.185 | 0.90893 | 45.36 | 37.6365 | 1.2052 | 54.432 | 1306.368 | 35307.3633 | 0 | 0 | 0 | 3.2013 | 6.3407e-07 | 0.0002219 | 4.874
2001-08-29 | 51.069 | 93.519 | 3 | 480 | 0 | 36 | 3 | 1 | 1 | 17.023 | 0.90357 | 45.36 | 39.8478 | 1.1383 | 54.432 | 1306.368 | 35361.7969 | 0 | 0 | 0 | 3.1319 | 7.4402e-07 | 0.00026037 | 4.8814
2001-08-30 | 47.831 | 93.519 | 3 | 480 | 0 | 36 | 3 | 1 | 1 | 15.9437 | 0.89821 | 45.36 | 37.5699 | 1.2073 | 54.432 | 1306.368 | 35416.2305 | 0 | 0 | 0 | 3.2036 | 6.3077e-07 | 0.00022075 | 4.8877
2001-08-31 | 47.909 | 93.519 | 3 | 315.8 | 0.16333 | 36 | 3 | 1 | 1 | 15.9697 | 0.89286 | 45.36 | 37.883 | 1.1974 | 54.432 | 1306.368 | 35470.6641 | 0 | 0 | 0 | 3.1937 | 6.4534e-07 | 0.00022584 | 4.8942
2001-09-01 | 46.876 | 93.519 | 3 | 480 | 0 | 36 | 3 | 1 | 1 | 15.6253 | 0.8875 | 45.36 | 37.3154 | 1.2156 | 54.432 | 1306.368 | 35525.0977 | 0 | 0 | 0 | 3.2119 | 6.1887e-07 | 0.00021658 | 4.9004
2001-09-02 | 48.536 | 93.519 | 3 | 480 | 0 | 36 | 3 | 1 | 1 | 16.1787 | 0.88214 | 45.36 | 38.8979 | 1.1661 | 54.432 | 1306.368 | 35579.5312 | 0 | 0 | 0 | 3.1618 | 6.9455e-07 | 0.00024306 | 4.9073
2001-09-03 | 46.269 | 93.519 | 3 | 480 | 0 | 36 | 3 | 1 | 1 | 15.423 | 0.87679 | 45.36 | 37.3328 | 1.215 | 54.432 | 1306.368 | 35633.9648 | 0 | 0 | 0 | 3.2114 | 6.1947e-07 | 0.00021679 | 4.9135
2001-09-04 | 50.687 | 89.1661 | 3 | 0 | 320 | 36 | 3 | 1 | 1 | 16.8957 | 0.87143 | 72.1636 | 71.1186 | 1.0147 | 86.5964 | 2078.313 | 35720.5625 | 0 | 0 | 0 | 2.9937 | 1.0226e-06 | 0.00035786 | 4.9238
2001-09-05 | 53.318 | 89.1661 | 3 | 417.5 | 0.01 | 36 | 3 | 1 | 1 | 17.7727 | 0.86607 | 75.9927 | 75.3228 | 1.0089 | 91.1913 | 2188.5908 | 35811.7539 | 0 | 0 | 0 | 2.9867 | 1.0393e-06 | 0.0003637 | 4.9341
2001-09-06 | 48.233 | 89.1661 | 3 | 480 | 0 | 36 | 3 | 1 | 1 | 16.0777 | 0.86071 | 70.8873 | 68.6084 | 1.0332 | 85.0647 | 2041.5537 | 35896.8203 | 0 | 0 | 0 | 3.0182 | 9.6656e-07 | 0.00033824 | 4.9438
2001-09-07 | 49.988 | 89.1661 | 3 | 480 | 0 | 36 | 3 | 1 | 1 | 16.6627 | 0.85536 | 72.1636 | 71.5969 | 1.0079 | 86.5964 | 2078.313 | 35983.418 | 0 | 0 | 0 | 2.985 | 1.0435e-06 | 0.00036516 | 4.9542
2001-09-08 | 47.903 | 89.1661 | 3 | 480 | 0 | 36 | 3 | 1 | 1 | 15.9677 | 1 | 59.4 | 58.7247 | 1.0115 | 71.28 | 1710.7202 | 36054.6992 | 0 | 0 | 0 | 2.9907 | 1.0298e-06 | 0.00036036 | 4.9645
2001-09-09 | 50.239 | 89.1661 | 3 | 480 | 0 | 36 | 3 | 1 | 1 | 16.7463 | 0.99464 | 63.2291 | 61.96 | 1.0205 | 75.8749 | 1820.9978 | 36130.5742 | 0 | 0 | 0 | 3.0022 | 1.0028e-06 | 0.00035093 | 4.9746
2001-09-10 | 47.671 | 89.1661 | 3 | 480 | 0 | 36 | 3 | 1 | 1 | 15.8903 | 0.98929 | 60.6764 | 59.1491 | 1.0258 | 72.8116 | 1747.4792 | 36203.3867 | 0 | 0 | 0 | 3.0053 | 9.9571e-07 | 0.00034844 | 4.9845
2001-09-11 | 51.852 | 90.803 | 3 | 480 | 0 | 36 | 3 | 1 | 1 | 17.284 | 0.98393 | 55.5709 | 53.3342 | 1.0419 | 66.6851 | 1600.4424 | 36270.0703 | 0 | 0 | 0 | 3.0285 | 9.4406e-07 | 0.00033037 | 4.994
2001-09-12 | 52.051 | 90.803 | 3 | 480 | 0 | 36 | 3 | 1 | 1 | 17.3503 | 0.97857 | 55.5709 | 53.866 | 1.0317 | 66.6851 | 1600.4424 | 36336.7539 | 0 | 0 | 0 | 3.0158 | 9.7209e-07 | 0.00034017 | 5.0037
2001-09-13 | 51.928 | 90.803 | 3 | 480 | 0 | 36 | 3 | 1 | 1 | 17.3093 | 0.97321 | 55.5709 | 54.0684 | 1.0278 | 66.6851 | 1600.4424 | 36403.4375 | 0 | 0 | 0 | 3.0109 | 9.8296e-07 | 0.00034398 | 5.0135
2001-09-14 | 54.137 | 90.803 | 3 | 480 | 0 | 36 | 3 | 1 | 1 | 18.0457 | 0.96786 | 59.4 | 56.7157 | 1.0473 | 71.28 | 1710.7202 | 36474.7188 | 0 | 0 | 0 | 3.0352 | 9.2944e-07 | 0.00032525 | 5.0228
2001-09-15 | 50.892 | 90.803 | 3 | 480 | 0 | 36 | 3 | 1 | 1 | 16.964 | 0.9625 | 55.5709 | 53.646 | 1.0359 | 66.6851 | 1600.4424 | 36541.4023 | 0 | 0 | 0 | 3.0209 | 9.6059e-07 | 0.00033615 | 5.0324
2001-09-16 | 48.099 | 90.803 | 3 | 480 | 0 | 36 | 3 | 1 | 1 | 16.033 | 0.95714 | 51.7418 | 51.0169 | 1.0142 | 62.0902 | 1490.1646 | 36603.4922 | 0 | 0 | 0 | 2.9933 | 1.0236e-06 | 0.00035821 | 5.0427
2001-09-17 | 50.679 | 90.803 | 3 | 71.4 | 4.68 | 36 | 3 | 1 | 1 | 16.893 | 0.95179 | 55.5709 | 54.0889 | 1.0274 | 66.6851 | 1600.4424 | 36670.1758 | 0 | 0 | 0 | 3.0103 | 9.8428e-07 | 0.00034444 | 5.0525
2001-09-18 | 50.258 | 93.8642 | 3 | 480 | 0 | 36 | 3 | 1 | 1 | 16.7527 | 0.94643 | 45.36 | 36.1399 | 1.2551 | 54.432 | 1306.368 | 36724.6094 | 0 | 0 | 0 | 3.2508 | 5.6581e-07 | 0.00019801 | 5.0582
2001-09-19 | 41.791 | 93.8642 | 3 | 480 | 0 | 36 | 2 | 1 | 1 | 20.8955 | 0.94107 | 30.24 | 28.8576 | 1.0479 | 36.288 | 870.912 | 36760.8984 | 0 | 0 | 0 | 3.0356 | 9.2871e-07 | 0.000325 | 5.0674
2001-09-20 | 48.207 | 93.8642 | 3 | 480 | 0 | 36 | 3 | 1 | 1 | 16.069 | 0.93571 | 45.36 | 35.101 | 1.2923 | 54.432 | 1306.368 | 36815.332 | 0 | 0 | 0 | 3.2849 | 5.2302e-07 | 0.00018304 | 5.0727
2001-09-21 | 46.619 | 93.8642 | 3 | 480 | 0 | 36 | 3 | 1 | 1 | 15.5397 | 0.93036 | 45.36 | 34.1605 | 1.3279 | 54.432 | 1306.368 | 36869.7656 | 0 | 0 | 0 | 3.3162 | 4.8669e-07 | 0.00017033 | 5.0775
2001-09-22 | 48.284 | 93.8642 | 3 | 480 | 0 | 36 | 3 | 1 | 1 | 16.0947 | 0.925 | 45.36 | 35.6064 | 1.2739 | 54.432 | 1306.368 | 36924.1992 | 0 | 0 | 0 | 3.2684 | 5.433e-07 | 0.00019014 | 5.083
2001-09-23 | 49.756 | 93.8642 | 3 | 480 | 0 | 36 | 3 | 1 | 1 | 16.5853 | 0.91964 | 45.36 | 36.9273 | 1.2284 | 54.432 | 1306.368 | 36978.6328 | 0 | 0 | 0 | 3.2256 | 5.9964e-07 | 0.00020985 | 5.089
2001-09-24 | 45.812 | 93.8642 | 3 | 480 | 0 | 36 | 2 | 1 | 1 | 22.906 | 0.91429 | 32.7927 | 32.6904 | 1.0031 | 39.3513 | 944.4307 | 37017.9844 | 0 | 0 | 0 | 2.9795 | 1.0567e-06 | 0.00036978 | 5.0995
2001-09-25 | 33.73 | 93.2395 | 3 | 480 | 0 | 36 | 2 | 1 | 1 | 16.865 | 0.90893 | 30.24 | 26.4249 | 1.1444 | 36.288 | 870.912 | 37054.2734 | 0 | 0 | 0 | 3.1456 | 7.2081e-07 | 0.00025225 | 5.1067
2001-09-26 | 33.447 | 93.2395 | 3 | 480 | 0 | 36 | 2 | 1 | 1 | 16.7235 | 0.90357 | 30.24 | 26.3789 | 1.1464 | 36.288 | 870.912 | 37090.5625 | 0 | 0 | 0 | 3.1478 | 7.1727e-07 | 0.00025101 | 5.1139
2001-09-27 | 35.828 | 93.2395 | 3 | 480 | 0 | 36 | 2 | 1 | 1 | 17.914 | 0.89821 | 30.24 | 28.447 | 1.063 | 36.288 | 870.912 | 37126.8516 | 0 | 0 | 0 | 3.0538 | 8.9061e-07 | 0.00031167 | 5.1228
2001-09-28 | 35.058 | 93.2395 | 3 | 480 | 0 | 36 | 2 | 1 | 1 | 17.529 | 0.89286 | 30.24 | 28.024 | 1.0791 | 36.288 | 870.912 | 37163.1406 | 0 | 0 | 0 | 3.0727 | 8.5267e-07 | 0.00029839 | 5.1314
2001-09-29 | 34.884 | 93.2395 | 3 | 480 | 0 | 36 | 2 | 1 | 1 | 17.442 | 0.8875 | 30.24 | 28.0744 | 1.0771 | 36.288 | 870.912 | 37199.4297 | 0 | 0 | 0 | 3.0704 | 8.5713e-07 | 0.00029995 | 5.1399
2001-09-30 | 31.488 | 93.2395 | 3 | 480 | 0 | 36 | 2 | 1 | 1 | 15.744 | 0.88214 | 30.24 | 25.5143 | 1.1852 | 36.288 | 870.912 | 37235.7188 | 0 | 0 | 0 | 3.1883 | 6.5342e-07 | 0.00022867 | 5.1465
2001-10-01 | 35.168 | 93.2395 | 3 | 480 | 0 | 36 | 2 | 1 | 1 | 17.584 | 0.87679 | 30.24 | 28.6916 | 1.054 | 36.288 | 870.912 | 37272.0078 | 0 | 0 | 0 | 3.0429 | 9.1316e-07 | 0.00031955 | 5.1556
2001-10-02 | 36.958 | 94.2323 | 3 | 480 | 0 | 36 | 2 | 1 | 1 | 18.479 | 0.87143 | 30.24 | 26.4141 | 1.1448 | 36.288 | 870.912 | 37308.2969 | 0 | 0 | 0 | 3.1461 | 7.1997e-07 | 0.00025196 | 5.1628
2001-10-03 | 34.155 | 94.2323 | 3 | 480 | 0 | 36 | 2 | 1 | 1 | 17.0775 | 0.86607 | 30.24 | 24.5798 | 1.2303 | 36.288 | 870.912 | 37344.5859 | 0 | 0 | 0 | 3.2328 | 5.8969e-07 | 0.00020637 | 5.1687
2001-10-04 | 46.417 | 94.2323 | 3 | 480 | 0 | 36 | 3 | 1 | 1 | 15.4723 | 0.86071 | 45.36 | 35.1139 | 1.2918 | 54.432 | 1306.368 | 37399.0195 | 0 | 0 | 0 | 3.2853 | 5.2261e-07 | 0.0001829 | 5.1739
2001-10-05 | 49.303 | 94.2323 | 3 | 480 | 0 | 36 | 3 | 1 | 1 | 16.4343 | 0.85536 | 45.36 | 37.5512 | 1.2079 | 54.432 | 1306.368 | 37453.4531 | 0 | 0 | 0 | 3.2063 | 6.2688e-07 | 0.00021938 | 5.1802
2001-10-06 | 52.765 | 94.2323 | 3 | 480 | 0 | 36 | 3 | 1 | 1 | 17.5883 | 1 | 45.36 | 34.3938 | 1.3188 | 54.432 | 1306.368 | 37507.8867 | 0 | 0 | 0 | 3.3092 | 4.946e-07 | 0.00017309 | 5.1851
2001-10-07 | 52.632 | 94.2323 | 3 | 480 | 0 | 36 | 3 | 1 | 1 | 17.544 | 0.99464 | 45.36 | 34.5105 | 1.3144 | 54.432 | 1306.368 | 37562.3203 | 0 | 0 | 0 | 3.3054 | 4.99e-07 | 0.00017463 | 5.1901
2001-10-08 | 49.965 | 94.2323 | 3 | 404.3 | 0.01 | 36 | 3 | 1 | 1 | 16.655 | 0.98929 | 45.36 | 32.9569 | 1.3763 | 54.432 | 1306.368 | 37616.7539 | 0 | 0 | 0 | 3.3575 | 4.4251e-07 | 0.00015487 | 5.1945
2001-10-09 | 48.811 | 93.261 | 3 | 480 | 0 | 36 | 3 | 1 | 1 | 16.2703 | 0.98393 | 45.36 | 37.1174 | 1.2221 | 54.432 | 1306.368 | 37671.1875 | 0 | 0 | 0 | 3.2203 | 6.0695e-07 | 0.00021241 | 5.2006
2001-10-10 | 48.819 | 93.261 | 3 | 480 | 0 | 36 | 3 | 1 | 1 | 16.273 | 0.97857 | 45.36 | 37.3465 | 1.2146 | 54.432 | 1306.368 | 37725.6211 | 0 | 0 | 0 | 3.213 | 6.1724e-07 | 0.00021601 | 5.2068
2001-10-11 | 49.413 | 93.261 | 3 | 480 | 0 | 36 | 3 | 1 | 1 | 16.471 | 0.97321 | 45.36 | 38.0291 | 1.1928 | 54.432 | 1306.368 | 37780.0547 | 0 | 0 | 0 | 3.1913 | 6.4886e-07 | 0.00022708 | 5.2133
2001-10-12 | 47.349 | 93.261 | 3 | 480 | 0 | 36 | 3 | 1 | 1 | 15.783 | 0.96786 | 45.36 | 36.6615 | 1.2373 | 54.432 | 1306.368 | 37834.4883 | 0 | 0 | 0 | 3.2351 | 5.8664e-07 | 0.0002053 | 5.2191
2001-10-13 | 49.242 | 93.261 | 3 | 0 | 511 | 36 | 3 | 1 | 1 | 16.414 | 0.9625 | 45.36 | 38.3595 | 1.1825 | 54.432 | 1306.368 | 37888.9219 | 0 | 0 | 0 | 3.1809 | 6.6455e-07 | 0.00023257 | 5.2258
2001-10-14 | 48.34 | 93.261 | 3 | 480 | 0 | 36 | 3 | 1 | 1 | 16.1133 | 0.95714 | 45.36 | 37.8872 | 1.1972 | 54.432 | 1306.368 | 37943.3555 | 0 | 0 | 0 | 3.1959 | 6.4202e-07 | 0.00022468 | 5.2322
2001-10-15 | 44.268 | 93.261 | 3 | 480 | 0 | 36 | 2 | 1 | 1 | 22.134 | 0.95179 | 35.3455 | 33.5031 | 1.055 | 42.4145 | 1017.9491 | 37985.7695 | 0 | 0 | 0 | 3.0442 | 9.1056e-07 | 0.00031865 | 5.2413
2001-10-16 | 47.84 | 94.1456 | 3 | 480 | 0 | 36 | 3 | 1 | 1 | 15.9467 | 0.94643 | 45.36 | 33.5353 | 1.3526 | 54.432 | 1306.368 | 38040.2031 | 0 | 0 | 0 | 3.3383 | 4.6257e-07 | 0.00016189 | 5.2459
2001-10-17 | 45.578 | 94.1456 | 3 | 480 | 0 | 36 | 2 | 1 | 1 | 22.789 | 0.94107 | 32.7927 | 30.8657 | 1.0624 | 39.3513 | 944.4307 | 38079.5547 | 0 | 0 | 0 | 3.0531 | 8.9207e-07 | 0.00031217 | 5.2549
2001-10-18 | 48.631 | 94.1456 | 3 | 133.9 | 6.492 | 36 | 3 | 1 | 1 | 16.2103 | 0.93571 | 45.36 | 34.5125 | 1.3143 | 54.432 | 1306.368 | 38133.9883 | 0 | 0 | 0 | 3.3057 | 4.9862e-07 | 0.0001745 | 5.2598
2001-10-19 | 47.117 | 94.1456 | 3 | 480 | 0 | 36 | 3 | 1 | 1 | 15.7057 | 0.93036 | 45.36 | 33.6475 | 1.3481 | 54.432 | 1306.368 | 38188.4219 | 0 | 0 | 0 | 3.3346 | 4.665e-07 | 0.00016326 | 5.2645
2001-10-20 | 49.312 | 94.1456 | 3 | 0 | 670 | 36 | 3 | 1 | 1 | 16.4373 | 0.925 | 45.36 | 35.4368 | 1.28 | 54.432 | 1306.368 | 38242.8555 | 0 | 0 | 0 | 3.2752 | 5.3483e-07 | 0.00018717 | 5.2699
2001-10-21 | 47.59 | 94.1456 | 3 | 480 | 0 | 36 | 3 | 1 | 1 | 15.8633 | 0.91964 | 45.36 | 34.4158 | 1.318 | 54.432 | 1306.368 | 38297.2891 | 0 | 0 | 0 | 3.309 | 4.9484e-07 | 0.00017318 | 5.2748
2001-10-22 | 38.693 | 94.1456 | 3 | 194.2 | 0.066667 | 36 | 2 | 1 | 1 | 19.3465 | 0.91429 | 30.24 | 27.0597 | 1.1175 | 36.288 | 870.912 | 38333.5781 | 0 | 0 | 0 | 3.1164 | 7.7103e-07 | 0.00026982 | 5.2825
2001-10-23 | 38.772 | 94.3626 | 3 | 480 | 0 | 36 | 2 | 1 | 1 | 19.386 | 0.90893 | 30.24 | 26.4513 | 1.1432 | 36.288 | 870.912 | 38369.8672 | 0 | 0 | 0 | 3.1444 | 7.2283e-07 | 0.00025296 | 5.2897
2001-10-24 | 40.296 | 94.3626 | 3 | 480 | 0 | 36 | 2 | 1 | 1 | 20.148 | 0.90357 | 30.24 | 27.6718 | 1.0928 | 36.288 | 870.912 | 38406.1562 | 0 | 0 | 0 | 3.0885 | 8.2208e-07 | 0.00028769 | 5.298
2001-10-25 | 46.418 | 94.3626 | 3 | 480 | 0 | 36 | 3 | 1 | 1 | 15.4727 | 0.89821 | 45.36 | 33.3676 | 1.3594 | 54.432 | 1306.368 | 38460.5898 | 0 | 0 | 0 | 3.3442 | 4.5626e-07 | 0.00015968 | 5.3025
2001-10-26 | 48.478 | 94.3626 | 3 | 480 | 0 | 36 | 3 | 1 | 1 | 16.1593 | 0.89286 | 45.36 | 35.0746 | 1.2932 | 54.432 | 1306.368 | 38515.0234 | 0 | 0 | 0 | 3.2874 | 5.2009e-07 | 0.00018202 | 5.3077
2001-10-27 | 46.425 | 94.3626 | 3 | 480 | 0 | 36 | 3 | 1 | 1 | 15.475 | 0.8875 | 45.36 | 33.8083 | 1.3417 | 54.432 | 1306.368 | 38569.457 | 0 | 0 | 0 | 3.3295 | 4.7203e-07 | 0.0001652 | 5.3125
2001-10-28 | 49.706 | 94.3626 | 3 | 480 | 0 | 36 | 3 | 1 | 1 | 16.5687 | 0.88214 | 45.36 | 36.4351 | 1.245 | 54.432 | 1306.368 | 38623.8906 | 0 | 0 | 0 | 3.243 | 5.7606e-07 | 0.0002016 | 5.3182
2001-10-29 | 40.512 | 94.3626 | 3 | 480 | 0 | 36 | 2 | 1 | 1 | 20.256 | 0.87679 | 30.24 | 28.7607 | 1.0514 | 36.288 | 870.912 | 38660.1797 | 0 | 0 | 0 | 3.0399 | 9.196e-07 | 0.00032181 | 5.3274
2001-10-30 | 48.058 | 94.3626 | 3 | 480 | 0 | 36 | 3 | 1 | 1 | 16.0193 | 0.87143 | 45.36 | 35.6915 | 1.2709 | 54.432 | 1306.368 | 38714.6133 | 0 | 0 | 0 | 3.2673 | 5.4476e-07 | 0.00019065 | 5.3329
2001-10-31 | 46.008 | 94.3626 | 3 | 0 | 10.05 | 36 | 3 | 1 | 1 | 15.336 | 0.86607 | 45.36 | 34.3967 | 1.3187 | 54.432 | 1306.368 | 38769.0469 | 0 | 0 | 0 | 3.31 | 4.9373e-07 | 0.00017279 | 5.3378
2001-11-01 | 49.663 | 94.3626 | 3 | 480 | 0 | 36 | 3 | 1 | 1 | 16.5543 | 0.86071 | 45.36 | 37.3781 | 1.2135 | 54.432 | 1306.368 | 38823.4805 | 0 | 0 | 0 | 3.2128 | 6.1754e-07 | 0.00021612 | 5.344
2001-11-02 | 46.941 | 94.3626 | 3 | 480 | 0 | 36 | 3 | 1 | 1 | 15.647 | 0.85536 | 45.36 | 35.5674 | 1.2753 | 54.432 | 1306.368 | 38877.9141 | 0 | 0 | 0 | 3.2714 | 5.396e-07 | 0.00018884 | 5.3494
2001-11-03 | 49.627 | 94.3626 | 3 | 480 | 0 | 36 | 3 | 1 | 1 | 16.5423 | 1 | 45.36 | 32.1787 | 1.4096 | 54.432 | 1306.368 | 38932.3477 | 0 | 0 | 0 | 3.3849 | 4.1553e-07 | 0.00014542 | 5.3535
2001-11-04 | 46.73 | 94.3626 | 3 | 480 | 0 | 36 | 3 | 1 | 1 | 15.5767 | 0.99464 | 45.36 | 30.4777 | 1.4883 | 54.432 | 1306.368 | 38986.7812 | 0 | 0 | 0 | 3.4437 | 3.6287e-07 | 0.000127 | 5.3571
2001-11-05 | 41.787 | 94.3626 | 3 | 401.3 | 0.15833 | 36 | 2 | 1 | 1 | 20.8935 | 0.98929 | 30.24 | 26.4048 | 1.1452 | 36.288 | 870.912 | 39023.0703 | 0 | 0 | 0 | 3.1466 | 7.1926e-07 | 0.00025171 | 5.3643
2001-11-06 | 41.368 | 94.3626 | 3 | 480 | 0 | 36 | 2 | 1 | 1 | 20.684 | 0.98393 | 30.24 | 26.2981 | 1.1499 | 36.288 | 870.912 | 39059.3594 | 0 | 0 | 0 | 3.1515 | 7.1109e-07 | 0.00024885 | 5.3715
2001-11-07 | 50.298 | 94.3626 | 3 | 480 | 0 | 36 | 3 | 1 | 1 | 16.766 | 0.97857 | 45.36 | 33.3845 | 1.3587 | 54.432 | 1306.368 | 39113.793 | 0 | 0 | 0 | 3.344 | 4.5648e-07 | 0.00015975 | 5.376
2001-11-08 | 43.683 | 94.3626 | 3 | 480 | 0 | 36 | 2 | 1 | 1 | 21.8415 | 0.97321 | 30.24 | 28.1087 | 1.0758 | 36.288 | 870.912 | 39150.082 | 0 | 0 | 0 | 3.0689 | 8.6016e-07 | 0.00030101 | 5.3846
2001-11-09 | 48.129 | 94.3626 | 3 | 480 | 0 | 36 | 3 | 1 | 1 | 16.043 | 0.96786 | 45.36 | 32.3254 | 1.4032 | 54.432 | 1306.368 | 39204.5156 | 0 | 0 | 0 | 3.38 | 4.2019e-07 | 0.00014705 | 5.3888
2001-11-10 | 47.831 | 94.3626 | 3 | 480 | 0 | 36 | 3 | 1 | 1 | 15.9437 | 0.9625 | 45.36 | 32.3187 | 1.4035 | 54.432 | 1306.368 | 39258.9492 | 0 | 0 | 0 | 3.3803 | 4.1994e-07 | 0.00014697 | 5.393
2001-11-11 | 44.806 | 94.3626 | 3 | 480 | 0 | 36 | 2 | 1 | 1 | 22.403 | 0.95714 | 30.24 | 29.3668 | 1.0297 | 36.288 | 870.912 | 39295.2383 | 0 | 0 | 0 | 3.0132 | 9.7775e-07 | 0.00034215 | 5.4028
2001-11-12 | 47.211 | 94.3626 | 3 | 480 | 0 | 36 | 3 | 1 | 1 | 15.737 | 0.95179 | 45.36 | 32.2854 | 1.405 | 54.432 | 1306.368 | 39349.6719 | 0 | 0 | 0 | 3.3815 | 4.1879e-07 | 0.00014657 | 5.407
2001-11-13 | 45.25 | 93.476 | 3 | 480 | 0 | 36 | 2 | 1 | 1 | 22.625 | 0.94643 | 35.3455 | 34.0455 | 1.0382 | 42.4145 | 1017.9491 | 39392.0859 | 0 | 0 | 0 | 3.0237 | 9.5448e-07 | 0.00033401 | 5.4165
2001-11-14 | 45.369 | 93.476 | 3 | 415.5 | 0.01 | 36 | 2 | 1 | 1 | 22.6845 | 0.94107 | 35.3455 | 34.349 | 1.029 | 42.4145 | 1017.9491 | 39434.5 | 0 | 0 | 0 | 3.0123 | 9.7978e-07 | 0.00034286 | 5.4263
2001-11-15 | 47.128 | 93.476 | 3 | 480 | 0 | 36 | 3 | 1 | 1 | 15.7093 | 0.93571 | 45.36 | 37.212 | 1.219 | 54.432 | 1306.368 | 39488.9336 | 0 | 0 | 0 | 3.2185 | 6.0942e-07 | 0.00021327 | 5.4324
2001-11-16 | 44.75 | 93.476 | 3 | 480 | 0 | 36 | 2 | 1 | 1 | 22.375 | 0.93036 | 35.3455 | 34.3094 | 1.0302 | 42.4145 | 1017.9491 | 39531.3477 | 0 | 0 | 0 | 3.0138 | 9.7645e-07 | 0.0003417 | 5.4422
2001-11-17 | 45.925 | 93.476 | 3 | 480 | 0 | 36 | 2 | 1 | 1 | 22.9625 | 0.925 | 37.8982 | 35.4341 | 1.0695 | 45.4778 | 1091.4677 | 39576.8242 | 0 | 0 | 0 | 3.0615 | 8.7492e-07 | 0.00030617 | 5.4509
2001-11-18 | 46.522 | 93.476 | 3 | 480 | 0 | 36 | 3 | 1 | 1 | 15.5073 | 0.91964 | 45.36 | 37.4189 | 1.2122 | 54.432 | 1306.368 | 39631.2578 | 0 | 0 | 0 | 3.212 | 6.1863e-07 | 0.0002165 | 5.4571
2001-11-19 | 40.738 | 93.476 | 3 | 480 | 0 | 36 | 2 | 1 | 1 | 20.369 | 0.91429 | 32.7927 | 31.8359 | 1.0301 | 39.3513 | 944.4307 | 39670.6094 | 0 | 0 | 0 | 3.0136 | 9.7684e-07 | 0.00034184 | 5.4669
2001-11-20 | 48.544 | 94.7545 | 3 | 344 | 0.13333 | 36 | 3 | 1 | 1 | 16.1813 | 0.90893 | 45.36 | 32.9217 | 1.3778 | 54.432 | 1306.368 | 39725.043 | 0 | 0 | 0 | 3.36 | 4.3997e-07 | 0.00015398 | 5.4713
2001-11-21 | 44.459 | 94.7545 | 3 | 480 | 0 | 36 | 2 | 1 | 1 | 22.2295 | 0.90357 | 30.24 | 29.306 | 1.0319 | 36.288 | 870.912 | 39761.332 | 0 | 0 | 0 | 3.0159 | 9.7179e-07 | 0.00034007 | 5.481
2001-11-22 | 46.237 | 94.7545 | 3 | 480 | 0 | 36 | 3 | 1 | 1 | 15.4123 | 0.89821 | 45.36 | 31.7561 | 1.4284 | 54.432 | 1306.368 | 39815.7656 | 0 | 0 | 0 | 3.3999 | 4.0141e-07 | 0.00014048 | 5.485
2001-11-23 | 44.941 | 94.7545 | 3 | 361.9 | 0.30667 | 36 | 2 | 1 | 1 | 22.4705 | 0.89286 | 30.24 | 30.012 | 1.0076 | 36.288 | 870.912 | 39852.0547 | 0 | 0 | 0 | 2.9853 | 1.0428e-06 | 0.00036492 | 5.4954
2001-11-24 | 48.311 | 94.7545 | 3 | 416.2 | 0.01 | 36 | 3 | 1 | 1 | 16.1037 | 0.8875 | 45.36 | 33.6073 | 1.3497 | 54.432 | 1306.368 | 39906.4883 | 0 | 0 | 0 | 3.337 | 4.6392e-07 | 0.00016236 | 5.5001
2001-11-25 | 45.15 | 94.7545 | 3 | 480 | 0 | 36 | 2 | 1 | 1 | 22.575 | 0.88214 | 32.7927 | 30.5509 | 1.0734 | 39.3513 | 944.4307 | 39945.8398 | 0 | 0 | 0 | 3.066 | 8.6585e-07 | 0.000303 | 5.5087
2001-11-26 | 40.548 | 94.7545 | 3 | 203 | 0.046667 | 36 | 2 | 1 | 1 | 20.274 | 0.87679 | 30.24 | 27.6194 | 1.0949 | 36.288 | 870.912 | 39982.1289 | 0 | 0 | 0 | 3.0909 | 8.1761e-07 | 0.00028612 | 5.5169
2001-11-27 | 42.634 | 93.5621 | 3 | 480 | 0 | 36 | 2 | 1 | 1 | 21.317 | 0.87143 | 35.3455 | 34.692 | 1.0188 | 42.4145 | 1017.9491 | 40024.543 | 0 | 0 | 0 | 2.9996 | 1.009e-06 | 0.00035309 | 5.527
2001-11-28 | 32.25 | 93.5621 | 3 | 0 | 2277 | 36 | 2 | 1 | 1 | 16.125 | 0.86607 | 30.24 | 26.4188 | 1.1446 | 36.288 | 870.912 | 40060.832 | 0 | 0 | 0 | 3.1459 | 7.2033e-07 | 0.00025208 | 5.5342
2001-11-29 | 47.468 | 93.5621 | 3 | 359.6 | 0.06 | 36 | 3 | 1 | 1 | 15.8227 | 0.86071 | 45.36 | 40.4776 | 1.1206 | 54.432 | 1306.368 | 40115.2656 | 0 | 0 | 0 | 3.1167 | 7.7047e-07 | 0.00026963 | 5.5419
2001-11-30 | 47.072 | 93.5621 | 3 | 480 | 0 | 36 | 3 | 1 | 1 | 15.6907 | 0.85536 | 45.36 | 40.4081 | 1.1225 | 54.432 | 1306.368 | 40169.6992 | 0 | 0 | 0 | 3.1189 | 7.6666e-07 | 0.0002683 | 5.5496
2001-12-01 | 36.599 | 93.5621 | 3 | 395.6 | 0.10167 | 36 | 2 | 1 | 1 | 18.2995 | 1 | 30.24 | 26.0071 | 1.1628 | 36.288 | 870.912 | 40205.9883 | 0 | 0 | 0 | 3.1651 | 6.8921e-07 | 0.0002412 | 5.5565
2001-12-02 | 35.083 | 93.5621 | 3 | 480 | 0 | 36 | 2 | 1 | 1 | 17.5415 | 0.99464 | 30.24 | 25.0772 | 1.2059 | 36.288 | 870.912 | 40242.2773 | 0 | 0 | 0 | 3.209 | 6.2294e-07 | 0.00021801 | 5.5627
2001-12-03 | 37.462 | 93.5621 | 3 | 480 | 0 | 36 | 2 | 1 | 1 | 18.731 | 0.98929 | 30.24 | 26.9367 | 1.1226 | 36.288 | 870.912 | 40278.5664 | 0 | 0 | 0 | 3.122 | 7.6107e-07 | 0.00026634 | 5.5703
2001-12-04 | 42.965 | 99.4718 | 3 | 480 | 0 | 36 | 2 | 1 | 1 | 21.4825 | 0.98393 | 30.24 | 21.6006 | 1.4 | 36.288 | 870.912 | 40314.8555 | 0 | 0 | 0 | 3.3805 | 4.1968e-07 | 0.00014688 | 5.5745
2001-12-05 | 44.102 | 99.4718 | 3 | 480 | 0 | 36 | 2 | 1 | 1 | 22.051 | 0.97857 | 30.24 | 22.3051 | 1.3557 | 36.288 | 870.912 | 40351.1445 | 0 | 0 | 0 | 3.3448 | 4.5564e-07 | 0.00015946 | 5.5791
2001-12-06 | 42.324 | 99.4718 | 3 | 480 | 0 | 36 | 2 | 1 | 1 | 21.162 | 0.97321 | 30.24 | 21.5347 | 1.4042 | 36.288 | 870.912 | 40387.4336 | 0 | 0 | 0 | 3.3839 | 4.1644e-07 | 0.00014574 | 5.5832
2001-12-07 | 43.629 | 99.4718 | 3 | 480 | 0 | 36 | 2 | 1 | 1 | 21.8145 | 0.96786 | 30.24 | 22.3329 | 1.3541 | 36.288 | 870.912 | 40423.7227 | 0 | 0 | 0 | 3.3434 | 4.5711e-07 | 0.00015998 | 5.5878
2001-12-08 | 41.232 | 99.4718 | 3 | 480 | 0 | 36 | 2 | 1 | 1 | 20.616 | 0.9625 | 30.24 | 21.2342 | 1.4241 | 36.288 | 870.912 | 40460.0117 | 0 | 0 | 0 | 3.3993 | 4.0194e-07 | 0.00014067 | 5.5918
2001-12-09 | 43.398 | 99.4718 | 3 | 480 | 0 | 36 | 2 | 1 | 1 | 21.699 | 0.95714 | 30.24 | 22.4861 | 1.3448 | 36.288 | 870.912 | 40496.3008 | 0 | 0 | 0 | 3.3357 | 4.6528e-07 | 0.00016284 | 5.5965
2001-12-10 | 43.876 | 99.4718 | 3 | 480 | 0 | 36 | 2 | 1 | 1 | 21.938 | 0.95179 | 30.24 | 22.8732 | 1.3221 | 36.288 | 870.912 | 40532.5898 | 0 | 0 | 0 | 3.3164 | 4.8648e-07 | 0.00017025 | 5.6013
2001-12-11 | 42.917 | 94.9948 | 3 | 480 | 0 | 36 | 2 | 1 | 1 | 21.4585 | 0.94643 | 30.24 | 26.3289 | 1.1485 | 36.288 | 870.912 | 40568.8789 | 0 | 0 | 0 | 3.1501 | 7.1344e-07 | 0.00024967 | 5.6085
2001-12-12 | 45.008 | 94.9948 | 3 | 480 | 0 | 36 | 2 | 1 | 1 | 22.504 | 0.94107 | 30.24 | 27.7827 | 1.0884 | 36.288 | 870.912 | 40605.168 | 0 | 0 | 0 | 3.0835 | 8.3161e-07 | 0.00029102 | 5.6168
2001-12-13 | 43.045 | 94.9948 | 3 | 480 | 0 | 36 | 2 | 1 | 1 | 21.5225 | 0.93571 | 30.24 | 26.7363 | 1.131 | 36.288 | 870.912 | 40641.457 | 0 | 0 | 0 | 3.1312 | 7.4509e-07 | 0.00026075 | 5.6242
2001-12-14 | 42.847 | 94.9948 | 3 | 0 | 1298 | 36 | 2 | 1 | 1 | 21.4235 | 0.93036 | 30.24 | 26.7798 | 1.1292 | 36.288 | 870.912 | 40677.7461 | 0 | 0 | 0 | 3.1292 | 7.4854e-07 | 0.00026195 | 5.6317
2001-12-15 | 42.461 | 94.9948 | 3 | 412.3 | 0.01 | 36 | 2 | 1 | 1 | 21.2305 | 0.925 | 30.24 | 26.7053 | 1.1324 | 36.288 | 870.912 | 40714.0352 | 0 | 0 | 0 | 3.1327 | 7.4265e-07 | 0.00025989 | 5.6392
2001-12-16 | 43.609 | 94.9948 | 3 | 393.6 | 0.32833 | 36 | 2 | 1 | 1 | 21.8045 | 0.91964 | 30.24 | 27.6006 | 1.0956 | 36.288 | 870.912 | 40750.3242 | 0 | 0 | 0 | 3.0918 | 8.1601e-07 | 0.00028556 | 5.6473
2001-12-17 | 42.813 | 94.9948 | 3 | 480 | 0 | 36 | 2 | 1 | 1 | 21.4065 | 0.91429 | 30.24 | 27.2688 | 1.109 | 36.288 | 870.912 | 40786.6133 | 0 | 0 | 0 | 3.1068 | 7.8817e-07 | 0.00027582 | 5.6552
2001-12-18 | 41.448 | 92.2996 | 3 | 480 | 0 | 36 | 2 | 1 | 1 | 20.724 | 0.90893 | 40.4509 | 38.7341 | 1.0443 | 48.5411 | 1164.9862 | 40835.1562 | 0 | 0 | 0 | 3.0312 | 9.3808e-07 | 0.00032827 | 5.6646
2001-12-19 | 41.657 | 92.2996 | 3 | 480 | 0 | 36 | 2 | 1 | 1 | 20.8285 | 0.90357 | 40.4509 | 39.1791 | 1.0325 | 48.5411 | 1164.9862 | 40883.6992 | 0 | 0 | 0 | 3.0166 | 9.7015e-07 | 0.00033949 | 5.6743
2001-12-20 | 43.934 | 92.2996 | 3 | 480 | 0 | 36 | 2 | 1 | 1 | 21.967 | 0.89821 | 43.0036 | 41.5871 | 1.0341 | 51.6044 | 1238.5048 | 40935.3047 | 0 | 0 | 0 | 3.0186 | 9.6572e-07 | 0.00033795 | 5.6839
2001-12-21 | 41.06 | 92.2996 | 3 | 367.2 | 0.17667 | 36 | 2 | 1 | 1 | 20.53 | 0.89286 | 40.4509 | 39.1185 | 1.0341 | 48.5411 | 1164.9862 | 40983.8477 | 0 | 0 | 0 | 3.0186 | 9.6573e-07 | 0.00033795 | 5.6936
2001-12-22 | 43.441 | 92.2996 | 3 | 87.9 | 8.32 | 36 | 2 | 1 | 1 | 21.7205 | 0.8875 | 43.0036 | 41.6566 | 1.0323 | 51.6044 | 1238.5048 | 41035.4531 | 0 | 0 | 0 | 3.0165 | 9.7049e-07 | 0.00033961 | 5.7033
2001-12-23 | 43.301 | 92.2996 | 3 | 416.9 | 0.016667 | 36 | 2 | 1 | 1 | 21.6505 | 0.88214 | 43.0036 | 41.7943 | 1.0289 | 51.6044 | 1238.5048 | 41087.0586 | 0 | 0 | 0 | 3.0122 | 9.7999e-07 | 0.00034294 | 5.7131
2001-12-24 | 39.328 | 92.2996 | 3 | 480 | 0 | 36 | 2 | 1 | 1 | 19.664 | 0.87679 | 40.4509 | 38.2095 | 1.0587 | 48.5411 | 1164.9862 | 41135.6016 | 0 | 0 | 0 | 3.0486 | 9.0137e-07 | 0.00031543 | 5.7221
2001-12-25 | 34.857 | 92.2996 | 3 | 388.4 | 0.096667 | 36 | 2 | 1 | 1 | 17.4285 | 0.87143 | 35.3455 | 34.0898 | 1.0368 | 42.4145 | 1017.9491 | 41178.0156 | 0 | 0 | 0 | 3.022 | 9.5814e-07 | 0.00033529 | 5.7317
2001-12-26 | 38.638 | 92.2996 | 3 | 480 | 0 | 36 | 2 | 1 | 1 | 19.319 | 0.86607 | 40.4509 | 38.0391 | 1.0634 | 48.5411 | 1164.9862 | 41226.5586 | 0 | 0 | 0 | 3.0542 | 8.8969e-07 | 0.00031134 | 5.7406
2001-12-27 | 43.743 | 92.2996 | 3 | 414.5 | 0.033333 | 36 | 2 | 1 | 1 | 21.8715 | 0.86071 | 45.5564 | 43.3532 | 1.0508 | 54.6676 | 1312.0234 | 41281.2266 | 0 | 0 | 0 | 3.0391 | 9.2118e-07 | 0.00032236 | 5.7498
2001-12-28 | 42.941 | 92.2996 | 3 | 480 | 0 | 36 | 2 | 1 | 1 | 21.4705 | 0.85536 | 43.0036 | 42.8448 | 1.0037 | 51.6044 | 1238.5048 | 41332.832 | 0 | 0 | 0 | 2.9803 | 1.0549e-06 | 0.00036914 | 5.7604
2001-12-29 | 44.447 | 92.2996 | 3 | 480 | 0 | 36 | 2 | 1 | 1 | 22.2235 | 1 | 40.4509 | 37.9504 | 1.0659 | 48.5411 | 1164.9862 | 41381.375 | 0 | 0 | 0 | 3.0572 | 8.8366e-07 | 0.00030923 | 5.7692
2001-12-30 | 42.315 | 92.2996 | 3 | 480 | 0 | 36 | 2 | 1 | 1 | 21.1575 | 0.99464 | 37.8982 | 36.3413 | 1.0428 | 45.4778 | 1091.4677 | 41426.8516 | 0 | 0 | 0 | 3.0294 | 9.42e-07 | 0.00032965 | 5.7786
2001-12-31 | 39.642 | 92.2996 | 3 | 480 | 0 | 36 | 2 | 1 | 1 | 19.821 | 0.98929 | 35.3455 | 34.2457 | 1.0321 | 42.4145 | 1017.9491 | 41469.2656 | 0 | 0 | 0 | 3.0162 | 9.7111e-07 | 0.00033983 | 5.7883
2002-01-01 | 43.424 | 92.2996 | 3 | 288.7 | 0.10167 | 36 | 2 | 1 | 1 | 21.712 | 0.98393 | 37.8982 | 37.7343 | 1.0043 | 45.4778 | 1091.4677 | 41514.7422 | 0 | 0 | 0 | 2.9811 | 1.0529e-06 | 0.00036845 | 5.7989
2002-01-02 | 41.206 | 92.2996 | 3 | 480 | 0 | 36 | 2 | 1 | 1 | 20.603 | 0.97857 | 37.8982 | 36.0193 | 1.0522 | 45.4778 | 1091.4677 | 41560.2188 | 0 | 0 | 0 | 3.0407 | 9.1774e-07 | 0.00032116 | 5.808
2002-01-03 | 45.58 | 92.2996 | 3 | 480 | 0 | 36 | 2 | 1 | 1 | 22.79 | 0.97321 | 40.4509 | 40.0802 | 1.0093 | 48.5411 | 1164.9862 | 41608.7617 | 0 | 0 | 0 | 2.9874 | 1.0377e-06 | 0.00036314 | 5.8184
2002-01-04 | 47.748 | 92.2996 | 3 | 480 | 0 | 36 | 3 | 1 | 1 | 15.916 | 0.96786 | 46.6364 | 43.4098 | 1.0743 | 55.9636 | 1343.1273 | 41664.7266 | 0 | 0 | 0 | 3.0671 | 8.6369e-07 | 0.00030225 | 5.827
2002-01-05 | 45.843 | 92.2996 | 3 | 480 | 0 | 36 | 2 | 1 | 1 | 22.9215 | 0.9625 | 43.0036 | 40.7968 | 1.0541 | 51.6044 | 1238.5048 | 41716.332 | 0 | 0 | 0 | 3.0431 | 9.1283e-07 | 0.00031944 | 5.8362
2002-01-06 | 43.774 | 92.2996 | 3 | 480 | 0 | 36 | 2 | 1 | 1 | 21.887 | 0.95714 | 40.4509 | 39.1911 | 1.0321 | 48.5411 | 1164.9862 | 41764.875 | 0 | 0 | 0 | 3.0162 | 9.7102e-07 | 0.0003398 | 5.8459
2002-01-07 | 44.427 | 92.2996 | 3 | 480 | 0 | 36 | 2 | 1 | 1 | 22.2135 | 0.95179 | 40.4509 | 40.0173 | 1.0108 | 48.5411 | 1164.9862 | 41813.418 | 0 | 0 | 0 | 2.9894 | 1.0329e-06 | 0.00036145 | 5.8562
2002-01-08 | 45.28 | 92.7897 | 3 | 198.1 | 0.068333 | 36 | 2 | 1 | 1 | 22.64 | 0.94643 | 40.4509 | 38.4634 | 1.0517 | 48.5411 | 1164.9862 | 41861.9609 | 0 | 0 | 0 | 3.0402 | 9.1899e-07 | 0.00032159 | 5.8654
2002-01-09 | 41.71 | 92.7897 | 3 | 480 | 0 | 36 | 2 | 1 | 1 | 20.855 | 0.94107 | 37.8982 | 35.6483 | 1.0631 | 45.4778 | 1091.4677 | 41907.4375 | 0 | 0 | 0 | 3.0539 | 8.904e-07 | 0.00031159 | 5.8743
2002-01-10 | 34.374 | 92.7897 | 3 | 480 | 0 | 36 | 2 | 1 | 1 | 17.187 | 0.93571 | 30.24 | 29.5596 | 1.023 | 36.288 | 870.912 | 41943.7266 | 0 | 0 | 0 | 3.0048 | 9.9684e-07 | 0.00034883 | 5.8843
2002-01-11 | 38.78 | 92.7897 | 3 | 0 | 3245.993 | 36 | 2 | 1 | 1 | 19.39 | 0.93036 | 35.3455 | 33.5552 | 1.0534 | 42.4145 | 1017.9491 | 41986.1406 | 0 | 0 | 0 | 3.0422 | 9.147e-07 | 0.0003201 | 5.8934
2002-01-12 | 47.34 | 92.7897 | 3 | 333 | 0.026667 | 36 | 3 | 1 | 1 | 15.78 | 0.925 | 45.36 | 42.3112 | 1.0721 | 54.432 | 1306.368 | 42040.5742 | 0 | 0 | 0 | 3.0625 | 8.7293e-07 | 0.00030548 | 5.9022
2002-01-13 | 43.966 | 92.7897 | 3 | 480 | 0 | 36 | 2 | 1 | 1 | 21.983 | 0.91964 | 40.4509 | 38.5191 | 1.0502 | 48.5411 | 1164.9862 | 42089.1172 | 0 | 0 | 0 | 3.0383 | 9.2289e-07 | 0.00032296 | 5.9114
2002-01-14 | 43.344 | 92.7897 | 3 | 480 | 0 | 36 | 2 | 1 | 1 | 21.672 | 0.91429 | 40.4509 | 38.2132 | 1.0586 | 48.5411 | 1164.9862 | 42137.6602 | 0 | 0 | 0 | 3.0484 | 9.0162e-07 | 0.00031552 | 5.9204
2002-01-15 | 49.487 | 94.3409 | 3 | 315.8 | 0.16333 | 36 | 3 | 1 | 1 | 16.4957 | 0.90893 | 45.36 | 36.3134 | 1.2491 | 54.432 | 1306.368 | 42192.0938 | 0 | 0 | 0 | 3.249 | 5.6809e-07 | 0.00019881 | 5.9261
2002-01-16 | 40.977 | 94.3409 | 3 | 480 | 0 | 36 | 2 | 1 | 1 | 20.4885 | 0.90357 | 30.24 | 29.4887 | 1.0255 | 36.288 | 870.912 | 42228.3828 | 0 | 0 | 0 | 3.0079 | 9.8978e-07 | 0.00034636 | 5.936
2002-01-17 | 32.696 | 94.3409 | 3 | 369.7 | 0.05 | 36 | 2 | 1 | 1 | 16.348 | 0.89821 | 30.24 | 23.6798 | 1.277 | 36.288 | 870.912 | 42264.6719 | 0 | 0 | 0 | 3.2766 | 5.3322e-07 | 0.00018661 | 5.9413
2002-01-18 | 39.728 | 94.3409 | 3 | 399.8 | 0.01 | 36 | 2 | 1 | 1 | 19.864 | 0.89286 | 30.24 | 28.9576 | 1.0443 | 36.288 | 870.912 | 42300.9609 | 0 | 0 | 0 | 3.0312 | 9.3818e-07 | 0.00032831 | 5.9507
2002-01-19 | 44.374 | 94.3409 | 3 | 480 | 0 | 36 | 2 | 1 | 1 | 22.187 | 0.8875 | 32.7927 | 32.5531 | 1.0074 | 39.3513 | 944.4307 | 42340.3125 | 0 | 0 | 0 | 2.985 | 1.0435e-06 | 0.00036517 | 5.9611
2002-01-20 | 44.592 | 94.3409 | 3 | 169.9 | 0.10167 | 36 | 2 | 1 | 1 | 22.296 | 0.88214 | 35.3455 | 32.9256 | 1.0735 | 42.4145 | 1017.9491 | 42382.7266 | 0 | 0 | 0 | 3.0662 | 8.6558e-07 | 0.00030291 | 5.9698
2002-01-21 | 44.773 | 94.3409 | 3 | 398 | 2.2967 | 36 | 2 | 1 | 1 | 22.3865 | 0.87679 | 35.3455 | 33.2752 | 1.0622 | 42.4145 | 1017.9491 | 42425.1406 | 0 | 0 | 0 | 3.0528 | 8.9259e-07 | 0.00031236 | 5.9787
2002-01-22 | 45.402 | 94.3409 | 3 | 480 | 0 | 36 | 2 | 1 | 1 | 22.701 | 0.87143 | 35.3455 | 33.9643 | 1.0407 | 42.4145 | 1017.9491 | 42467.5547 | 0 | 0 | 0 | 3.0267 | 9.478e-07 | 0.00033168 | 5.9882
2002-01-23 | 45.377 | 94.3409 | 3 | 480 | 0 | 36 | 2 | 1 | 1 | 22.6885 | 0.86607 | 35.3455 | 34.1698 | 1.0344 | 42.4145 | 1017.9491 | 42509.9688 | 0 | 0 | 0 | 3.019 | 9.6478e-07 | 0.00033762 | 5.9978
2002-01-24 | 44.535 | 94.3409 | 3 | 175.9 | 2.41 | 36 | 2 | 1 | 1 | 22.2675 | 0.86071 | 35.3455 | 33.7586 | 1.047 | 42.4145 | 1017.9491 | 42552.3828 | 0 | 0 | 0 | 3.0345 | 9.3104e-07 | 0.00032581 | 6.0071
2002-01-25 | 51.311 | 94.3409 | 3 | 0 | 5261013.271 | 36 | 3 | 1 | 1 | 17.1037 | 0.85536 | 45.36 | 40.1227 | 1.1305 | 54.432 | 1306.368 | 42606.8164 | 0 | 0 | 0 | 3.129 | 7.4892e-07 | 0.00026209 | 6.0146
2002-01-26 | 48.424 | 94.3409 | 3 | 0 | 26.412 | 36 | 3 | 1 | 1 | 16.1413 | 1 | 45.36 | 32.3994 | 1.4 | 54.432 | 1306.368 | 42661.25 | 0 | 0 | 0 | 3.3792 | 4.2096e-07 | 0.00014732 | 6.0188
2002-01-27 | 52.627 | 94.3409 | 3 | 480 | 0 | 36 | 3 | 1 | 1 | 17.5423 | 0.99464 | 45.36 | 35.4133 | 1.2809 | 54.432 | 1306.368 | 42715.6836 | 0 | 0 | 0 | 3.2785 | 5.3078e-07 | 0.00018575 | 6.0241
2002-01-28 | 38.173 | 94.3409 | 3 | 0 | 403 | 36 | 2 | 1 | 1 | 19.0865 | 0.98929 | 30.24 | 25.2169 | 1.1992 | 36.288 | 870.912 | 42751.9727 | 0 | 0 | 0 | 3.2024 | 6.3255e-07 | 0.00022137 | 6.0305
2002-01-29 | 34.79 | 94.1673 | 3 | 480 | 0 | 36 | 2 | 1 | 1 | 17.395 | 0.98393 | 30.24 | 23.7028 | 1.2758 | 36.288 | 870.912 | 42788.2617 | 0 | 0 | 0 | 3.2754 | 5.3461e-07 | 0.0001871 | 6.0358
2002-01-30 | 36.992 | 94.1673 | 3 | 0 | 915.884 | 36 | 2 | 1 | 1 | 18.496 | 0.97857 | 30.24 | 25.3513 | 1.1928 | 36.288 | 870.912 | 42824.5508 | 0 | 0 | 0 | 3.196 | 6.4191e-07 | 0.00022464 | 6.0422
2002-01-31 | 45.236 | 94.1673 | 3 | 480 | 0 | 36 | 2 | 1 | 1 | 22.618 | 0.97321 | 32.7927 | 31.1844 | 1.0516 | 39.3513 | 944.4307 | 42863.9023 | 0 | 0 | 0 | 3.04 | 9.1924e-07 | 0.00032168 | 6.0514
2002-02-01 | 42.112 | 94.1673 | 3 | 480 | 0 | 36 | 2 | 1 | 1 | 21.056 | 0.96786 | 30.24 | 29.2032 | 1.0355 | 36.288 | 870.912 | 42900.1914 | 0 | 0 | 0 | 3.0204 | 9.6177e-07 | 0.00033656 | 6.061
2002-02-02 | 43.994 | 94.1673 | 3 | 480 | 0 | 36 | 2 | 1 | 1 | 21.997 | 0.9625 | 32.7927 | 30.6905 | 1.0685 | 39.3513 | 944.4307 | 42939.543 | 0 | 0 | 0 | 3.0603 | 8.774e-07 | 0.00030704 | 6.0698
2002-02-03 | 42.887 | 94.1673 | 3 | 480 | 0 | 36 | 2 | 1 | 1 | 21.4435 | 0.95714 | 30.24 | 30.0977 | 1.0047 | 36.288 | 870.912 | 42975.832 | 0 | 0 | 0 | 2.9816 | 1.0517e-06 | 0.00036803 | 6.0803
2002-02-04 | 35.989 | 94.1673 | 3 | 480 | 0 | 36 | 2 | 1 | 1 | 17.9945 | 0.95179 | 30.24 | 25.4091 | 1.1901 | 36.288 | 870.912 | 43012.1211 | 0 | 0 | 0 | 3.1933 | 6.4597e-07 | 0.00022606 | 6.0868
2002-02-05 | 34.529 | 92.3209 | 3 | 480 | 0 | 36 | 2 | 1 | 1 | 17.2645 | 0.94643 | 32.7927 | 31.5726 | 1.0386 | 39.3513 | 944.4307 | 43051.4727 | 0 | 0 | 0 | 3.0243 | 9.5323e-07 | 0.00033357 | 6.0963
2002-02-06 | 43.836 | 92.3209 | 3 | 480 | 0 | 36 | 2 | 1 | 1 | 21.918 | 0.94107 | 40.4509 | 40.3269 | 1.0031 | 48.5411 | 1164.9862 | 43100.0156 | 0 | 0 | 0 | 2.9794 | 1.0569e-06 | 0.00036984 | 6.1069
2002-02-07 | 45.552 | 92.3209 | 3 | 480 | 0 | 36 | 2 | 1 | 1 | 22.776 | 0.93571 | 43.0036 | 42.162 | 1.02 | 51.6044 | 1238.5048 | 43151.6211 | 0 | 0 | 0 | 3.001 | 1.0057e-06 | 0.00035194 | 6.117
2002-02-08 | 43.698 | 92.3209 | 3 | 480 | 0 | 36 | 2 | 1 | 1 | 21.849 | 0.93036 | 43.0036 | 40.6949 | 1.0567 | 51.6044 | 1238.5048 | 43203.2266 | 0 | 0 | 0 | 3.0462 | 9.0618e-07 | 0.00031711 | 6.126
2002-02-09 | 45.39 | 92.3209 | 3 | 480 | 0 | 36 | 2 | 1 | 1 | 22.695 | 0.925 | 43.0036 | 42.5321 | 1.0111 | 51.6044 | 1238.5048 | 43254.832 | 0 | 0 | 0 | 2.9897 | 1.0321e-06 | 0.00036118 | 6.1363
2002-02-10 | 44.562 | 92.3209 | 3 | 480 | 0 | 36 | 2 | 1 | 1 | 22.281 | 0.91964 | 43.0036 | 42.0158 | 1.0235 | 51.6044 | 1238.5048 | 43306.4375 | 0 | 0 | 0 | 3.0055 | 9.9542e-07 | 0.00034834 | 6.1463
2002-02-11 | 39.731 | 92.3209 | 3 | 332 | 0.051667 | 36 | 2 | 1 | 1 | 19.8655 | 0.91429 | 37.8982 | 37.695 | 1.0054 | 45.4778 | 1091.4677 | 43351.9141 | 0 | 0 | 0 | 2.9824 | 1.0496e-06 | 0.00036731 | 6.1568
2002-02-12 | 34.182 | 94.3626 | 3 | 480 | 0 | 36 | 2 | 1 | 1 | 17.091 | 0.90893 | 30.24 | 24.6458 | 1.227 | 36.288 | 870.912 | 43388.2031 | 0 | 0 | 0 | 3.2297 | 5.9401e-07 | 0.00020788 | 6.1627
2002-02-13 | 42.578 | 94.3626 | 3 | 480 | 0 | 36 | 2 | 1 | 1 | 21.289 | 0.90357 | 32.7927 | 30.8934 | 1.0615 | 39.3513 | 944.4307 | 43427.5547 | 0 | 0 | 0 | 3.0519 | 8.944e-07 | 0.00031299 | 6.1717
2002-02-14 | 44.325 | 94.3626 | 3 | 480 | 0 | 36 | 2 | 1 | 1 | 22.1625 | 0.89821 | 32.7927 | 32.3653 | 1.0132 | 39.3513 | 944.4307 | 43466.9062 | 0 | 0 | 0 | 2.9924 | 1.0257e-06 | 0.00035894 | 6.1819
2002-02-15 | 44.645 | 94.3626 | 3 | 480 | 0 | 36 | 2 | 1 | 1 | 22.3225 | 0.89286 | 34.0691 | 32.8071 | 1.0385 | 40.8829 | 981.1899 | 43507.7891 | 0 | 0 | 0 | 3.0203 | 9.6195e-07 | 0.00033663 | 6.1916
2002-02-16 | 44.764 | 94.3626 | 3 | 480 | 0 | 36 | 2 | 1 | 1 | 22.382 | 0.8875 | 35.3455 | 33.1057 | 1.0677 | 42.4145 | 1017.9491 | 43550.2031 | 0 | 0 | 0 | 3.0593 | 8.7942e-07 | 0.00030775 | 6.2003
2002-02-17 | 45.217 | 94.3626 | 3 | 0 | 4.074 | 36 | 2 | 1 | 1 | 22.6085 | 0.88214 | 35.3455 | 33.6566 | 1.0502 | 42.4145 | 1017.9491 | 43592.6172 | 0 | 0 | 0 | 3.0383 | 9.2282e-07 | 0.00032294 | 6.2096
2002-02-18 | 40.546 | 94.3626 | 3 | 480 | 0 | 36 | 2 | 1 | 1 | 20.273 | 0.87679 | 32.7927 | 30.3757 | 1.0796 | 39.3513 | 944.4307 | 43631.9688 | 0 | 0 | 0 | 3.0733 | 8.5154e-07 | 0.00029799 | 6.2181
2002-02-19 | 45.12 | 95.3016 | 3 | 480 | 0 | 36 | 2 | 1 | 1 | 22.56 | 0.87143 | 30.24 | 29.5729 | 1.0226 | 36.288 | 870.912 | 43668.2578 | 0 | 0 | 0 | 3.0043 | 9.9817e-07 | 0.0003493 | 6.2281
2002-02-20 | 45.204 | 95.3016 | 3 | 329.5 | 0.13667 | 36 | 2 | 1 | 1 | 22.602 | 0.86607 | 30.24 | 29.8225 | 1.014 | 36.288 | 870.912 | 43704.5469 | 0 | 0 | 0 | 2.9934 | 1.0233e-06 | 0.00035811 | 6.2383
2002-02-21 | 44.8 | 95.3016 | 3 | 480 | 0 | 36 | 2 | 1 | 1 | 22.4 | 0.86071 | 30.24 | 29.751 | 1.0164 | 36.288 | 870.912 | 43740.8359 | 0 | 0 | 0 | 2.9965 | 1.0161e-06 | 0.00035557 | 6.2485
2002-02-22 | 45.025 | 95.3016 | 3 | 338.4 | 0.083333 | 36 | 2 | 1 | 1 | 22.5125 | 0.85536 | 30.24 | 30.099 | 1.0047 | 36.288 | 870.912 | 43777.125 | 0 | 0 | 0 | 2.9815 | 1.0518e-06 | 0.00036807 | 6.259
2002-02-23 | 43.214 | 95.3016 | 3 | 336.9 | 0.02 | 36 | 2 | 1 | 1 | 21.607 | 1 | 30.24 | 24.719 | 1.2233 | 36.288 | 870.912 | 43813.4141 | 0 | 0 | 0 | 3.2261 | 5.9885e-07 | 0.00020957 | 6.265
2002-02-24 | 44.167 | 95.3016 | 3 | 276.4 | 0.44667 | 36 | 2 | 1 | 1 | 22.0835 | 0.99464 | 30.24 | 25.4097 | 1.1901 | 36.288 | 870.912 | 43849.7031 | 0 | 0 | 0 | 3.1932 | 6.4601e-07 | 0.00022608 | 6.2714
2002-02-25 | 43.77 | 95.3016 | 3 | 480 | 0 | 36 | 2 | 1 | 1 | 21.885 | 0.98929 | 30.24 | 25.327 | 1.194 | 36.288 | 870.912 | 43885.9922 | 0 | 0 | 0 | 3.1971 | 6.4021e-07 | 0.00022405 | 6.2778
2002-02-26 | 44.496 | 96.6941 | 3 | 480 | 0 | 36 | 2 | 1 | 1 | 22.248 | 0.98393 | 30.24 | 23.2001 | 1.3034 | 36.288 | 870.912 | 43922.2812 | 0 | 0 | 0 | 3.3002 | 5.0499e-07 | 0.00017673 | 6.2829
2002-02-27 | 45.16 | 96.6941 | 3 | 292 | 0.018333 | 36 | 2 | 1 | 1 | 22.58 | 0.97857 | 30.24 | 23.6839 | 1.2768 | 36.288 | 870.912 | 43958.5703 | 0 | 0 | 0 | 3.2764 | 5.3347e-07 | 0.0001867 | 6.2882
2002-02-28 | 43.036 | 96.6941 | 3 | 480 | 0 | 36 | 2 | 1 | 1 | 21.518 | 0.97321 | 30.24 | 22.7025 | 1.332 | 36.288 | 870.912 | 43994.8594 | 0 | 0 | 0 | 3.3249 | 4.7704e-07 | 0.00016695 | 6.293
2002-03-01 | 45.755 | 96.6941 | 3 | 480 | 0 | 36 | 2 | 1 | 1 | 22.8775 | 0.96786 | 30.24 | 24.2793 | 1.2455 | 36.288 | 870.912 | 44031.1484 | 0 | 0 | 0 | 3.2473 | 5.7031e-07 | 0.00019959 | 6.2987
2002-03-02 | 44.322 | 96.6941 | 3 | 480 | 0 | 36 | 2 | 1 | 1 | 22.161 | 0.9625 | 30.24 | 23.6584 | 1.2782 | 36.288 | 870.912 | 44067.4375 | 0 | 0 | 0 | 3.2776 | 5.3193e-07 | 0.00018616 | 6.304
2002-03-03 | 45.044 | 96.6941 | 3 | 360.2 | 0.13 | 36 | 2 | 1 | 1 | 22.522 | 0.95714 | 30.24 | 24.1871 | 1.2503 | 36.288 | 870.912 | 44103.7266 | 0 | 0 | 0 | 3.2518 | 5.6448e-07 | 0.00019755 | 6.3097
2002-03-04 | 41.455 | 96.6941 | 3 | 480 | 0 | 36 | 2 | 1 | 1 | 20.7275 | 0.95179 | 30.24 | 22.3933 | 1.3504 | 36.288 | 870.912 | 44140.0156 | 0 | 0 | 0 | 3.3404 | 4.6032e-07 | 0.0001611 | 6.3143
2002-03-05 | 46.347 | 94.4061 | 3 | 480 | 0 | 36 | 3 | 1 | 1 | 15.449 | 0.94643 | 45.36 | 32.7718 | 1.3841 | 54.432 | 1306.368 | 44194.4492 | 0 | 0 | 0 | 3.3671 | 4.329e-07 | 0.0001515 | 6.3186
2002-03-06 | 41.371 | 94.4061 | 3 | 480 | 0 | 36 | 2 | 1 | 1 | 20.6855 | 0.94107 | 30.24 | 28.8643 | 1.0477 | 36.288 | 870.912 | 44230.7383 | 0 | 0 | 0 | 3.0353 | 9.2934e-07 | 0.00032522 | 6.3279
2002-03-07 | 36.403 | 94.4061 | 3 | 401.3 | 0.076667 | 36 | 2 | 1 | 1 | 18.2015 | 0.93571 | 30.24 | 25.5527 | 1.1834 | 36.288 | 870.912 | 44267.0273 | 0 | 0 | 0 | 3.1865 | 6.5615e-07 | 0.00022963 | 6.3344
2002-03-08 | 38.244 | 94.4061 | 3 | 275.9 | 0.026667 | 36 | 2 | 1 | 1 | 19.122 | 0.93036 | 30.24 | 27.0092 | 1.1196 | 36.288 | 870.912 | 44303.3164 | 0 | 0 | 0 | 3.1187 | 7.6692e-07 | 0.00026839 | 6.3421
2002-03-09 | 38.314 | 94.4061 | 3 | 480 | 0 | 36 | 2 | 1 | 1 | 19.157 | 0.925 | 30.24 | 27.225 | 1.1107 | 36.288 | 870.912 | 44339.6055 | 0 | 0 | 0 | 3.1088 | 7.8455e-07 | 0.00027456 | 6.35
2002-03-10 | 37.022 | 94.4061 | 3 | 480 | 0 | 36 | 2 | 1 | 1 | 18.511 | 0.91964 | 30.24 | 26.4696 | 1.1424 | 36.288 | 870.912 | 44375.8945 | 0 | 0 | 0 | 3.1436 | 7.2424e-07 | 0.00025345 | 6.3572
2002-03-11 | 37.083 | 94.4061 | 3 | 265.8 | 0.18167 | 36 | 2 | 1 | 1 | 18.5415 | 0.91429 | 30.24 | 26.678 | 1.1335 | 36.288 | 870.912 | 44412.1836 | 0 | 0 | 0 | 3.1339 | 7.4049e-07 | 0.00025914 | 6.3646
2002-03-12 | 39.253 | 94.9511 | 3 | 327.7 | 0.061667 | 36 | 2 | 1 | 1 | 19.6265 | 0.90893 | 30.24 | 26.2153 | 1.1535 | 36.288 | 870.912 | 44448.4727 | 0 | 0 | 0 | 3.1554 | 7.0481e-07 | 0.00024665 | 6.3717
2002-03-13 | 36.576 | 94.9511 | 3 | 402.4 | 0.07 | 36 | 2 | 1 | 1 | 18.288 | 0.90357 | 30.24 | 24.5809 | 1.2302 | 36.288 | 870.912 | 44484.7617 | 0 | 0 | 0 | 3.2328 | 5.8976e-07 | 0.00020639 | 6.3776
2002-03-14 | 36.326 | 94.9511 | 3 | 480 | 0 | 36 | 2 | 1 | 1 | 18.163 | 0.89821 | 30.24 | 24.5671 | 1.2309 | 36.288 | 870.912 | 44521.0508 | 0 | 0 | 0 | 3.2335 | 5.8886e-07 | 0.00020608 | 6.3834
2002-03-15 | 39.039 | 94.9511 | 3 | 480 | 0 | 36 | 2 | 1 | 1 | 19.5195 | 0.89286 | 30.24 | 26.5696 | 1.1381 | 36.288 | 870.912 | 44557.3398 | 0 | 0 | 0 | 3.1389 | 7.32e-07 | 0.00025617 | 6.3908
2002-03-16 | 36.092 | 94.9511 | 3 | 480 | 0 | 36 | 2 | 1 | 1 | 18.046 | 0.8875 | 30.24 | 24.7207 | 1.2233 | 36.288 | 870.912 | 44593.6289 | 0 | 0 | 0 | 3.2261 | 5.9896e-07 | 0.00020961 | 6.3967
2002-03-17 | 37.52 | 94.9511 | 3 | 480 | 0 | 36 | 2 | 1 | 1 | 18.76 | 0.88214 | 30.24 | 25.8638 | 1.1692 | 36.288 | 870.912 | 44629.918 | 0 | 0 | 0 | 3.1718 | 6.7864e-07 | 0.0002375 | 6.4035
2002-03-18 | 38.163 | 94.9511 | 3 | 480 | 0 | 36 | 2 | 1 | 1 | 19.0815 | 0.87679 | 30.24 | 26.4769 | 1.1421 | 36.288 | 870.912 | 44666.207 | 0 | 0 | 0 | 3.1432 | 7.2481e-07 | 0.00025365 | 6.4108
2002-03-19 | 37.721 | 93.3039 | 3 | 480 | 0 | 36 | 2 | 1 | 1 | 18.8605 | 0.87143 | 35.3455 | 33.3565 | 1.0596 | 42.4145 | 1017.9491 | 44708.6211 | 0 | 0 | 0 | 3.0497 | 8.9897e-07 | 0.00031459 | 6.4198
2002-03-20 | 37.903 | 93.3039 | 3 | 480 | 0 | 36 | 2 | 1 | 1 | 18.9515 | 0.86607 | 35.3455 | 33.7363 | 1.0477 | 42.4145 | 1017.9491 | 44751.0352 | 0 | 0 | 0 | 3.0353 | 9.2924e-07 | 0.00032518 | 6.4291
2002-03-21 | 38.43 | 93.3039 | 3 | 412.9 | 0.01 | 36 | 2 | 1 | 1 | 19.215 | 0.86071 | 35.3455 | 34.4301 | 1.0266 | 42.4145 | 1017.9491 | 44793.4492 | 0 | 0 | 0 | 3.0093 | 9.8662e-07 | 0.00034526 | 6.4389
2002-03-22 | 33.255 | 93.3039 | 3 | 326.9 | 0.063333 | 36 | 2 | 1 | 1 | 16.6275 | 0.85536 | 30.24 | 29.9905 | 1.0083 | 36.288 | 870.912 | 44829.7383 | 0 | 0 | 0 | 2.9862 | 1.0406e-06 | 0.00036414 | 6.4493
2002-03-23 | 35.27 | 93.3039 | 3 | 480 | 0 | 36 | 2 | 1 | 1 | 17.635 | 1 | 30.24 | 27.2162 | 1.1111 | 36.288 | 870.912 | 44866.0273 | 0 | 0 | 0 | 3.1092 | 7.8382e-07 | 0.0002743 | 6.4572
2002-03-24 | 37.521 | 93.3039 | 3 | 0 | 34.07 | 36 | 2 | 1 | 1 | 18.7605 | 0.99464 | 30.24 | 29.119 | 1.0385 | 36.288 | 870.912 | 44902.3164 | 0 | 0 | 0 | 3.0241 | 9.5363e-07 | 0.00033371 | 6.4667
2002-03-25 | 38.549 | 93.3039 | 3 | 337.8 | 0.021667 | 36 | 2 | 1 | 1 | 19.2745 | 0.98929 | 30.24 | 30.0889 | 1.005 | 36.288 | 870.912 | 44938.6055 | 0 | 0 | 0 | 2.9819 | 1.0508e-06 | 0.00036771 | 6.4772
2002-03-26 | 34.977 | 95.1919 | 3 | 414.4 | 0.01 | 36 | 2 | 1 | 1 | 17.4885 | 0.98393 | 30.24 | 20.9064 | 1.4464 | 36.288 | 870.912 | 44974.8945 | 0 | 0 | 0 | 3.4162 | 3.866e-07 | 0.0001353 | 6.4811
2002-03-27 | 36.894 | 95.1919 | 3 | 480 | 0 | 36 | 2 | 1 | 1 | 18.447 | 0.97857 | 30.24 | 22.1804 | 1.3634 | 36.288 | 870.912 | 45011.1836 | 0 | 0 | 0 | 3.3511 | 4.491e-07 | 0.00015717 | 6.4856
2002-03-28 | 32.48 | 95.1919 | 3 | 480 | 0 | 36 | 2 | 1 | 1 | 16.24 | 0.97321 | 30.24 | 19.6408 | 1.5397 | 36.288 | 870.912 | 45047.4727 | 0 | 0 | 0 | 3.4824 | 3.3194e-07 | 0.00011617 | 6.4889
2002-03-29 | 30.091 | 95.1919 | 3 | 480 | 0 | 36 | 2 | 1 | 1 | 15.0455 | 0.96786 | 30.24 | 18.303 | 1.6522 | 36.288 | 870.912 | 45083.7617 | 0 | 0 | 0 | 3.554 | 2.8146e-07 | 9.8507e-05 | 6.4917
2002-03-30 | 25.108 | 95.1919 | 3 | 480 | 0 | 36 | 2 | 1 | 1 | 12.554 | 0.9625 | 30.24 | 15.3621 | 1.9685 | 36.288 | 870.912 | 45120.0508 | 0 | 0 | 0 | 3.7174 | 1.9324e-07 | 6.7633e-05 | 6.4936
2002-03-31 | 29.059 | 95.1919 | 3 | 480 | 0 | 36 | 2 | 1 | 1 | 14.5295 | 0.95714 | 30.24 | 17.885 | 1.6908 | 36.288 | 870.912 | 45156.3398 | 0 | 0 | 0 | 3.5768 | 2.6711e-07 | 9.3484e-05 | 6.4963
2002-04-01 | 30.995 | 95.1919 | 3 | 383.9 | 0.083333 | 36 | 2 | 1 | 1 | 15.4975 | 0.95179 | 30.24 | 19.1902 | 1.5758 | 36.288 | 870.912 | 45192.6289 | 0 | 0 | 0 | 3.5063 | 3.1414e-07 | 0.00010994 | 6.4995
2002-04-02 | 28.427 | 95.2138 | 3 | 480 | 0 | 36 | 2 | 1 | 1 | 14.2135 | 0.94643 | 30.24 | 17.6466 | 1.7136 | 36.288 | 870.912 | 45228.918 | 0 | 0 | 0 | 3.5898 | 2.5921e-07 | 9.0719e-05 | 6.502
2002-04-03 | 29.692 | 95.2138 | 3 | 480 | 0 | 36 | 2 | 1 | 1 | 14.846 | 0.94107 | 30.24 | 18.5429 | 1.6308 | 36.288 | 870.912 | 45265.207 | 0 | 0 | 0 | 3.5411 | 2.9e-07 | 0.00010149 | 6.5049
2002-04-04 | 28.547 | 95.2138 | 3 | 480 | 0 | 36 | 2 | 1 | 1 | 14.2735 | 0.93571 | 30.24 | 17.9357 | 1.686 | 36.288 | 870.912 | 45301.4961 | 0 | 0 | 0 | 3.574 | 2.6882e-07 | 9.4081e-05 | 6.5076
2002-04-05 | 27.298 | 95.2138 | 3 | 480 | 0 | 36 | 2 | 1 | 1 | 13.649 | 0.93036 | 30.24 | 17.2554 | 1.7525 | 36.288 | 870.912 | 45337.7852 | 0 | 0 | 0 | 3.6113 | 2.4668e-07 | 8.6336e-05 | 6.5101
2002-04-06 | 25.888 | 95.2138 | 3 | 480 | 0 | 36 | 2 | 1 | 1 | 12.944 | 0.925 | 30.24 | 16.4642 | 1.8367 | 36.288 | 870.912 | 45374.0742 | 0 | 0 | 0 | 3.6552 | 2.2295e-07 | 7.8031e-05 | 6.5123
2002-04-07 | 24.7 | 95.2138 | 3 | 480 | 0 | 36 | 2 | 1 | 1 | 12.35 | 0.91964 | 30.24 | 15.8053 | 1.9133 | 36.288 | 870.912 | 45410.3633 | 0 | 0 | 0 | 3.6923 | 2.0474e-07 | 7.1657e-05 | 6.5144
2002-04-08 | 22.812 | 95.2138 | 3 | 480 | 0 | 36 | 1 | 1 | 1 | 22.812 | 0.91429 | 15.12 | 14.6994 | 1.0286 | 18.144 | 435.456 | 45428.5078 | 0 | 0 | 0 | 3.0118 | 9.8088e-07 | 0.00034325 | 6.5242
2002-04-09 | 20.495 | 94.9948 | 3 | 480 | 0 | 36 | 1 | 1 | 1 | 20.495 | 0.90893 | 15.12 | 13.7376 | 1.1006 | 18.144 | 435.456 | 45446.6523 | 0 | 0 | 0 | 3.0975 | 8.0539e-07 | 0.00028185 | 6.5322
2002-04-10 | 18.461 | 94.9948 | 3 | 383.8 | 0.15 | 36 | 1 | 1 | 1 | 18.461 | 0.90357 | 15.12 | 12.4516 | 1.2143 | 18.144 | 435.456 | 45464.7969 | 0 | 0 | 0 | 3.2173 | 6.1113e-07 | 0.00021387 | 6.5384
2002-04-11 | 19.314 | 94.9948 | 3 | 480 | 0 | 36 | 1 | 1 | 1 | 19.314 | 0.89821 | 15.12 | 13.1087 | 1.1534 | 18.144 | 435.456 | 45482.9414 | 0 | 0 | 0 | 3.1553 | 7.0497e-07 | 0.00024671 | 6.5454
2002-04-12 | 17.697 | 94.9948 | 3 | 0 | 24.25 | 36 | 1 | 1 | 1 | 17.697 | 0.89286 | 15.12 | 12.0872 | 1.2509 | 18.144 | 435.456 | 45501.0859 | 0 | 0 | 0 | 3.2524 | 5.6367e-07 | 0.00019726 | 6.551
2002-04-13 | 20.649 | 94.9948 | 3 | 480 | 0 | 36 | 1 | 1 | 1 | 20.649 | 0.8875 | 15.12 | 14.193 | 1.0653 | 18.144 | 435.456 | 45519.2305 | 0 | 0 | 0 | 3.0565 | 8.8505e-07 | 0.00030972 | 6.5599
2002-04-14 | 18.901 | 94.9948 | 3 | 480 | 0 | 36 | 1 | 1 | 1 | 18.901 | 0.88214 | 15.12 | 13.0746 | 1.1564 | 18.144 | 435.456 | 45537.375 | 0 | 0 | 0 | 3.1585 | 6.9982e-07 | 0.00024491 | 6.5669
2002-04-15 | 20.554 | 94.9948 | 3 | 480 | 0 | 36 | 1 | 1 | 1 | 20.554 | 0.87679 | 15.12 | 14.3094 | 1.0566 | 18.144 | 435.456 | 45555.5195 | 0 | 0 | 0 | 3.0461 | 9.0638e-07 | 0.00031718 | 6.576
2002-04-16 | 19.042 | 95.4113 | 3 | 480 | 0 | 36 | 1 | 1 | 1 | 19.042 | 0.87143 | 15.12 | 12.5199 | 1.2077 | 18.144 | 435.456 | 45573.6641 | 0 | 0 | 0 | 3.2108 | 6.2039e-07 | 0.00021711 | 6.5822
2002-04-17 | 19.826 | 95.4113 | 3 | 480 | 0 | 36 | 1 | 1 | 1 | 19.826 | 0.86607 | 15.12 | 13.1201 | 1.1524 | 18.144 | 435.456 | 45591.8086 | 0 | 0 | 0 | 3.1542 | 7.067e-07 | 0.00024731 | 6.5892
2002-04-18 | 18.27 | 95.4113 | 3 | 480 | 0 | 36 | 1 | 1 | 1 | 18.27 | 0.86071 | 15.12 | 12.1695 | 1.2425 | 18.144 | 435.456 | 45609.9531 | 0 | 0 | 0 | 3.2445 | 5.7411e-07 | 0.00020092 | 6.595
2002-04-19 | 19.59 | 95.4113 | 3 | 480 | 0 | 36 | 1 | 1 | 1 | 19.59 | 0.85536 | 15.12 | 13.1345 | 1.1512 | 18.144 | 435.456 | 45628.0977 | 0 | 0 | 0 | 3.1529 | 7.0888e-07 | 0.00024808 | 6.6021
2002-04-20 | 18.05 | 95.4113 | 3 | 0 | 158 | 36 | 1 | 1 | 1 | 18.05 | 1 | 15.12 | 10.3547 | 1.4602 | 18.144 | 435.456 | 45646.2422 | 0 | 0 | 0 | 3.4264 | 3.7763e-07 | 0.00013216 | 6.6058
2002-04-21 | 16.167 | 95.4113 | 3 | 480 | 0 | 36 | 1 | 1 | 1 | 16.167 | 0.99464 | 15.12 | 9.3274 | 1.621 | 18.144 | 435.456 | 45664.3867 | 0 | 0 | 0 | 3.535 | 2.9405e-07 | 0.00010291 | 6.6088
2002-04-22 | 0.18 | 95.4113 | 3 | 480 | 0 | 36 | 1 | 1 | 1 | 0.18 | 0.98929 | 15.12 | 2.9012 | 5.2116 | 18.144 | 435.456 | 45682.5312 | 0 | 0 | 0 | 4.2865 | 5.2115e-08 | 1.824e-05 | 6.6093
2002-04-23 | 0 | 95.4113 | 3 | 292 | 0.018333 |  | 0 | 0 | 0 | 0 | 0.98393 | 15.12 | 2.9012 |  | 18.144 | 435.456 | 45682.5312 | 0 | 0 | 0 | 4.2865 | 5.2115e-08 | 1.824e-05 | 6.6093
2002-04-24 | 0 | 95.4113 | 3 | 480 | 0 |  | 0 | 0 | 0 | 0 | 0.97857 | 15.12 | 2.9012 |  | 18.144 | 435.456 | 45682.5312 | 0 | 0 | 0 | 4.2865 | 5.2115e-08 | 1.824e-05 | 6.6093
2002-04-25 | 0 | 95.4113 | 3 | 480 | 0 |  | 0 | 0 | 0 | 0 | 0.97321 | 15.12 | 2.9012 |  | 18.144 | 435.456 | 45682.5312 | 0 | 0 | 0 | 4.2865 | 5.2115e-08 | 1.824e-05 | 6.6093
2002-04-26 | 19.441 | 95.4113 | 3 | 480 | 0 | 36 | 1 | 1 | 1 | 19.441 | 0.96786 | 15.12 | 11.5338 | 1.3109 | 18.144 | 435.456 | 45700.6758 | 0 | 0 | 0 | 3.3067 | 4.9742e-07 | 0.00017408 | 6.6143
2002-04-27 | 18.197 | 95.4113 | 3 | 480 | 0 | 36 | 1 | 1 | 1 | 18.197 | 0.9625 | 15.12 | 10.8591 | 1.3924 | 18.144 | 435.456 | 45718.8203 | 0 | 0 | 0 | 3.3745 | 4.2552e-07 | 0.00014892 | 6.6185
2002-04-28 | 18.723 | 95.4113 | 3 | 480 | 0 | 36 | 1 | 1 | 1 | 18.723 | 0.95714 | 15.12 | 11.239 | 1.3453 | 18.144 | 435.456 | 45736.9648 | 0 | 0 | 0 | 3.3361 | 4.6485e-07 | 0.00016268 | 6.6232
2002-04-29 | 19.281 | 95.4113 | 3 | 480 | 0 | 36 | 1 | 1 | 1 | 19.281 | 0.95179 | 15.12 | 11.6427 | 1.2987 | 18.144 | 435.456 | 45755.1094 | 0 | 0 | 0 | 3.296 | 5.0992e-07 | 0.00017845 | 6.6283
2002-04-30 | 18.896 | 95.4113 | 3 | 480 | 0 | 36 | 1 | 1 | 1 | 18.896 | 0.94643 | 15.12 | 11.4783 | 1.3173 | 18.144 | 435.456 | 45773.2539 | 0 | 0 | 0 | 3.3123 | 4.9114e-07 | 0.00017188 | 6.6332
2002-05-01 | 18.878 | 95.4113 | 3 | 404.4 | 0.018333 | 36 | 1 | 1 | 1 | 18.878 | 0.94107 | 15.12 | 11.5361 | 1.3107 | 18.144 | 435.456 | 45791.3984 | 0 | 0 | 0 | 3.3065 | 4.9768e-07 | 0.00017417 | 6.6382
2002-05-02 | 18.788 | 95.4113 | 3 | 480 | 0 | 36 | 1 | 1 | 1 | 18.788 | 0.93571 | 15.12 | 11.5503 | 1.3091 | 18.144 | 435.456 | 45809.543 | 0 | 0 | 0 | 3.3051 | 4.993e-07 | 0.00017474 | 6.6432
2002-05-03 | 17.486 | 95.4113 | 3 | 480 | 0 | 36 | 1 | 1 | 1 | 17.486 | 0.93036 | 15.12 | 10.815 | 1.3981 | 18.144 | 435.456 | 45827.6875 | 0 | 0 | 0 | 3.379 | 4.2114e-07 | 0.00014739 | 6.6474
2002-05-04 | 19.825 | 95.4113 | 3 | 480 | 0 | 36 | 1 | 1 | 1 | 19.825 | 0.925 | 15.12 | 12.3364 | 1.2256 | 18.144 | 435.456 | 45845.832 | 0 | 0 | 0 | 3.2284 | 5.9579e-07 | 0.00020851 | 6.6533
2002-05-05 | 15.73 | 95.4113 | 3 | 480 | 0 | 36 | 1 | 1 | 1 | 15.73 | 0.91964 | 15.12 | 9.8482 | 1.5353 | 18.144 | 435.456 | 45863.9766 | 0 | 0 | 0 | 3.4795 | 3.342e-07 | 0.00011696 | 6.6567
2002-05-06 | 22.198 | 95.4113 | 3 | 480 | 0 | 36 | 1 | 1 | 1 | 22.198 | 0.91429 | 15.12 | 13.9833 | 1.0813 | 18.144 | 435.456 | 45882.1211 | 0 | 0 | 0 | 3.0753 | 8.4762e-07 | 0.00029662 | 6.6651
2002-05-07 | 17.332 | 95.918 | 3 | 480 | 0 | 36 | 1 | 1 | 1 | 17.332 | 0.90893 | 15.12 | 10.1428 | 1.4907 | 18.144 | 435.456 | 45900.2656 | 0 | 0 | 0 | 3.4485 | 3.5891e-07 | 0.00012561 | 6.6687
2002-05-08 | 17.17 | 95.918 | 3 | 480 | 0 | 36 | 1 | 1 | 1 | 17.17 | 0.90357 | 15.12 | 10.1105 | 1.4955 | 18.144 | 435.456 | 45918.4102 | 0 | 0 | 0 | 3.4519 | 3.5613e-07 | 0.00012464 | 6.6723
2002-05-09 | 18.431 | 95.918 | 3 | 480 | 0 | 36 | 1 | 1 | 1 | 18.431 | 0.89821 | 15.12 | 10.921 | 1.3845 | 18.144 | 435.456 | 45936.5547 | 0 | 0 | 0 | 3.3682 | 4.3173e-07 | 0.00015109 | 6.6766
2002-05-10 | 18.504 | 95.918 | 3 | 480 | 0 | 36 | 1 | 1 | 1 | 18.504 | 0.89286 | 15.12 | 11.0333 | 1.3704 | 18.144 | 435.456 | 45954.6992 | 0 | 0 | 0 | 3.3569 | 4.4319e-07 | 0.00015511 | 6.681
2002-05-11 | 17.234 | 95.918 | 3 | 480 | 0 | 36 | 1 | 1 | 1 | 17.234 | 0.8875 | 15.12 | 10.3412 | 1.4621 | 18.144 | 435.456 | 45972.8438 | 0 | 0 | 0 | 3.4278 | 3.7641e-07 | 0.00013173 | 6.6848
2002-05-12 | 15.268 | 95.918 | 3 | 480 | 0 | 36 | 1 | 1 | 1 | 15.268 | 0.88214 | 15.12 | 9.2198 | 1.6399 | 18.144 | 435.456 | 45990.9883 | 0 | 0 | 0 | 3.5466 | 2.863e-07 | 0.0001002 | 6.6877
2002-05-13 | 17.845 | 95.918 | 3 | 480 | 0 | 36 | 1 | 1 | 1 | 17.845 | 0.87679 | 15.12 | 10.845 | 1.3942 | 18.144 | 435.456 | 46009.1328 | 0 | 0 | 0 | 3.376 | 4.2411e-07 | 0.00014843 | 6.6919
2002-05-14 | 19.948 | 94.8418 | 3 | 480 | 0 | 36 | 1 | 1 | 1 | 19.948 | 0.87143 | 15.12 | 14.4103 | 1.0492 | 18.144 | 435.456 | 46027.2773 | 0 | 0 | 0 | 3.0372 | 9.2521e-07 | 0.00032377 | 6.7012
2002-05-15 | 16.81 | 94.8418 | 3 | 480 | 0 | 36 | 1 | 1 | 1 | 16.81 | 0.86607 | 15.12 | 12.2221 | 1.2371 | 18.144 | 435.456 | 46045.4219 | 0 | 0 | 0 | 3.2394 | 5.8088e-07 | 0.00020329 | 6.707
2002-05-16 | 18.311 | 94.8418 | 3 | 403.7 | 0.05 | 36 | 1 | 1 | 1 | 18.311 | 0.86071 | 15.12 | 13.4002 | 1.1283 | 18.144 | 435.456 | 46063.5664 | 0 | 0 | 0 | 3.1283 | 7.5017e-07 | 0.00026253 | 6.7145
2002-05-17 | 15.564 | 94.8418 | 3 | 480 | 0 | 36 | 1 | 1 | 1 | 15.564 | 0.85536 | 15.12 | 11.4646 | 1.3188 | 18.144 | 435.456 | 46081.7109 | 0 | 0 | 0 | 3.3136 | 4.8961e-07 | 0.00017135 | 6.7194
2002-05-18 | 37.855 | 94.8418 | 3 | 480 | 0 | 36 | 2 | 1 | 1 | 18.9275 | 1 | 30.24 | 23.7054 | 1.2757 | 36.288 | 870.912 | 46118 | 0 | 0 | 0 | 3.2752 | 5.3483e-07 | 0.00018717 | 6.7247
2002-05-19 | 19.921 | 94.8418 | 3 | 480 | 0 | 36 | 1 | 1 | 1 | 19.921 | 0.99464 | 15.12 | 12.6264 | 1.1975 | 18.144 | 435.456 | 46136.1445 | 0 | 0 | 0 | 3.2007 | 6.3504e-07 | 0.00022224 | 6.7311
2002-05-20 | 16.077 | 94.8418 | 3 | 0 | 853 | 36 | 1 | 1 | 1 | 16.077 | 0.98929 | 15.12 | 10.2481 | 1.4754 | 18.144 | 435.456 | 46154.2891 | 0 | 0 | 0 | 3.4375 | 3.6811e-07 | 0.00012883 | 6.7347
2002-05-21 | 20.714 | 95.6093 | 3 | 480 | 0 | 36 | 1 | 1 | 1 | 20.714 | 0.98393 | 15.12 | 11.8082 | 1.2805 | 18.144 | 435.456 | 46172.4336 | 0 | 0 | 0 | 3.2797 | 5.2942e-07 | 0.00018528 | 6.74
2002-05-22 | 17.957 | 95.6093 | 3 | 480 | 0 | 36 | 1 | 1 | 1 | 17.957 | 0.97857 | 15.12 | 10.2955 | 1.4686 | 18.144 | 435.456 | 46190.5781 | 0 | 0 | 0 | 3.4325 | 3.7232e-07 | 0.0001303 | 6.7438
2002-05-23 | 15.566 | 95.6093 | 3 | 480 | 0 | 36 | 1 | 1 | 1 | 15.566 | 0.97321 | 15.12 | 8.9764 | 1.6844 | 18.144 | 435.456 | 46208.7227 | 0 | 0 | 0 | 3.5731 | 2.6939e-07 | 9.4282e-05 | 6.7465
2002-05-24 | 19.011 | 95.6093 | 3 | 480 | 0 | 36 | 1 | 1 | 1 | 19.011 | 0.96786 | 15.12 | 11.0268 | 1.3712 | 18.144 | 435.456 | 46226.8672 | 0 | 0 | 0 | 3.3575 | 4.4252e-07 | 0.00015487 | 6.7509
2002-05-25 | 17.207 | 95.6093 | 3 | 480 | 0 | 36 | 1 | 1 | 1 | 17.207 | 0.9625 | 15.12 | 10.0388 | 1.5062 | 18.144 | 435.456 | 46245.0117 | 0 | 0 | 0 | 3.4594 | 3.5002e-07 | 0.0001225 | 6.7544
2002-05-26 | 17.844 | 95.6093 | 3 | 213.5 | 0.068333 | 36 | 1 | 1 | 1 | 17.844 | 0.95714 | 15.12 | 10.4717 | 1.4439 | 18.144 | 435.456 | 46263.1562 | 0 | 0 | 0 | 3.4143 | 3.8831e-07 | 0.0001359 | 6.7583
2002-05-27 | 20.213 | 95.6093 | 3 | 382.4 | 4.8 | 36 | 1 | 1 | 1 | 20.213 | 0.95179 | 15.12 | 11.9321 | 1.2672 | 18.144 | 435.456 | 46281.3008 | 0 | 0 | 0 | 3.2675 | 5.4441e-07 | 0.00019052 | 6.7637
2002-05-28 | 22.917 | 95.0167 | 3 | 480 | 0 | 36 | 1 | 1 | 1 | 22.917 | 0.94643 | 15.12 | 14.9079 | 1.0142 | 18.144 | 435.456 | 46299.4453 | 0 | 0 | 0 | 2.9937 | 1.0227e-06 | 0.00035787 | 6.7739
2002-05-29 | 17.878 | 95.0167 | 3 | 480 | 0 | 36 | 1 | 1 | 1 | 17.878 | 0.94107 | 15.12 | 11.6994 | 1.2924 | 18.144 | 435.456 | 46317.5898 | 0 | 0 | 0 | 3.2904 | 5.1654e-07 | 0.00018077 | 6.7791
2002-05-30 | 24.322 | 95.0167 | 3 | 480 | 0 | 36 | 2 | 1 | 1 | 12.161 | 0.93571 | 30.24 | 15.8853 | 1.9037 | 36.288 | 870.912 | 46353.8789 | 0 | 0 | 0 | 3.6877 | 2.069e-07 | 7.2414e-05 | 6.7812
2002-05-31 | 20.847 | 95.0167 | 3 | 480 | 0 | 36 | 1 | 1 | 1 | 20.847 | 0.93036 | 15.12 | 13.8072 | 1.0951 | 18.144 | 435.456 | 46372.0234 | 0 | 0 | 0 | 3.0911 | 8.1718e-07 | 0.00028597 | 6.7893
2002-06-01 | 18.21 | 95.0167 | 3 | 480 | 0 | 36 | 1 | 1 | 1 | 18.21 | 0.925 | 15.12 | 12.1339 | 1.2461 | 18.144 | 435.456 | 46390.168 | 0 | 0 | 0 | 3.2479 | 5.6958e-07 | 0.00019933 | 6.795
2002-06-02 | 19.334 | 95.0167 | 3 | 234.9 | 0.10667 | 36 | 1 | 1 | 1 | 19.334 | 0.91964 | 15.12 | 12.9615 | 1.1665 | 18.144 | 435.456 | 46408.3125 | 0 | 0 | 0 | 3.169 | 6.83e-07 | 0.00023902 | 6.8019
2002-06-03 | 18.269 | 95.0167 | 3 | 480 | 0 | 36 | 1 | 1 | 1 | 18.269 | 0.91429 | 15.12 | 12.3227 | 1.227 | 18.144 | 435.456 | 46426.457 | 0 | 0 | 0 | 3.2297 | 5.9399e-07 | 0.00020787 | 6.8078
2002-06-04 | 20.644 | 93.6268 | 3 | 480 | 0 | 36 | 1 | 1 | 1 | 20.644 | 0.90893 | 17.6727 | 17.137 | 1.0313 | 21.2073 | 508.9745 | 46447.6641 | 0 | 0 | 0 | 3.0151 | 9.7348e-07 | 0.00034066 | 6.8175
2002-06-05 | 19.7 | 93.6268 | 3 | 480 | 0 | 36 | 1 | 1 | 1 | 19.7 | 0.90357 | 17.6727 | 16.4549 | 1.074 | 21.2073 | 508.9745 | 46468.8711 | 0 | 0 | 0 | 3.0668 | 8.6438e-07 | 0.00030249 | 6.8262
2002-06-06 | 19.765 | 93.6268 | 3 | 480 | 0 | 36 | 1 | 1 | 1 | 19.765 | 0.89821 | 17.6727 | 16.6122 | 1.0638 | 21.2073 | 508.9745 | 46490.0781 | 0 | 0 | 0 | 3.0547 | 8.8863e-07 | 0.00031097 | 6.8351
2002-06-07 | 19.582 | 93.6268 | 3 | 480 | 0 | 36 | 1 | 1 | 1 | 19.582 | 0.89286 | 17.6727 | 16.5617 | 1.0671 | 21.2073 | 508.9745 | 46511.2852 | 0 | 0 | 0 | 3.0586 | 8.8078e-07 | 0.00030823 | 6.8439
2002-06-08 | 20.066 | 93.6268 | 3 | 480 | 0 | 36 | 1 | 1 | 1 | 20.066 | 0.8875 | 17.6727 | 17.0782 | 1.0348 | 21.2073 | 508.9745 | 46532.4922 | 0 | 0 | 0 | 3.0195 | 9.6366e-07 | 0.00033722 | 6.8535
2002-06-09 | 19.052 | 93.6268 | 3 | 480 | 0 | 36 | 1 | 1 | 1 | 19.052 | 0.88214 | 16.3964 | 16.3181 | 1.0048 | 19.6756 | 472.2153 | 46552.168 | 0 | 0 | 0 | 2.9817 | 1.0515e-06 | 0.00036795 | 6.864
2002-06-10 | 19.346 | 93.6268 | 3 | 480 | 0 | 36 | 1 | 1 | 1 | 19.346 | 0.87679 | 17.6727 | 16.6757 | 1.0598 | 21.2073 | 508.9745 | 46573.375 | 0 | 0 | 0 | 3.0499 | 8.9857e-07 | 0.00031445 | 6.873
2002-06-11 | 31.86 | 94.3626 | 3 | 0 | 2510 | 36 | 2 | 1 | 1 | 15.93 | 0.87143 | 30.24 | 24.6594 | 1.2263 | 36.288 | 870.912 | 46609.6641 | 0 | 0 | 0 | 3.2289 | 5.9507e-07 | 0.00020825 | 6.879
2002-06-12 | 18.023 | 94.3626 | 3 | 0 | 324 | 36 | 1 | 1 | 1 | 18.023 | 0.86607 | 15.12 | 14.1728 | 1.0668 | 18.144 | 435.456 | 46627.8086 | 0 | 0 | 0 | 3.0583 | 8.8138e-07 | 0.00030844 | 6.8878
2002-06-13 | 22.45 | 94.3626 | 3 | 480 | 0 | 36 | 1 | 1 | 1 | 22.45 | 0.86071 | 18.9491 | 17.7687 | 1.0664 | 22.7389 | 545.7338 | 46650.5469 | 0 | 0 | 0 | 3.0578 | 8.8235e-07 | 0.00030878 | 6.8966
2002-06-14 | 22.853 | 94.3626 | 3 | 480 | 0 | 36 | 1 | 1 | 1 | 22.853 | 0.85536 | 18.9491 | 18.2059 | 1.0408 | 22.7389 | 545.7338 | 46673.2852 | 0 | 0 | 0 | 3.0269 | 9.4737e-07 | 0.00033152 | 6.9061
2002-06-15 | 18.291 | 94.3626 | 3 | 480 | 0 | 36 | 1 | 1 | 1 | 18.291 | 1 | 15.12 | 12.4672 | 1.2128 | 18.144 | 435.456 | 46691.4297 | 0 | 0 | 0 | 3.2158 | 6.1324e-07 | 0.00021461 | 6.9122
2002-06-16 | 19.095 | 94.3626 | 3 | 480 | 0 | 36 | 1 | 1 | 1 | 19.095 | 0.99464 | 15.12 | 13.0889 | 1.1552 | 18.144 | 435.456 | 46709.5742 | 0 | 0 | 0 | 3.1571 | 7.0197e-07 | 0.00024566 | 6.9192
2002-06-17 | 19.837 | 94.3626 | 3 | 480 | 0 | 36 | 1 | 1 | 1 | 19.837 | 0.98929 | 15.12 | 13.6748 | 1.1057 | 18.144 | 435.456 | 46727.7188 | 0 | 0 | 0 | 3.1032 | 7.9487e-07 | 0.00027816 | 6.9272
2002-06-18 | 20.76 | 95.9622 | 3 | 480 | 0 | 36 | 1 | 1 | 1 | 20.76 | 0.98393 | 15.12 | 11.276 | 1.3409 | 18.144 | 435.456 | 46745.8633 | 0 | 0 | 0 | 3.3324 | 4.6884e-07 | 0.00016408 | 6.9319
2002-06-19 | 16.203 | 95.9622 | 3 | 480 | 0 | 36 | 1 | 1 | 1 | 16.203 | 0.97857 | 15.12 | 8.8514 | 1.7082 | 18.144 | 435.456 | 46764.0078 | 0 | 0 | 0 | 3.5867 | 2.6105e-07 | 9.1364e-05 | 6.9345
2002-06-20 | 21.084 | 95.9622 | 3 | 480 | 0 | 36 | 1 | 1 | 1 | 21.084 | 0.97321 | 15.12 | 11.5843 | 1.3052 | 18.144 | 435.456 | 46782.1523 | 0 | 0 | 0 | 3.3017 | 5.0318e-07 | 0.0001761 | 6.9395
2002-06-21 | 19.355 | 95.9622 | 3 | 480 | 0 | 36 | 1 | 1 | 1 | 19.355 | 0.96786 | 15.12 | 10.696 | 1.4136 | 18.144 | 435.456 | 46800.2969 | 0 | 0 | 0 | 3.3912 | 4.095e-07 | 0.00014331 | 6.9436
2002-06-22 | 18.547 | 95.9622 | 3 | 480 | 0 | 36 | 1 | 1 | 1 | 18.547 | 0.9625 | 15.12 | 10.3092 | 1.4666 | 18.144 | 435.456 | 46818.4414 | 0 | 0 | 0 | 3.4311 | 3.7354e-07 | 0.00013073 | 6.9473
2002-06-23 | 20.658 | 95.9622 | 3 | 480 | 0 | 36 | 1 | 1 | 1 | 20.658 | 0.95714 | 15.12 | 11.5499 | 1.3091 | 18.144 | 435.456 | 46836.5859 | 0 | 0 | 0 | 3.3051 | 4.9926e-07 | 0.00017472 | 6.9523
2002-06-24 | 22.398 | 95.9622 | 3 | 480 | 0 | 36 | 1 | 1 | 1 | 22.398 | 0.95179 | 15.12 | 12.5966 | 1.2003 | 18.144 | 435.456 | 46854.7305 | 0 | 0 | 0 | 3.2035 | 6.3091e-07 | 0.00022079 | 6.9586
2002-06-25 | 27.006 | 94.4278 | 3 | 480 | 0 | 36 | 2 | 1 | 1 | 13.503 | 0.94643 | 30.24 | 19.1035 | 1.583 | 36.288 | 870.912 | 46891.0195 | 0 | 0 | 0 | 3.5108 | 3.109e-07 | 0.00010881 | 6.9618
2002-06-26 | 25.693 | 94.4278 | 3 | 480 | 0 | 36 | 2 | 1 | 1 | 12.8465 | 0.94107 | 30.24 | 18.2835 | 1.6539 | 36.288 | 870.912 | 46927.3086 | 0 | 0 | 0 | 3.555 | 2.8086e-07 | 9.8295e-05 | 6.9646
2002-06-27 | 26.299 | 94.4278 | 3 | 480 | 0 | 36 | 2 | 1 | 1 | 13.1495 | 0.93571 | 30.24 | 18.8274 | 1.6062 | 36.288 | 870.912 | 46963.5977 | 0 | 0 | 0 | 3.5256 | 3.0049e-07 | 0.00010517 | 6.9676
2002-06-28 | 21.276 | 94.4278 | 3 | 480 | 0 | 36 | 1 | 1 | 1 | 21.276 | 0.93036 | 16.3964 | 15.4935 | 1.0583 | 19.6756 | 472.2153 | 46983.2734 | 0 | 0 | 0 | 3.0481 | 9.0232e-07 | 0.00031576 | 6.9766
2002-06-29 | 17.198 | 94.4278 | 3 | 480 | 0 | 36 | 1 | 1 | 1 | 17.198 | 0.925 | 15.12 | 12.5996 | 1.2 | 18.144 | 435.456 | 47001.418 | 0 | 0 | 0 | 3.2032 | 6.3133e-07 | 0.00022094 | 6.9829
2002-06-30 | 17.622 | 94.4278 | 3 | 480 | 0 | 36 | 1 | 1 | 1 | 17.622 | 0.91964 | 15.12 | 12.9888 | 1.1641 | 18.144 | 435.456 | 47019.5625 | 0 | 0 | 0 | 3.1665 | 6.8703e-07 | 0.00024043 | 6.9898
2002-07-01 | 20.702 | 94.4278 | 3 | 315.8 | 0.16333 | 36 | 1 | 1 | 1 | 20.702 | 0.91429 | 16.3964 | 15.3524 | 1.068 | 19.6756 | 472.2153 | 47039.2383 | 0 | 0 | 0 | 3.0597 | 8.7859e-07 | 0.00030746 | 6.9986
2002-07-02 | 23.329 | 95.0824 | 3 | 0 | 1822 | 36 | 2 | 1 | 1 | 11.6645 | 0.90893 | 30.24 | 15.6129 | 1.9369 | 36.288 | 870.912 | 47075.5273 | 0 | 0 | 0 | 3.703 | 1.9972e-07 | 6.9901e-05 | 7.0006
2002-07-03 | 27.033 | 95.0824 | 3 | 480 | 0 | 36 | 2 | 1 | 1 | 13.5165 | 0.90357 | 30.24 | 18.2043 | 1.6611 | 36.288 | 870.912 | 47111.8164 | 0 | 0 | 0 | 3.5593 | 2.781e-07 | 9.7329e-05 | 7.0033
2002-07-04 | 19.616 | 95.0824 | 3 | 480 | 0 | 36 | 1 | 1 | 1 | 19.616 | 0.89821 | 15.12 | 13.4456 | 1.1245 | 18.144 | 435.456 | 47129.9609 | 0 | 0 | 0 | 3.1241 | 7.5743e-07 | 0.00026506 | 7.0109
2002-07-05 | 20.612 | 95.0824 | 3 | 386.1 | 0.016667 | 36 | 1 | 1 | 1 | 20.612 | 0.89286 | 15.12 | 14.2168 | 1.0635 | 18.144 | 435.456 | 47148.1055 | 0 | 0 | 0 | 3.0544 | 8.8937e-07 | 0.00031123 | 7.0198
2002-07-06 | 19.237 | 95.0824 | 3 | 480 | 0 | 36 | 1 | 1 | 1 | 19.237 | 0.8875 | 15.12 | 13.3519 | 1.1324 | 18.144 | 435.456 | 47166.25 | 0 | 0 | 0 | 3.1328 | 7.4252e-07 | 0.00025985 | 7.0272
2002-07-07 | 20.083 | 95.0824 | 3 | 480 | 0 | 36 | 1 | 1 | 1 | 20.083 | 0.88214 | 15.12 | 14.0273 | 1.0779 | 18.144 | 435.456 | 47184.3945 | 0 | 0 | 0 | 3.0713 | 8.5537e-07 | 0.00029933 | 7.0358
2002-07-08 | 22.605 | 95.0824 | 3 | 480 | 0 | 36 | 1 | 1 | 1 | 22.605 | 0.87679 | 16.3964 | 15.8893 | 1.0319 | 19.6756 | 472.2153 | 47204.0703 | 0 | 0 | 0 | 3.0159 | 9.7167e-07 | 0.00034003 | 7.0455
2002-07-09 | 25.199 | 93.0679 | 3 | 480 | 0 | 36 | 2 | 1 | 1 | 12.5995 | 0.87143 | 30.24 | 23.4924 | 1.2872 | 36.288 | 870.912 | 47240.3594 | 0 | 0 | 0 | 3.2856 | 5.2227e-07 | 0.00018278 | 7.0507
2002-07-10 | 21.68 | 93.0679 | 3 | 480 | 0 | 36 | 1 | 1 | 1 | 21.68 | 0.86607 | 21.5018 | 20.5898 | 1.0443 | 25.8022 | 619.2524 | 47266.1602 | 0 | 0 | 0 | 3.0312 | 9.3814e-07 | 0.0003283 | 7.0601
2002-07-11 | 19.826 | 93.0679 | 3 | 81.2 | 2.5817 | 36 | 1 | 1 | 1 | 19.826 | 0.86071 | 20.2255 | 18.951 | 1.0673 | 24.2705 | 582.4931 | 47290.4297 | 0 | 0 | 0 | 3.0588 | 8.8038e-07 | 0.00030809 | 7.0689
2002-07-12 | 21.42 | 93.0679 | 3 | 480 | 0 | 36 | 1 | 1 | 1 | 21.42 | 0.85536 | 21.5018 | 20.6081 | 1.0434 | 25.8022 | 619.2524 | 47316.2305 | 0 | 0 | 0 | 3.0301 | 9.4059e-07 | 0.00032915 | 7.0783
2002-07-13 | 36.281 | 93.0679 | 3 | 480 | 0 | 36 | 2 | 1 | 1 | 18.1405 | 1 | 30.24 | 29.4948 | 1.0253 | 36.288 | 870.912 | 47352.5195 | 0 | 0 | 0 | 3.0074 | 9.9093e-07 | 0.00034676 | 7.0882
2002-07-14 | 26.22 | 93.0679 | 3 | 480 | 0 | 36 | 2 | 1 | 1 | 13.11 | 0.99464 | 30.24 | 21.4366 | 1.4107 | 36.288 | 870.912 | 47388.8086 | 0 | 0 | 0 | 3.3887 | 4.1183e-07 | 0.00014413 | 7.0923
2002-07-15 | 22.09 | 93.0679 | 3 | 480 | 0 | 36 | 1 | 1 | 1 | 22.09 | 0.98929 | 18.9491 | 18.3893 | 1.0304 | 22.7389 | 545.7338 | 47411.5469 | 0 | 0 | 0 | 3.0141 | 9.7577e-07 | 0.00034146 | 7.1021
2002-07-16 | 19.489 | 93.8426 | 3 | 480 | 0 | 36 | 1 | 1 | 1 | 19.489 | 0.98393 | 15.12 | 14.6605 | 1.0313 | 18.144 | 435.456 | 47429.6914 | 0 | 0 | 0 | 3.0152 | 9.7324e-07 | 0.00034058 | 7.1118
2002-07-17 | 18.954 | 93.8426 | 3 | 480 | 0 | 36 | 1 | 1 | 1 | 18.954 | 0.97857 | 15.12 | 14.3396 | 1.0544 | 18.144 | 435.456 | 47447.8359 | 0 | 0 | 0 | 3.0435 | 9.12e-07 | 0.00031915 | 7.1209
2002-07-18 | 22.759 | 93.8426 | 3 | 136.4 | 0.45333 | 36 | 1 | 1 | 1 | 22.759 | 0.97321 | 17.6727 | 17.3174 | 1.0205 | 21.2073 | 508.9745 | 47469.043 | 0 | 0 | 0 | 3.0017 | 1.0041e-06 | 0.00035137 | 7.131
2002-07-19 | 20.858 | 93.8426 | 3 | 407.7 | 0.056667 | 36 | 1 | 1 | 1 | 20.858 | 0.96786 | 16.3964 | 15.9627 | 1.0272 | 19.6756 | 472.2153 | 47488.7188 | 0 | 0 | 0 | 3.01 | 9.8498e-07 | 0.00034468 | 7.1408
2002-07-20 | 20.576 | 93.8426 | 3 | 480 | 0 | 36 | 1 | 1 | 1 | 20.576 | 0.9625 | 16.3964 | 15.8385 | 1.0352 | 19.6756 | 472.2153 | 47508.3945 | 0 | 0 | 0 | 3.02 | 9.6253e-07 | 0.00033683 | 7.1505
2002-07-21 | 18.35 | 93.8426 | 3 | 480 | 0 | 36 | 1 | 1 | 1 | 18.35 | 0.95714 | 15.12 | 14.2076 | 1.0642 | 18.144 | 435.456 | 47526.5391 | 0 | 0 | 0 | 3.0552 | 8.877e-07 | 0.00031065 | 7.1593
2002-07-22 | 24.054 | 93.8426 | 3 | 480 | 0 | 36 | 2 | 1 | 1 | 12.027 | 0.95179 | 30.24 | 18.4869 | 1.6358 | 36.288 | 870.912 | 47562.8281 | 0 | 0 | 0 | 3.5439 | 2.881e-07 | 0.00010083 | 7.1622
2002-07-23 | 22.38 | 95.2138 | 3 | 272.6 | 1.3 | 36 | 1 | 1 | 1 | 22.38 | 0.94643 | 15.12 | 14.3386 | 1.0545 | 18.144 | 435.456 | 47580.9727 | 0 | 0 | 0 | 3.0436 | 9.118e-07 | 0.00031908 | 7.1713
2002-07-24 | 23.174 | 95.2138 | 3 | 480 | 0 | 36 | 2 | 1 | 1 | 11.587 | 0.94107 | 30.24 | 14.7377 | 2.0519 | 36.288 | 870.912 | 47617.2617 | 0 | 0 | 0 | 3.7529 | 1.7806e-07 | 6.2321e-05 | 7.1731
2002-07-25 | 19.487 | 95.2138 | 3 | 195.7 | 0.25333 | 36 | 1 | 1 | 1 | 19.487 | 0.93571 | 15.12 | 12.6342 | 1.1968 | 18.144 | 435.456 | 47635.4062 | 0 | 0 | 0 | 3.1999 | 6.3612e-07 | 0.00022262 | 7.1795
2002-07-26 | 19.538 | 95.2138 | 3 | 480 | 0 | 36 | 1 | 1 | 1 | 19.538 | 0.93036 | 15.12 | 12.7433 | 1.1865 | 18.144 | 435.456 | 47653.5508 | 0 | 0 | 0 | 3.1896 | 6.5145e-07 | 0.00022798 | 7.186
2002-07-27 | 19.823 | 95.2138 | 3 | 480 | 0 | 36 | 1 | 1 | 1 | 19.823 | 0.925 | 15.12 | 13.0073 | 1.1624 | 18.144 | 435.456 | 47671.6953 | 0 | 0 | 0 | 3.1648 | 6.8976e-07 | 0.00024139 | 7.1929
2002-07-28 | 19.939 | 95.2138 | 3 | 480 | 0 | 36 | 1 | 1 | 1 | 19.939 | 0.91964 | 15.12 | 13.1628 | 1.1487 | 18.144 | 435.456 | 47689.8398 | 0 | 0 | 0 | 3.1503 | 7.1318e-07 | 0.00024958 | 7.2
2002-07-29 | 20.994 | 95.2138 | 3 | 480 | 0 | 36 | 1 | 1 | 1 | 20.994 | 0.91429 | 15.12 | 13.9438 | 1.0844 | 18.144 | 435.456 | 47707.9844 | 0 | 0 | 0 | 3.0788 | 8.4072e-07 | 0.00029421 | 7.2084
2002-07-30 | 20.994 | 95.2138 | 3 | 480 | 0 | 36 | 1 | 1 | 1 | 20.994 | 0.90893 | 15.12 | 14.0294 | 1.0777 | 18.144 | 435.456 | 47726.1289 | 0 | 0 | 0 | 3.0711 | 8.5574e-07 | 0.00029946 | 7.217
2002-07-31 | 21.111 | 95.2138 | 3 | 480 | 0 | 36 | 1 | 1 | 1 | 21.111 | 0.90357 | 15.12 | 14.1947 | 1.0652 | 18.144 | 435.456 | 47744.2734 | 0 | 0 | 0 | 3.0563 | 8.8535e-07 | 0.00030983 | 7.2258
2002-08-01 | 20.963 | 95.2138 | 3 | 480 | 0 | 36 | 1 | 1 | 1 | 20.963 | 0.89821 | 15.12 | 14.1826 | 1.0661 | 18.144 | 435.456 | 47762.418 | 0 | 0 | 0 | 3.0574 | 8.8317e-07 | 0.00030906 | 7.2347
2002-08-02 | 20.361 | 95.2138 | 3 | 416.8 | 0.01 | 36 | 1 | 1 | 1 | 20.361 | 0.89286 | 15.12 | 13.8613 | 1.0908 | 18.144 | 435.456 | 47780.5625 | 0 | 0 | 0 | 3.0862 | 8.2644e-07 | 0.00028921 | 7.2429
2002-08-03 | 19.264 | 95.2138 | 3 | 480 | 0 | 36 | 1 | 1 | 1 | 19.264 | 0.8875 | 15.12 | 13.1968 | 1.1457 | 18.144 | 435.456 | 47798.707 | 0 | 0 | 0 | 3.1471 | 7.184e-07 | 0.00025141 | 7.2501
2002-08-04 | 20.653 | 95.2138 | 3 | 480 | 0 | 36 | 1 | 1 | 1 | 20.653 | 0.88214 | 15.12 | 14.2377 | 1.062 | 18.144 | 435.456 | 47816.8516 | 0 | 0 | 0 | 3.0525 | 8.932e-07 | 0.00031257 | 7.2591
2002-08-05 | 21.248 | 95.2138 | 3 | 480 | 0 | 36 | 1 | 1 | 1 | 21.248 | 0.87679 | 15.12 | 14.7409 | 1.0257 | 18.144 | 435.456 | 47834.9961 | 0 | 0 | 0 | 3.0082 | 9.891e-07 | 0.00034612 | 7.2689
2002-08-06 | 20.658 | 96.1834 | 3 | 480 | 0 | 36 | 1 | 1 | 1 | 20.658 | 0.87143 | 15.12 | 12.7486 | 1.186 | 18.144 | 435.456 | 47853.1406 | 0 | 0 | 0 | 3.1891 | 6.5219e-07 | 0.00022824 | 7.2755
2002-08-07 | 20.882 | 96.1834 | 3 | 383.2 | 0.016667 | 36 | 1 | 1 | 1 | 20.882 | 0.86607 | 15.12 | 12.9696 | 1.1658 | 18.144 | 435.456 | 47871.2852 | 0 | 0 | 0 | 3.1683 | 6.8418e-07 | 0.00023944 | 7.2823
2002-08-08 | 20.465 | 96.1834 | 3 | 480 | 0 | 36 | 1 | 1 | 1 | 20.465 | 0.86071 | 15.12 | 12.7927 | 1.1819 | 18.144 | 435.456 | 47889.4297 | 0 | 0 | 0 | 3.1849 | 6.5849e-07 | 0.00023044 | 7.2889
2002-08-09 | 19.482 | 96.1834 | 3 | 480 | 0 | 36 | 1 | 1 | 1 | 19.482 | 0.85536 | 15.12 | 12.2574 | 1.2335 | 18.144 | 435.456 | 47907.5742 | 0 | 0 | 0 | 3.236 | 5.8545e-07 | 0.00020489 | 7.2948
2002-08-10 | 19.492 | 96.1834 | 3 | 480 | 0 | 36 | 1 | 1 | 1 | 19.492 | 1 | 15.12 | 10.4924 | 1.441 | 18.144 | 435.456 | 47925.7188 | 0 | 0 | 0 | 3.4122 | 3.9022e-07 | 0.00013657 | 7.2987
2002-08-11 | 20.216 | 96.1834 | 3 | 376.1 | 4.002 | 36 | 1 | 1 | 1 | 20.216 | 0.99464 | 15.12 | 10.9433 | 1.3817 | 18.144 | 435.456 | 47943.8633 | 0 | 0 | 0 | 3.366 | 4.3398e-07 | 0.00015188 | 7.303
2002-08-12 | 21.84 | 96.1834 | 3 | 394.6 | 0.08 | 36 | 1 | 1 | 1 | 21.84 | 0.98929 | 15.12 | 11.8892 | 1.2717 | 18.144 | 435.456 | 47962.0078 | 0 | 0 | 0 | 3.2717 | 5.3918e-07 | 0.00018869 | 7.3084
2002-08-13 | 31.413 | 94.3626 | 3 | 480 | 0 | 36 | 2 | 1 | 1 | 15.7065 | 0.98393 | 30.24 | 21.7449 | 1.3907 | 36.288 | 870.912 | 47998.2969 | 0 | 0 | 0 | 3.3729 | 4.2713e-07 | 0.00014948 | 7.3127
2002-08-14 | 49.958 | 94.3626 | 3 | 480 | 0 | 36 | 3 | 1 | 1 | 16.6527 | 0.97857 | 45.36 | 35.0912 | 1.2926 | 54.432 | 1306.368 | 48052.7305 | 0 | 0 | 0 | 3.2902 | 5.1673e-07 | 0.00018084 | 7.3178
2002-08-15 | 45.94 | 94.3626 | 3 | 304.7 | 0.08 | 36 | 2 | 1 | 1 | 22.97 | 0.97321 | 32.7927 | 32.1685 | 1.0194 | 39.3513 | 944.4307 | 48092.082 | 0 | 0 | 0 | 2.9999 | 1.0082e-06 | 0.0003528 | 7.3279
2002-08-16 | 52.602 | 94.3626 | 3 | 480 | 0 | 36 | 3 | 1 | 1 | 17.534 | 0.96786 | 45.36 | 37.3735 | 1.2137 | 54.432 | 1306.368 | 48146.5156 | 0 | 0 | 0 | 3.2163 | 6.1255e-07 | 0.00021437 | 7.334
2002-08-17 | 49.554 | 94.3626 | 3 | 295.6 | 1.13 | 36 | 3 | 1 | 1 | 16.518 | 0.9625 | 45.36 | 35.4127 | 1.2809 | 54.432 | 1306.368 | 48200.9492 | 0 | 0 | 0 | 3.2797 | 5.2942e-07 | 0.00018528 | 7.3393
2002-08-18 | 50.108 | 94.3626 | 3 | 480 | 0 | 36 | 3 | 1 | 1 | 16.7027 | 0.95714 | 45.36 | 36.018 | 1.2594 | 54.432 | 1306.368 | 48255.3828 | 0 | 0 | 0 | 3.2599 | 5.5402e-07 | 0.00019389 | 7.3449
2002-08-19 | 42.908 | 94.3626 | 3 | 0 | 2963 | 36 | 2 | 1 | 1 | 21.454 | 0.95179 | 32.7927 | 30.7551 | 1.0663 | 39.3513 | 944.4307 | 48294.7344 | 0 | 0 | 0 | 3.0573 | 8.8349e-07 | 0.00030917 | 7.3537
2002-08-20 | 48.434 | 94.4496 | 3 | 480 | 0 | 36 | 3 | 1 | 1 | 16.1447 | 0.94643 | 45.36 | 30.9919 | 1.4636 | 54.432 | 1306.368 | 48349.168 | 0 | 0 | 0 | 3.4026 | 3.9891e-07 | 0.00013961 | 7.3577
2002-08-21 | 43.387 | 94.4496 | 3 | 480 | 0 | 36 | 2 | 1 | 1 | 21.6935 | 0.94107 | 32.7927 | 31.0738 | 1.0553 | 39.3513 | 944.4307 | 48388.5195 | 0 | 0 | 0 | 3.0442 | 9.1046e-07 | 0.00031861 | 7.3668
2002-08-22 | 25.864 | 94.4496 | 3 | 480 | 0 | 36 | 2 | 1 | 1 | 12.932 | 0.93571 | 30.24 | 18.6348 | 1.6228 | 36.288 | 870.912 | 48424.8086 | 0 | 0 | 0 | 3.5359 | 2.9348e-07 | 0.00010271 | 7.3697
2002-08-23 | 27.19 | 94.4496 | 3 | 387.3 | 0.036667 | 36 | 2 | 1 | 1 | 13.595 | 0.93036 | 30.24 | 19.7083 | 1.5344 | 36.288 | 870.912 | 48461.0977 | 0 | 0 | 0 | 3.4786 | 3.3487e-07 | 0.0001172 | 7.3731
2002-08-24 | 21.956 | 94.4496 | 3 | 416.8 | 0.018333 | 36 | 1 | 1 | 1 | 21.956 | 0.925 | 16.3964 | 16.2549 | 1.0087 | 19.6756 | 472.2153 | 48480.7734 | 0 | 0 | 0 | 2.9867 | 1.0394e-06 | 0.00036373 | 7.3835
2002-08-25 | 19.71 | 94.4496 | 3 | 480 | 0 | 36 | 1 | 1 | 1 | 19.71 | 0.91964 | 15.12 | 14.6805 | 1.0299 | 18.144 | 435.456 | 48498.918 | 0 | 0 | 0 | 3.0135 | 9.7716e-07 | 0.00034195 | 7.3932
2002-08-26 | 25.644 | 94.4496 | 3 | 480 | 0 | 36 | 2 | 1 | 1 | 12.822 | 0.91429 | 30.24 | 18.9238 | 1.598 | 36.288 | 870.912 | 48535.207 | 0 | 0 | 0 | 3.5203 | 3.0418e-07 | 0.00010646 | 7.3963
2002-08-27 | 20.841 | 94.0156 | 3 | 480 | 0 | 36 | 1 | 1 | 1 | 20.841 | 0.90893 | 17.6727 | 16.7267 | 1.0566 | 21.2073 | 508.9745 | 48556.4141 | 0 | 0 | 0 | 3.046 | 9.0662e-07 | 0.00031727 | 7.4054
2002-08-28 | 22.937 | 94.0156 | 3 | 480 | 0 | 36 | 1 | 1 | 1 | 22.937 | 0.90357 | 18.9491 | 18.5223 | 1.023 | 22.7389 | 545.7338 | 48579.1523 | 0 | 0 | 0 | 3.0049 | 9.9677e-07 | 0.00034881 | 7.4153
2002-08-29 | 21.973 | 94.0156 | 3 | 359.6 | 0.06 | 36 | 1 | 1 | 1 | 21.973 | 0.89821 | 18.9491 | 17.8537 | 1.0614 | 22.7389 | 545.7338 | 48601.8906 | 0 | 0 | 0 | 3.0518 | 8.9471e-07 | 0.0003131 | 7.4243
2002-08-30 | 19.449 | 94.0156 | 3 | 480 | 0 | 36 | 1 | 1 | 1 | 19.449 | 0.89286 | 16.3964 | 15.9013 | 1.0311 | 19.6756 | 472.2153 | 48621.5664 | 0 | 0 | 0 | 3.015 | 9.7384e-07 | 0.00034078 | 7.434
2002-08-31 | 19.501 | 94.0156 | 3 | 0 | 2475 | 36 | 1 | 1 | 1 | 19.501 | 0.8875 | 16.3964 | 16.0437 | 1.022 | 19.6756 | 472.2153 | 48641.2422 | 0 | 0 | 0 | 3.0035 | 9.9983e-07 | 0.00034988 | 7.444
2002-09-01 | 21.16 | 94.0156 | 3 | 480 | 0 | 36 | 1 | 1 | 1 | 21.16 | 0.88214 | 17.6727 | 17.5183 | 1.0088 | 21.2073 | 508.9745 | 48662.4492 | 0 | 0 | 0 | 2.9868 | 1.0391e-06 | 0.0003636 | 7.4544
2002-09-02 | 22.718 | 94.0156 | 3 | 480 | 0 | 36 | 1 | 1 | 1 | 22.718 | 0.87679 | 18.9491 | 18.9273 | 1.0012 | 22.7389 | 545.7338 | 48685.1875 | 0 | 0 | 0 | 2.977 | 1.0629e-06 | 0.00037196 | 7.465
2002-09-03 | 20.96 | 95.3894 | 3 | 480 | 0 | 36 | 1 | 1 | 1 | 20.96 | 0.87143 | 15.12 | 14.3368 | 1.0546 | 18.144 | 435.456 | 48703.332 | 0 | 0 | 0 | 3.0437 | 9.1146e-07 | 0.00031896 | 7.4741
2002-09-04 | 22.483 | 95.3894 | 3 | 395.3 | 0.053333 | 36 | 1 | 1 | 1 | 22.483 | 0.86607 | 16.3964 | 15.4771 | 1.0594 | 19.6756 | 472.2153 | 48723.0078 | 0 | 0 | 0 | 3.0494 | 8.9954e-07 | 0.00031479 | 7.4831
2002-09-05 | 18.355 | 95.3894 | 3 | 480 | 0 | 36 | 1 | 1 | 1 | 18.355 | 0.86071 | 15.12 | 12.7169 | 1.189 | 18.144 | 435.456 | 48741.1523 | 0 | 0 | 0 | 3.1921 | 6.4771e-07 | 0.00022667 | 7.4896
2002-09-06 | 22.42 | 95.3894 | 3 | 480 | 0 | 36 | 1 | 1 | 1 | 22.42 | 0.85536 | 16.3964 | 15.634 | 1.0488 | 19.6756 | 472.2153 | 48760.8281 | 0 | 0 | 0 | 3.0366 | 9.2648e-07 | 0.00032421 | 7.4989
2002-09-07 | 18.993 | 95.3894 | 3 | 480 | 0 | 36 | 1 | 1 | 1 | 18.993 | 1 | 15.12 | 11.3311 | 1.3344 | 18.144 | 435.456 | 48778.9727 | 0 | 0 | 0 | 3.3269 | 4.7483e-07 | 0.00016618 | 7.5036
2002-09-08 | 20.078 | 95.3894 | 3 | 408.7 | 0.01 | 36 | 1 | 1 | 1 | 20.078 | 0.99464 | 15.12 | 12.0456 | 1.2552 | 18.144 | 435.456 | 48797.1172 | 0 | 0 | 0 | 3.2565 | 5.5845e-07 | 0.00019544 | 7.5092
2002-09-09 | 38.4 | 95.3894 | 3 | 480 | 0 | 36 | 2 | 1 | 1 | 19.2 | 0.98929 | 30.24 | 22.7829 | 1.3273 | 36.288 | 870.912 | 48833.4062 | 0 | 0 | 0 | 3.3205 | 4.8185e-07 | 0.00016863 | 7.514
2002-09-10 | 49.065 | 96.4717 | 3 | 480 | 0 | 36 | 3 | 1 | 1 | 16.355 | 0.98393 | 45.36 | 23.9186 | 1.8964 | 54.432 | 1306.368 | 48887.8398 | 0 | 0 | 0 | 3.6652 | 2.1791e-07 | 7.6264e-05 | 7.5162
2002-09-11 | 42.849 | 96.4717 | 3 | 480 | 0 | 36 | 2 | 1 | 1 | 21.4245 | 0.97857 | 30.24 | 23.3505 | 1.295 | 36.288 | 870.912 | 48924.1289 | 0 | 0 | 0 | 3.2924 | 5.1413e-07 | 0.00017993 | 7.5213
2002-09-12 | 25.252 | 96.4717 | 3 | 480 | 0 | 36 | 2 | 1 | 1 | 12.626 | 0.97321 | 30.24 | 13.8404 | 2.1849 | 36.288 | 870.912 | 48960.418 | 0 | 0 | 0 | 3.8046 | 1.5807e-07 | 5.5322e-05 | 7.5229
2002-09-13 | 39.002 | 96.4717 | 3 | 391.7 | 0.051667 | 36 | 2 | 1 | 1 | 19.501 | 0.96786 | 30.24 | 21.5005 | 1.4065 | 36.288 | 870.912 | 48996.707 | 0 | 0 | 0 | 3.3853 | 4.1508e-07 | 0.00014527 | 7.5271
2002-09-14 | 45.077 | 96.4717 | 3 | 480 | 0 | 36 | 2 | 1 | 1 | 22.5385 | 0.9625 | 30.24 | 24.9942 | 1.2099 | 36.288 | 870.912 | 49032.9961 | 0 | 0 | 0 | 3.2126 | 6.1782e-07 | 0.00021621 | 7.5333
2002-09-15 | 21.056 | 96.4717 | 3 | 480 | 0 | 36 | 1 | 1 | 1 | 21.056 | 0.95714 | 15.12 | 11.939 | 1.2664 | 18.144 | 435.456 | 49051.1406 | 0 | 0 | 0 | 3.2669 | 5.4525e-07 | 0.00019082 | 7.5387
2002-09-16 | 25.101 | 96.4717 | 3 | 480 | 0 | 36 | 2 | 1 | 1 | 12.5505 | 0.95179 | 30.24 | 14.0798 | 2.1478 | 36.288 | 870.912 | 49087.4297 | 0 | 0 | 0 | 3.7907 | 1.632e-07 | 5.712e-05 | 7.5403
2002-09-17 | 22.939 | 94.6891 | 3 | 480 | 0 | 36 | 1 | 1 | 1 | 22.939 | 0.94643 | 16.3964 | 16.1104 | 1.0177 | 19.6756 | 472.2153 | 49107.1055 | 0 | 0 | 0 | 2.9982 | 1.0122e-06 | 0.00035421 | 7.5505
2002-09-18 | 21.644 | 94.6891 | 3 | 0 | 704 | 36 | 1 | 1 | 1 | 21.644 | 0.94107 | 16.3964 | 15.2908 | 1.0723 | 19.6756 | 472.2153 | 49126.7812 | 0 | 0 | 0 | 3.0648 | 8.6837e-07 | 0.00030388 | 7.5591
2002-09-19 | 23.436 | 94.6891 | 3 | 414.4 | 0.01 | 36 | 2 | 1 | 1 | 11.718 | 0.93571 | 30.24 | 16.3778 | 1.8464 | 36.288 | 870.912 | 49163.0703 | 0 | 0 | 0 | 3.6598 | 2.2061e-07 | 7.7211e-05 | 7.5614
2002-09-20 | 21.181 | 94.6891 | 3 | 236 | 0.036667 | 36 | 1 | 1 | 1 | 21.181 | 0.93036 | 16.3964 | 15.1426 | 1.0828 | 19.6756 | 472.2153 | 49182.7461 | 0 | 0 | 0 | 3.077 | 8.4421e-07 | 0.00029543 | 7.5698
2002-09-21 | 23.435 | 94.6891 | 3 | 480 | 0 | 36 | 2 | 1 | 1 | 11.7175 | 0.925 | 30.24 | 16.5729 | 1.8247 | 36.288 | 870.912 | 49219.0352 | 0 | 0 | 0 | 3.6489 | 2.2622e-07 | 7.9174e-05 | 7.5721
2002-09-22 | 20.763 | 94.6891 | 3 | 480 | 0 | 36 | 1 | 1 | 1 | 20.763 | 0.91964 | 15.12 | 15.0232 | 1.0064 | 18.144 | 435.456 | 49237.1797 | 0 | 0 | 0 | 2.9838 | 1.0464e-06 | 0.00036616 | 7.5825
2002-09-23 | 19.545 | 94.6891 | 3 | 480 | 0 | 36 | 1 | 1 | 1 | 19.545 | 0.91429 | 15.12 | 14.2278 | 1.0627 | 18.144 | 435.456 | 49255.3242 | 0 | 0 | 0 | 3.0534 | 8.9139e-07 | 0.00031194 | 7.5914
2002-09-24 | 22.983 | 94.1673 | 3 | 480 | 0 | 36 | 1 | 1 | 1 | 22.983 | 0.90893 | 18.9491 | 18.1625 | 1.0433 | 22.7389 | 545.7338 | 49278.0625 | 0 | 0 | 0 | 3.03 | 9.4075e-07 | 0.00032921 | 7.6008
2002-09-25 | 22.996 | 94.1673 | 3 | 480 | 0 | 36 | 1 | 1 | 1 | 22.996 | 0.90357 | 18.9491 | 18.2844 | 1.0364 | 22.7389 | 545.7338 | 49300.8008 | 0 | 0 | 0 | 3.0214 | 9.5944e-07 | 0.00033575 | 7.6104
2002-09-26 | 22.456 | 94.1673 | 3 | 480 | 0 | 36 | 1 | 1 | 1 | 22.456 | 0.89821 | 18.9491 | 17.9654 | 1.0548 | 22.7389 | 545.7338 | 49323.5391 | 0 | 0 | 0 | 3.0439 | 9.1115e-07 | 0.00031885 | 7.6195
2002-09-27 | 20.192 | 94.1673 | 3 | 480 | 0 | 36 | 1 | 1 | 1 | 20.192 | 0.89286 | 16.3964 | 16.2545 | 1.0087 | 19.6756 | 472.2153 | 49343.2148 | 0 | 0 | 0 | 2.9867 | 1.0393e-06 | 0.0003637 | 7.6299
2002-09-28 | 24.445 | 94.1673 | 3 | 258.4 | 0.17 | 36 | 2 | 1 | 1 | 12.2225 | 0.8875 | 30.24 | 19.4586 | 1.5541 | 36.288 | 870.912 | 49379.5039 | 0 | 0 | 0 | 3.4917 | 3.2489e-07 | 0.0001137 | 7.6332
2002-09-29 | 26.911 | 94.1673 | 3 | 480 | 0 | 36 | 2 | 1 | 1 | 13.4555 | 0.88214 | 30.24 | 21.5571 | 1.4028 | 36.288 | 870.912 | 49415.793 | 0 | 0 | 0 | 3.3824 | 4.1789e-07 | 0.00014625 | 7.6374
2002-09-30 | 23.082 | 94.1673 | 3 | 351.9 | 0.016667 | 36 | 2 | 1 | 1 | 11.541 | 0.87679 | 30.24 | 18.6075 | 1.6251 | 36.288 | 870.912 | 49452.082 | 0 | 0 | 0 | 3.5373 | 2.9254e-07 | 0.00010238 | 7.6403
2002-10-01 | 22.251 | 93.4975 | 3 | 106.3 | 1.005 | 36 | 1 | 1 | 1 | 22.251 | 0.87143 | 20.2255 | 20.1864 | 1.0019 | 24.2705 | 582.4931 | 49476.3516 | 0 | 0 | 0 | 2.978 | 1.0605e-06 | 0.00037109 | 7.6509
2002-10-02 | 23.55 | 93.4975 | 3 | 480 | 0 | 36 | 2 | 1 | 1 | 11.775 | 0.86607 | 30.24 | 21.1298 | 1.4312 | 36.288 | 870.912 | 49512.6406 | 0 | 0 | 0 | 3.4043 | 3.9733e-07 | 0.00013905 | 7.6549
2002-10-03 | 22.676 | 93.4975 | 3 | 480 | 0 | 36 | 1 | 1 | 1 | 22.676 | 0.86071 | 21.5018 | 20.8368 | 1.0319 | 25.8022 | 619.2524 | 49538.4414 | 0 | 0 | 0 | 3.0159 | 9.7166e-07 | 0.00034002 | 7.6646
2002-10-04 | 22.519 | 93.4975 | 3 | 480 | 0 | 36 | 1 | 1 | 1 | 22.519 | 0.85536 | 21.5018 | 20.8265 | 1.0324 | 25.8022 | 619.2524 | 49564.2422 | 0 | 0 | 0 | 3.0166 | 9.7024e-07 | 0.00033953 | 7.6743
2002-10-05 | 21.211 | 93.4975 | 3 | 480 | 0 | 36 | 1 | 1 | 1 | 21.211 | 1 | 17.6727 | 16.783 | 1.053 | 21.2073 | 508.9745 | 49585.4492 | 0 | 0 | 0 | 3.0418 | 9.1556e-07 | 0.00032039 | 7.6834
2002-10-06 | 23.345 | 93.4975 | 3 | 480 | 0 | 36 | 2 | 1 | 1 | 11.6725 | 0.99464 | 30.24 | 15.2646 | 1.9811 | 36.288 | 870.912 | 49621.7383 | 0 | 0 | 0 | 3.7001 | 2.0109e-07 | 7.0378e-05 | 7.6855
2002-10-07 | 24.022 | 93.4975 | 3 | 480 | 0 | 36 | 2 | 1 | 1 | 12.011 | 0.98929 | 30.24 | 15.8428 | 1.9088 | 36.288 | 870.912 | 49658.0273 | 0 | 0 | 0 | 3.6671 | 2.1697e-07 | 7.5938e-05 | 7.6876
2002-10-08 | 22.889 | 92.747 | 3 | 191.8 | 5.872 | 36 | 1 | 1 | 1 | 22.889 | 0.98393 | 15.12 | 14.0326 | 1.0775 | 18.144 | 435.456 | 49676.1719 | 0 | 0 | 0 | 3.0708 | 8.5631e-07 | 0.00029966 | 7.6962
2002-10-09 | 22.869 | 92.747 | 3 | 404.9 | 0.11833 | 36 | 1 | 1 | 1 | 22.869 | 0.97857 | 15.12 | 14.1881 | 1.0657 | 18.144 | 435.456 | 49694.3164 | 0 | 0 | 0 | 3.0569 | 8.8416e-07 | 0.00030941 | 7.705
2002-10-10 | 21.842 | 92.747 | 3 | 480 | 0 | 36 | 1 | 1 | 1 | 21.842 | 0.97321 | 15.12 | 13.7086 | 1.103 | 18.144 | 435.456 | 49712.4609 | 0 | 0 | 0 | 3.1001 | 8.0052e-07 | 0.00028014 | 7.713
2002-10-11 | 21.959 | 92.747 | 3 | 480 | 0 | 36 | 1 | 1 | 1 | 21.959 | 0.96786 | 15.12 | 13.9382 | 1.0848 | 18.144 | 435.456 | 49730.6055 | 0 | 0 | 0 | 3.0793 | 8.3975e-07 | 0.00029387 | 7.7214
2002-10-12 | 23.796 | 92.747 | 3 | 480 | 0 | 36 | 2 | 1 | 1 | 11.898 | 0.9625 | 30.24 | 18.0943 | 1.6712 | 36.288 | 870.912 | 49766.8945 | 0 | 0 | 0 | 3.5425 | 2.8903e-07 | 0.00010116 | 7.7243
2002-10-13 | 21.79 | 92.747 | 3 | 480 | 0 | 36 | 1 | 1 | 1 | 21.79 | 0.95714 | 15.12 | 14.1357 | 1.0696 | 18.144 | 435.456 | 49785.0391 | 0 | 0 | 0 | 3.0616 | 8.7469e-07 | 0.00030609 | 7.7331
2002-10-14 | 24.441 | 92.747 | 3 | 480 | 0 | 36 | 2 | 1 | 1 | 12.2205 | 0.95179 | 30.24 | 18.8781 | 1.6019 | 36.288 | 870.912 | 49821.3281 | 0 | 0 | 0 | 3.5005 | 3.1842e-07 | 0.00011144 | 7.7363
2002-10-15 | 22.56 | 95.0605 | 3 | 414.2 | 0.011667 | 36 | 1 | 1 | 1 | 22.56 | 0.94643 | 15.12 | 10.7668 | 1.4043 | 18.144 | 435.456 | 49839.4727 | 0 | 0 | 0 | 3.384 | 4.1639e-07 | 0.00014572 | 7.7404
2002-10-16 | 21.655 | 95.0605 | 3 | 480 | 0 | 36 | 1 | 1 | 1 | 21.655 | 0.94107 | 15.12 | 10.441 | 1.4481 | 18.144 | 435.456 | 49857.6172 | 0 | 0 | 0 | 3.4175 | 3.8548e-07 | 0.00013491 | 7.7443
2002-10-17 | 23.314 | 95.0605 | 3 | 480 | 0 | 36 | 2 | 1 | 1 | 11.657 | 0.93571 | 30.24 | 13.275 | 2.278 | 36.288 | 870.912 | 49893.9062 | 0 | 0 | 0 | 3.8247 | 1.5091e-07 | 5.2818e-05 | 7.7458
2002-10-18 | 19.791 | 95.0605 | 3 | 480 | 0 | 36 | 1 | 1 | 1 | 19.791 | 0.93036 | 15.12 | 9.7351 | 1.5531 | 18.144 | 435.456 | 49912.0508 | 0 | 0 | 0 | 3.4914 | 3.251e-07 | 0.00011378 | 7.749
2002-10-19 | 23.514 | 95.0605 | 3 | 415.5 | 0.016667 | 36 | 2 | 1 | 1 | 11.757 | 0.925 | 30.24 | 13.594 | 2.2245 | 36.288 | 870.912 | 49948.3398 | 0 | 0 | 0 | 3.8064 | 1.5744e-07 | 5.5101e-05 | 7.7506
2002-10-20 | 20.449 | 95.0605 | 3 | 480 | 0 | 36 | 1 | 1 | 1 | 20.449 | 0.91964 | 15.12 | 10.2569 | 1.4741 | 18.144 | 435.456 | 49966.4844 | 0 | 0 | 0 | 3.4366 | 3.6889e-07 | 0.0001291 | 7.7543
2002-10-21 | 23.541 | 95.0605 | 3 | 480 | 0 | 36 | 2 | 1 | 1 | 11.7705 | 0.91429 | 30.24 | 13.8168 | 2.1886 | 36.288 | 870.912 | 50002.7734 | 0 | 0 | 0 | 3.7937 | 1.6207e-07 | 5.6724e-05 | 7.7559
2002-10-22 | 23.779 | 94.5584 | 3 | 480 | 0 | 36 | 2 | 1 | 1 | 11.8895 | 0.90893 | 30.24 | 15.1558 | 1.9953 | 36.288 | 870.912 | 50039.0625 | 0 | 0 | 0 | 3.7153 | 1.9417e-07 | 6.7956e-05 | 7.7579
2002-10-23 | 21.614 | 94.5584 | 3 | 480 | 0 | 36 | 1 | 1 | 1 | 21.614 | 0.90357 | 15.12 | 12.0218 | 1.2577 | 18.144 | 435.456 | 50057.207 | 0 | 0 | 0 | 3.2588 | 5.5548e-07 | 0.0001944 | 7.7634
2002-10-24 | 22.97 | 94.5584 | 3 | 480 | 0 | 36 | 1 | 1 | 1 | 22.97 | 0.89821 | 15.12 | 12.8959 | 1.1725 | 18.144 | 435.456 | 50075.3516 | 0 | 0 | 0 | 3.1752 | 6.7338e-07 | 0.00023566 | 7.7701
2002-10-25 | 21.162 | 94.5584 | 3 | 480 | 0 | 36 | 1 | 1 | 1 | 21.162 | 0.89286 | 15.12 | 11.9916 | 1.2609 | 18.144 | 435.456 | 50093.4961 | 0 | 0 | 0 | 3.2617 | 5.5174e-07 | 0.00019309 | 7.7757
2002-10-26 | 22.816 | 94.5584 | 3 | 480 | 0 | 36 | 1 | 1 | 1 | 22.816 | 0.8875 | 15.12 | 13.0486 | 1.1587 | 18.144 | 435.456 | 50111.6406 | 0 | 0 | 0 | 3.1609 | 6.9593e-07 | 0.00024355 | 7.7826
2002-10-27 | 23.089 | 94.5584 | 3 | 480 | 0 | 36 | 2 | 1 | 1 | 11.5445 | 0.88214 | 30.24 | 15.2745 | 1.9798 | 36.288 | 870.912 | 50147.9297 | 0 | 0 | 0 | 3.71 | 1.9657e-07 | 6.8796e-05 | 7.7846
2002-10-28 | 24.313 | 94.5584 | 3 | 480 | 0 | 36 | 2 | 1 | 1 | 12.1565 | 0.87679 | 30.24 | 16.2065 | 1.8659 | 36.288 | 870.912 | 50184.2188 | 0 | 0 | 0 | 3.6565 | 2.2229e-07 | 7.7798e-05 | 7.7868
2002-10-29 | 22.699 | 94.5584 | 3 | 480 | 0 | 36 | 1 | 1 | 1 | 22.699 | 0.87143 | 15.12 | 13.3415 | 1.1333 | 18.144 | 435.456 | 50202.3633 | 0 | 0 | 0 | 3.1337 | 7.4089e-07 | 0.00025928 | 7.7942
2002-10-30 | 22.025 | 94.5584 | 3 | 403.5 | 0.013333 | 36 | 1 | 1 | 1 | 22.025 | 0.86607 | 15.12 | 13.0628 | 1.1575 | 18.144 | 435.456 | 50220.5078 | 0 | 0 | 0 | 3.1596 | 6.9805e-07 | 0.00024429 | 7.8012
2002-10-31 | 22.627 | 94.5584 | 3 | 480 | 0 | 36 | 1 | 1 | 1 | 22.627 | 0.86071 | 15.12 | 13.541 | 1.1166 | 18.144 | 435.456 | 50238.6523 | 0 | 0 | 0 | 3.1154 | 7.7284e-07 | 0.00027046 | 7.8089
2002-11-01 | 21.933 | 94.5584 | 3 | 361.2 | 0.086667 | 36 | 1 | 1 | 1 | 21.933 | 0.85536 | 15.12 | 13.2438 | 1.1417 | 18.144 | 435.456 | 50256.7969 | 0 | 0 | 0 | 3.1427 | 7.2564e-07 | 0.00025394 | 7.8162
2002-11-02 | 20.101 | 94.5584 | 3 | 480 | 0 | 36 | 1 | 1 | 1 | 20.101 | 1 | 15.12 | 10.4096 | 1.4525 | 18.144 | 435.456 | 50274.9414 | 0 | 0 | 0 | 3.4207 | 3.826e-07 | 0.0001339 | 7.82
2002-11-03 | 22.12 | 94.5584 | 3 | 480 | 0 | 36 | 1 | 1 | 1 | 22.12 | 0.99464 | 15.12 | 11.5466 | 1.3095 | 18.144 | 435.456 | 50293.0859 | 0 | 0 | 0 | 3.3055 | 4.9888e-07 | 0.00017459 | 7.825
2002-11-04 | 21.258 | 94.5584 | 3 | 480 | 0 | 36 | 1 | 1 | 1 | 21.258 | 0.98929 | 15.12 | 11.185 | 1.3518 | 18.144 | 435.456 | 50311.2305 | 0 | 0 | 0 | 3.3416 | 4.5908e-07 | 0.00016066 | 7.8296
2002-11-05 | 21.466 | 94.5584 | 3 | 372.7 | 0.031667 | 36 | 1 | 1 | 1 | 21.466 | 0.98393 | 15.12 | 11.384 | 1.3282 | 18.144 | 435.456 | 50329.375 | 0 | 0 | 0 | 3.3216 | 4.8064e-07 | 0.00016821 | 7.8344
2002-11-06 | 20.618 | 94.6891 | 3 | 326.9 | 0.063333 | 36 | 1 | 1 | 1 | 20.618 | 0.97857 | 15.12 | 10.8104 | 1.3986 | 18.144 | 435.456 | 50347.5195 | 0 | 0 | 0 | 3.3795 | 4.2068e-07 | 0.00014723 | 7.8386
2002-11-07 | 21.313 | 94.6891 | 3 | 480 | 0 | 36 | 1 | 1 | 1 | 21.313 | 0.97321 | 15.12 | 11.2629 | 1.3425 | 18.144 | 435.456 | 50365.6641 | 0 | 0 | 0 | 3.3338 | 4.6742e-07 | 0.00016358 | 7.8433
2002-11-08 | 19.342 | 94.6891 | 3 | 480 | 0 | 36 | 1 | 1 | 1 | 19.342 | 0.96786 | 15.12 | 10.3017 | 1.4677 | 18.144 | 435.456 | 50383.8086 | 0 | 0 | 0 | 3.4319 | 3.7287e-07 | 0.0001305 | 7.847
2002-11-09 | 20.957 | 94.6891 | 3 | 0 | 82.836 | 36 | 1 | 1 | 1 | 20.957 | 0.9625 | 15.12 | 11.2494 | 1.3441 | 18.144 | 435.456 | 50401.9531 | 0 | 0 | 0 | 3.3351 | 4.6597e-07 | 0.00016307 | 7.8517
2002-11-10 | 19.223 | 94.6891 | 3 | 480 | 0 | 36 | 1 | 1 | 1 | 19.223 | 0.95714 | 15.12 | 10.3994 | 1.4539 | 18.144 | 435.456 | 50420.0977 | 0 | 0 | 0 | 3.4218 | 3.8168e-07 | 0.00013358 | 7.8555
2002-11-11 | 21.984 | 94.6891 | 3 | 480 | 0 | 36 | 1 | 1 | 1 | 21.984 | 0.95179 | 15.12 | 11.986 | 1.2615 | 18.144 | 435.456 | 50438.2422 | 0 | 0 | 0 | 3.2623 | 5.5104e-07 | 0.00019284 | 7.861
2002-11-12 | 19.747 | 95.5652 | 3 | 480 | 0 | 36 | 1 | 1 | 1 | 19.747 | 0.94643 | 15.12 | 9.4968 | 1.5921 | 18.144 | 435.456 | 50456.3867 | 0 | 0 | 0 | 3.5168 | 3.0663e-07 | 0.00010732 | 7.8641
2002-11-13 | 21.531 | 95.5652 | 3 | 480 | 0 | 36 | 1 | 1 | 1 | 21.531 | 0.94107 | 15.12 | 10.4355 | 1.4489 | 18.144 | 435.456 | 50474.5312 | 0 | 0 | 0 | 3.418 | 3.8498e-07 | 0.00013473 | 7.8679
2002-11-14 | 19.138 | 95.5652 | 3 | 480 | 0 | 36 | 1 | 1 | 1 | 19.138 | 0.93571 | 15.12 | 9.3479 | 1.6175 | 18.144 | 435.456 | 50492.6758 | 0 | 0 | 0 | 3.5328 | 2.9555e-07 | 0.00010344 | 7.8709
2002-11-15 | 22.082 | 95.5652 | 3 | 480 | 0 | 36 | 1 | 1 | 1 | 22.082 | 0.93036 | 15.12 | 10.8698 | 1.391 | 18.144 | 435.456 | 50510.8203 | 0 | 0 | 0 | 3.3735 | 4.2659e-07 | 0.00014929 | 7.8751
2002-11-16 | 19.67 | 95.5652 | 3 | 394.6 | 0.08 | 36 | 1 | 1 | 1 | 19.67 | 0.925 | 15.12 | 9.7579 | 1.5495 | 18.144 | 435.456 | 50528.9648 | 0 | 0 | 0 | 3.489 | 3.2692e-07 | 0.00011441 | 7.8784
2002-11-17 | 44.493 | 95.5652 | 3 | 82.1 | 0.06 | 36 | 2 | 1 | 1 | 22.2465 | 0.91964 | 30.24 | 24.7958 | 1.2196 | 36.288 | 870.912 | 50565.2539 | 0 | 0 | 0 | 3.2086 | 6.2357e-07 | 0.00021822 | 7.8846
2002-11-18 | 32.174 | 95.5652 | 3 | 480 | 0 | 36 | 2 | 1 | 1 | 16.087 | 0.91429 | 30.24 | 18.0537 | 1.675 | 36.288 | 870.912 | 50601.543 | 0 | 0 | 0 | 3.5577 | 2.7912e-07 | 9.7686e-05 | 7.8874
2002-11-19 | 19.589 | 93.7562 | 3 | 480 | 0 | 36 | 1 | 1 | 1 | 19.589 | 0.90893 | 15.12 | 12.9979 | 1.1633 | 18.144 | 435.456 | 50619.6875 | 0 | 0 | 0 | 3.1656 | 6.8838e-07 | 0.0002409 | 7.8943
2002-11-20 | 19.528 | 93.7562 | 3 | 480 | 0 | 36 | 1 | 1 | 1 | 19.528 | 0.90357 | 15.12 | 13.0583 | 1.1579 | 18.144 | 435.456 | 50637.832 | 0 | 0 | 0 | 3.16 | 6.9738e-07 | 0.00024405 | 7.9013
2002-11-21 | 20.53 | 93.7562 | 3 | 480 | 0 | 36 | 1 | 1 | 1 | 20.53 | 0.89821 | 15.12 | 13.8352 | 1.0929 | 18.144 | 435.456 | 50655.9766 | 0 | 0 | 0 | 3.0886 | 8.2196e-07 | 0.00028764 | 7.9095
2002-11-22 | 20.981 | 93.7562 | 3 | 369 | 0.74833 | 36 | 1 | 1 | 1 | 20.981 | 0.89286 | 15.12 | 14.2493 | 1.0611 | 18.144 | 435.456 | 50674.1211 | 0 | 0 | 0 | 3.0515 | 8.9532e-07 | 0.00031331 | 7.9185
2002-11-23 | 19.197 | 93.7562 | 3 | 0 | 518 | 36 | 1 | 1 | 1 | 19.197 | 0.8875 | 15.12 | 13.1393 | 1.1507 | 18.144 | 435.456 | 50692.2656 | 0 | 0 | 0 | 3.1524 | 7.0961e-07 | 0.00024833 | 7.9256
2002-11-24 | 18.945 | 93.7562 | 3 | 480 | 0 | 36 | 1 | 1 | 1 | 18.945 | 0.88214 | 15.12 | 13.0681 | 1.157 | 18.144 | 435.456 | 50710.4102 | 0 | 0 | 0 | 3.1591 | 6.9885e-07 | 0.00024457 | 7.9325
2002-11-25 | 19.991 | 93.7562 | 3 | 480 | 0 | 36 | 1 | 1 | 1 | 19.991 | 0.87679 | 15.12 | 13.8974 | 1.088 | 18.144 | 435.456 | 50728.5547 | 0 | 0 | 0 | 3.083 | 8.3266e-07 | 0.00029139 | 7.9409
2002-11-26 | 19.744 | 93.3039 | 3 | 399.7 | 0.053333 | 36 | 1 | 1 | 1 | 19.744 | 0.87143 | 15.12 | 14.7285 | 1.0266 | 18.144 | 435.456 | 50746.6992 | 0 | 0 | 0 | 3.0093 | 9.8663e-07 | 0.00034526 | 7.9507
2002-11-27 | 18.364 | 93.3039 | 3 | 480 | 0 | 36 | 1 | 1 | 1 | 18.364 | 0.86607 | 15.12 | 13.8064 | 1.0951 | 18.144 | 435.456 | 50764.8438 | 0 | 0 | 0 | 3.0912 | 8.1705e-07 | 0.00028593 | 7.9589
2002-11-28 | 16.781 | 93.3039 | 3 | 359.1 | 0.011667 | 36 | 1 | 1 | 1 | 16.781 | 0.86071 | 15.12 | 12.7154 | 1.1891 | 18.144 | 435.456 | 50782.9883 | 0 | 0 | 0 | 3.1922 | 6.475e-07 | 0.0002266 | 7.9654
2002-11-29 | 17.474 | 93.3039 | 3 | 480 | 0 | 36 | 1 | 1 | 1 | 17.474 | 0.85536 | 15.12 | 13.3447 | 1.133 | 18.144 | 435.456 | 50801.1328 | 0 | 0 | 0 | 3.1334 | 7.4139e-07 | 0.00025945 | 7.9728
2002-11-30 | 17.787 | 93.3039 | 3 | 480 | 0 | 36 | 1 | 1 | 1 | 17.787 | 1 | 15.12 | 11.6372 | 1.2993 | 18.144 | 435.456 | 50819.2773 | 0 | 0 | 0 | 3.2965 | 5.0929e-07 | 0.00017823 | 7.9779
2002-12-01 | 18.717 | 93.3039 | 3 | 480 | 0 | 36 | 1 | 1 | 1 | 18.717 | 0.99464 | 15.12 | 12.3307 | 1.2262 | 18.144 | 435.456 | 50837.4219 | 0 | 0 | 0 | 3.2289 | 5.9504e-07 | 0.00020824 | 7.9838
2002-12-02 | 20.369 | 93.3039 | 3 | 416.1 | 0.095 | 36 | 1 | 1 | 1 | 20.369 | 0.98929 | 15.12 | 13.5124 | 1.119 | 18.144 | 435.456 | 50855.5664 | 0 | 0 | 0 | 3.118 | 7.6818e-07 | 0.00026883 | 7.9915
2002-12-03 | 18.452 | 92.8539 | 3 | 0 | 2144.905 | 36 | 1 | 1 | 1 | 18.452 | 0.98393 | 15.12 | 13.101 | 1.1541 | 18.144 | 435.456 | 50873.7109 | 0 | 0 | 0 | 3.156 | 7.038e-07 | 0.0002463 | 7.9986
2002-12-04 | 25.369 | 92.8539 | 3 | 480 | 0 | 36 | 2 | 1 | 1 | 12.6845 | 0.97857 | 30.24 | 19.9112 | 1.5187 | 36.288 | 870.912 | 50910 | 0 | 0 | 0 | 3.4597 | 3.4978e-07 | 0.00012241 | 8.0021
2002-12-05 | 44.559 | 92.8539 | 3 | 480 | 0 | 36 | 2 | 1 | 1 | 22.2795 | 0.97321 | 36.6218 | 35.1941 | 1.0406 | 43.9462 | 1054.7084 | 50953.9453 | 0 | 0 | 0 | 3.0241 | 9.5366e-07 | 0.00033373 | 8.0116
2002-12-06 | 39.151 | 92.8539 | 3 | 480 | 0 | 36 | 2 | 1 | 1 | 19.5755 | 0.96786 | 32.7927 | 31.1191 | 1.0538 | 39.3513 | 944.4307 | 50993.2969 | 0 | 0 | 0 | 3.0435 | 9.1183e-07 | 0.00031909 | 8.0207
2002-12-07 | 42.383 | 92.8539 | 3 | 480 | 0 | 36 | 2 | 1 | 1 | 21.1915 | 0.9625 | 35.3455 | 33.9028 | 1.0426 | 42.4145 | 1017.9491 | 51035.7109 | 0 | 0 | 0 | 3.0301 | 9.4047e-07 | 0.00032911 | 8.0301
2002-12-08 | 39.241 | 92.8539 | 3 | 480 | 0 | 36 | 2 | 1 | 1 | 19.6205 | 0.95714 | 32.7927 | 31.5902 | 1.0381 | 39.3513 | 944.4307 | 51075.0625 | 0 | 0 | 0 | 3.0243 | 9.5309e-07 | 0.00033353 | 8.0397
2002-12-09 | 35.988 | 92.8539 | 3 | 480 | 0 | 36 | 2 | 1 | 1 | 17.994 | 0.95179 | 31.5164 | 29.1575 | 1.0809 | 37.8196 | 907.6713 | 51112.8828 | 0 | 0 | 0 | 3.0741 | 8.4991e-07 | 0.00029742 | 8.0482
2002-12-10 | 40.283 | 97.4316 | 3 | 480 | 0 | 36 | 2 | 1 | 1 | 20.1415 | 0.94643 | 30.24 | 20.7282 | 1.4589 | 36.288 | 870.912 | 51149.1719 | 0 | 0 | 0 | 3.4173 | 3.8566e-07 | 0.00013497 | 8.052
2002-12-11 | 38.535 | 97.4316 | 3 | 480 | 0 | 36 | 2 | 1 | 1 | 19.2675 | 0.94107 | 30.24 | 19.957 | 1.5153 | 36.288 | 870.912 | 51185.4609 | 0 | 0 | 0 | 3.458 | 3.5115e-07 | 0.0001229 | 8.0555
2002-12-12 | 44.072 | 97.4316 | 3 | 480 | 0 | 36 | 2 | 1 | 1 | 22.036 | 0.93571 | 30.24 | 22.9727 | 1.3163 | 36.288 | 870.912 | 51221.75 | 0 | 0 | 0 | 3.3026 | 5.0216e-07 | 0.00017574 | 8.0605
2002-12-13 | 44.273 | 97.4316 | 3 | 480 | 0 | 36 | 2 | 1 | 1 | 22.1365 | 0.93036 | 30.24 | 23.2279 | 1.3019 | 36.288 | 870.912 | 51258.0391 | 0 | 0 | 0 | 3.29 | 5.1698e-07 | 0.00018093 | 8.0657
2002-12-14 | 32.799 | 97.4316 | 3 | 480 | 0 | 36 | 2 | 1 | 1 | 16.3995 | 0.925 | 30.24 | 17.3207 | 1.7459 | 36.288 | 870.912 | 51294.3281 | 0 | 0 | 0 | 3.6014 | 2.5239e-07 | 8.8331e-05 | 8.0682
2002-12-15 | 48.809 | 97.4316 | 3 | 480 | 0 | 36 | 3 | 1 | 1 | 16.2697 | 0.91964 | 45.36 | 23.9353 | 1.8951 | 54.432 | 1306.368 | 51348.7617 | 0 | 0 | 0 | 3.6679 | 2.1654e-07 | 7.5787e-05 | 8.0704
2002-12-16 | 40.227 | 97.4316 | 3 | 480 | 0 | 36 | 2 | 1 | 1 | 20.1135 | 0.91429 | 30.24 | 21.524 | 1.4049 | 36.288 | 870.912 | 51385.0508 | 0 | 0 | 0 | 3.3766 | 4.2355e-07 | 0.00014823 | 8.0746
2002-12-17 | 37.715 | 92.8753 | 3 | 480 | 0 | 36 | 2 | 1 | 1 | 18.8575 | 0.90893 | 32.7927 | 32.0984 | 1.0216 | 39.3513 | 944.4307 | 51424.4023 | 0 | 0 | 0 | 3.0035 | 9.9992e-07 | 0.00034991 | 8.0846
2002-12-18 | 37.228 | 92.8753 | 3 | 480 | 0 | 36 | 2 | 1 | 1 | 18.614 | 0.90357 | 32.7927 | 31.8947 | 1.0282 | 39.3513 | 944.4307 | 51463.7539 | 0 | 0 | 0 | 3.0116 | 9.8137e-07 | 0.00034342 | 8.0944
2002-12-19 | 32.741 | 92.8753 | 3 | 480 | 0 | 36 | 2 | 1 | 1 | 16.3705 | 0.89821 | 31.5164 | 28.2379 | 1.1161 | 37.8196 | 907.6713 | 51501.5742 | 0 | 0 | 0 | 3.1145 | 7.744e-07 | 0.000271 | 8.1022
2002-12-20 | 36.448 | 92.8753 | 3 | 400.7 | 0.018333 | 36 | 2 | 1 | 1 | 18.224 | 0.89286 | 32.7927 | 31.6461 | 1.0362 | 39.3513 | 944.4307 | 51540.9258 | 0 | 0 | 0 | 3.0216 | 9.5917e-07 | 0.00033565 | 8.1118
2002-12-21 | 39.528 | 92.8753 | 3 | 480 | 0 | 36 | 2 | 1 | 1 | 19.764 | 0.8875 | 35.3455 | 34.5516 | 1.023 | 42.4145 | 1017.9491 | 51583.3398 | 0 | 0 | 0 | 3.0054 | 9.9547e-07 | 0.00034835 | 8.1217
2002-12-22 | 36.204 | 92.8753 | 3 | 480 | 0 | 36 | 2 | 1 | 1 | 18.102 | 0.88214 | 32.7927 | 31.8604 | 1.0293 | 39.3513 | 944.4307 | 51622.6914 | 0 | 0 | 0 | 3.0128 | 9.7864e-07 | 0.00034247 | 8.1315
2002-12-23 | 36.872 | 92.8753 | 3 | 360.6 | 0.078333 | 36 | 2 | 1 | 1 | 18.436 | 0.87679 | 32.7927 | 32.669 | 1.0038 | 39.3513 | 944.4307 | 51662.043 | 0 | 0 | 0 | 2.9805 | 1.0543e-06 | 0.00036893 | 8.1421
2002-12-24 | 34.949 | 92.8753 | 3 | 480 | 0 | 36 | 2 | 1 | 1 | 17.4745 | 0.87143 | 32.7927 | 31.1768 | 1.0518 | 39.3513 | 944.4307 | 51701.3945 | 0 | 0 | 0 | 3.0404 | 9.1837e-07 | 0.00032138 | 8.1513
2002-12-25 | 35.658 | 92.8753 | 3 | 480 | 0 | 36 | 2 | 1 | 1 | 17.829 | 0.86607 | 32.7927 | 32.0276 | 1.0239 | 39.3513 | 944.4307 | 51740.7461 | 0 | 0 | 0 | 3.006 | 9.942e-07 | 0.00034791 | 8.1612
2002-12-26 | 36.355 | 92.8753 | 3 | 480 | 0 | 36 | 2 | 1 | 1 | 18.1775 | 0.86071 | 35.3455 | 32.879 | 1.075 | 42.4145 | 1017.9491 | 51783.1602 | 0 | 0 | 0 | 3.0684 | 8.6108e-07 | 0.00030133 | 8.1698
2002-12-27 | 36.428 | 92.8753 | 3 | 359.6 | 0.06 | 36 | 2 | 1 | 1 | 18.214 | 0.85536 | 35.3455 | 33.1733 | 1.0655 | 42.4145 | 1017.9491 | 51825.5742 | 0 | 0 | 0 | 3.0571 | 8.8374e-07 | 0.00030926 | 8.1786
2002-12-28 | 36.627 | 92.8753 | 3 | 480 | 0 | 36 | 2 | 1 | 1 | 18.3135 | 1 | 31.5164 | 28.5489 | 1.1039 | 37.8196 | 907.6713 | 51863.3945 | 0 | 0 | 0 | 3.1011 | 7.9862e-07 | 0.00027948 | 8.1866
2002-12-29 | 34.559 | 92.8753 | 3 | 480 | 0 | 36 | 2 | 1 | 1 | 17.2795 | 0.99464 | 30.24 | 27.0998 | 1.1159 | 36.288 | 870.912 | 51899.6836 | 0 | 0 | 0 | 3.1063 | 7.8924e-07 | 0.0002762 | 8.1945
2002-12-30 | 43.301 | 92.8753 | 3 | 416.3 | 0.10833 | 36 | 2 | 1 | 1 | 21.6505 | 0.98929 | 35.3455 | 34.1609 | 1.0347 | 42.4145 | 1017.9491 | 51942.0977 | 0 | 0 | 0 | 3.0197 | 9.6325e-07 | 0.00033708 | 8.2042
2002-12-31 | 45.691 | 92.8753 | 3 | 19.6 | 0.13167 | 36 | 2 | 1 | 1 | 22.8455 | 0.98393 | 37.8982 | 36.266 | 1.045 | 45.4778 | 1091.4677 | 51987.5742 | 0 | 0 | 0 | 3.0327 | 9.3492e-07 | 0.00032717 | 8.2135
2003-01-01 | 37.085 | 92.8753 | 3 | 480 | 0 | 36 | 2 | 1 | 1 | 18.5425 | 0.97857 | 31.5164 | 29.6152 | 1.0642 | 37.8196 | 907.6713 | 52025.3945 | 0 | 0 | 0 | 3.0552 | 8.8778e-07 | 0.00031068 | 8.2224
2003-01-02 | 46.822 | 92.8753 | 3 | 480 | 0 | 36 | 3 | 1 | 1 | 15.6073 | 0.97321 | 45.36 | 34.6511 | 1.309 | 54.432 | 1306.368 | 52079.8281 | 0 | 0 | 0 | 3.2818 | 5.2678e-07 | 0.00018435 | 8.2276
2003-01-03 | 42.386 | 92.8753 | 3 | 480 | 0 | 36 | 2 | 1 | 1 | 21.193 | 0.96786 | 35.3455 | 34.2663 | 1.0315 | 42.4145 | 1017.9491 | 52122.2422 | 0 | 0 | 0 | 3.0156 | 9.7233e-07 | 0.00034026 | 8.2374
2003-01-04 | 44.375 | 92.8753 | 3 | 480 | 0 | 36 | 2 | 1 | 1 | 22.1875 | 0.9625 | 37.8982 | 36.0965 | 1.0499 | 45.4778 | 1091.4677 | 52167.7188 | 0 | 0 | 0 | 3.0386 | 9.2238e-07 | 0.00032278 | 8.2466
2003-01-05 | 31.857 | 92.8753 | 3 | 480 | 0 | 36 | 2 | 1 | 1 | 15.9285 | 0.95714 | 30.24 | 26.075 | 1.1597 | 36.288 | 870.912 | 52204.0078 | 0 | 0 | 0 | 3.1544 | 7.0638e-07 | 0.0002472 | 8.2537
2003-01-06 | 39.96 | 92.8753 | 3 | 393.4 | 0.038333 | 36 | 2 | 1 | 1 | 19.98 | 0.95179 | 34.0691 | 32.9115 | 1.0352 | 40.8829 | 981.1899 | 52244.8906 | 0 | 0 | 0 | 3.0198 | 9.6316e-07 | 0.00033705 | 8.2633
2003-01-07 | 41.355 | 94.3409 | 3 | 480 | 0 | 36 | 2 | 1 | 1 | 20.6775 | 0.94643 | 30.24 | 27.9432 | 1.0822 | 36.288 | 870.912 | 52281.1797 | 0 | 0 | 0 | 3.0686 | 8.6075e-07 | 0.00030122 | 8.2719
2003-01-08 | 44.656 | 94.3409 | 3 | 480 | 0 | 36 | 2 | 1 | 1 | 22.328 | 0.94107 | 31.5164 | 30.3637 | 1.038 | 37.8196 | 907.6713 | 52319 | 0 | 0 | 0 | 3.0235 | 9.5483e-07 | 0.00033414 | 8.2814
2003-01-09 | 46.512 | 94.3409 | 3 | 480 | 0 | 36 | 3 | 1 | 1 | 15.504 | 0.93571 | 45.36 | 29.3282 | 1.5466 | 54.432 | 1306.368 | 52373.4336 | 0 | 0 | 0 | 3.4679 | 3.4317e-07 | 0.0001201 | 8.2849
2003-01-10 | 42.868 | 94.3409 | 3 | 480 | 0 | 36 | 2 | 1 | 1 | 21.434 | 0.93036 | 31.5164 | 29.5189 | 1.0677 | 37.8196 | 907.6713 | 52411.2539 | 0 | 0 | 0 | 3.0594 | 8.7908e-07 | 0.00030763 | 8.2937
2003-01-11 | 44.41 | 94.3409 | 3 | 480 | 0 | 36 | 2 | 1 | 1 | 22.205 | 0.925 | 32.7927 | 30.776 | 1.0655 | 39.3513 | 944.4307 | 52450.6055 | 0 | 0 | 0 | 3.0561 | 8.8588e-07 | 0.00031001 | 8.3025
2003-01-12 | 42.68 | 94.3409 | 3 | 480 | 0 | 36 | 2 | 1 | 1 | 21.34 | 0.91964 | 31.5164 | 29.7669 | 1.0588 | 37.8196 | 907.6713 | 52488.4258 | 0 | 0 | 0 | 3.0489 | 9.0072e-07 | 0.0003152 | 8.3115
2003-01-13 | 42.933 | 94.3409 | 3 | 480 | 0 | 36 | 2 | 1 | 1 | 21.4665 | 0.91429 | 31.5164 | 30.1363 | 1.0458 | 37.8196 | 907.6713 | 52526.2461 | 0 | 0 | 0 | 3.0332 | 9.3381e-07 | 0.00032678 | 8.3209
2003-01-14 | 42.563 | 92.619 | 3 | 480 | 0 | 36 | 2 | 1 | 1 | 21.2815 | 0.90893 | 40.4509 | 38.1648 | 1.0599 | 48.5411 | 1164.9862 | 52574.7891 | 0 | 0 | 0 | 3.0506 | 8.9721e-07 | 0.00031397 | 8.3298
2003-01-15 | 46.13 | 92.619 | 3 | 404.3 | 0.011667 | 36 | 3 | 1 | 1 | 15.3767 | 0.90357 | 45.36 | 38.3889 | 1.1816 | 54.432 | 1306.368 | 52629.2227 | 0 | 0 | 0 | 3.1606 | 6.9646e-07 | 0.00024373 | 8.3368
2003-01-16 | 46.164 | 92.619 | 3 | 480 | 0 | 36 | 3 | 1 | 1 | 15.388 | 0.89821 | 45.36 | 38.7209 | 1.1715 | 54.432 | 1306.368 | 52683.6562 | 0 | 0 | 0 | 3.1507 | 7.125e-07 | 0.00024934 | 8.3439
2003-01-17 | 41.741 | 92.619 | 3 | 312.2 | 0.245 | 36 | 2 | 1 | 1 | 20.8705 | 0.89286 | 40.4509 | 38.1667 | 1.0598 | 48.5411 | 1164.9862 | 52732.1992 | 0 | 0 | 0 | 3.0504 | 8.9746e-07 | 0.00031406 | 8.3529
2003-01-18 | 43.76 | 92.619 | 3 | 480 | 0 | 36 | 2 | 1 | 1 | 21.88 | 0.8875 | 41.7273 | 40.277 | 1.036 | 50.0727 | 1201.7455 | 52782.2734 | 0 | 0 | 0 | 3.0176 | 9.6797e-07 | 0.00033873 | 8.3626
2003-01-19 | 43.737 | 92.619 | 3 | 480 | 0 | 36 | 2 | 1 | 1 | 21.8685 | 0.88214 | 41.7273 | 40.523 | 1.0297 | 50.0727 | 1201.7455 | 52832.3477 | 0 | 0 | 0 | 3.0097 | 9.8566e-07 | 0.00034492 | 8.3724
2003-01-20 | 43.182 | 92.619 | 3 | 480 | 0 | 36 | 2 | 1 | 1 | 21.591 | 0.87679 | 41.7273 | 40.2755 | 1.036 | 50.0727 | 1201.7455 | 52882.4219 | 0 | 0 | 0 | 3.0175 | 9.6814e-07 | 0.00033879 | 8.3821
2003-01-21 | 42.268 | 90.2818 | 3 | 480 | 0 | 36 | 2 | 1 | 1 | 21.134 | 0.87143 | 54.4909 | 53.2497 | 1.0233 | 65.3891 | 1569.3384 | 52947.8125 | 0 | 0 | 0 | 3.005 | 9.964e-07 | 0.00034868 | 8.3921
2003-01-22 | 42.342 | 90.2818 | 3 | 480 | 0 | 36 | 2 | 1 | 1 | 21.171 | 0.86607 | 54.4909 | 53.7022 | 1.0147 | 65.3891 | 1569.3384 | 53013.2031 | 0 | 0 | 0 | 2.9941 | 1.0218e-06 | 0.00035756 | 8.4023
2003-01-23 | 44.011 | 90.2818 | 3 | 480 | 0 | 36 | 2 | 1 | 1 | 22.0055 | 0.86071 | 57.0436 | 56.197 | 1.0151 | 68.4524 | 1642.8567 | 53081.6562 | 0 | 0 | 0 | 2.9948 | 1.02e-06 | 0.00035695 | 8.4125
2003-01-24 | 40.638 | 90.2818 | 3 | 0 | 30.189 | 36 | 2 | 1 | 1 | 20.319 | 0.85536 | 53.2146 | 52.2433 | 1.0186 | 63.8575 | 1532.5791 | 53145.5156 | 0 | 0 | 0 | 2.9999 | 1.0083e-06 | 0.00035283 | 8.4226
2003-01-25 | 45.637 | 90.2818 | 3 | 385.2 | 0.26333 | 36 | 2 | 1 | 1 | 22.8185 | 1 | 51.9382 | 50.2107 | 1.0344 | 62.3258 | 1495.8198 | 53207.8398 | 0 | 0 | 0 | 3.0183 | 9.6632e-07 | 0.00033815 | 8.4323
2003-01-26 | 46.254 | 90.2818 | 3 | 0 | 41.868 | 36 | 3 | 1 | 1 | 15.418 | 0.99464 | 50.4655 | 47.263 | 1.0678 | 60.5585 | 1453.405 | 53268.3984 | 0 | 0 | 0 | 3.06 | 8.7799e-07 | 0.00030725 | 8.441
2003-01-27 | 46.166 | 90.2818 | 3 | 480 | 0 | 36 | 3 | 1 | 1 | 15.3887 | 0.98929 | 50.4655 | 47.5122 | 1.0622 | 60.5585 | 1453.405 | 53328.957 | 0 | 0 | 0 | 3.0534 | 8.914e-07 | 0.00031194 | 8.45
2003-01-28 | 45.435 | 93.3684 | 3 | 480 | 0 | 36 | 2 | 1 | 1 | 22.7175 | 0.98393 | 35.3455 | 34.2774 | 1.0312 | 42.4145 | 1017.9491 | 53371.3711 | 0 | 0 | 0 | 3.0144 | 9.7514e-07 | 0.00034124 | 8.4597
2003-01-29 | 43.939 | 93.3684 | 3 | 480 | 0 | 36 | 2 | 1 | 1 | 21.9695 | 0.97857 | 35.3455 | 33.3477 | 1.0599 | 42.4145 | 1017.9491 | 53413.7852 | 0 | 0 | 0 | 3.0494 | 8.996e-07 | 0.00031481 | 8.4687
2003-01-30 | 42.914 | 93.3684 | 3 | 480 | 0 | 36 | 2 | 1 | 1 | 21.457 | 0.97321 | 34.0691 | 32.7661 | 1.0398 | 40.8829 | 981.1899 | 53454.668 | 0 | 0 | 0 | 3.0258 | 9.4985e-07 | 0.00033239 | 8.4782
2003-01-31 | 41.974 | 93.3684 | 3 | 480 | 0 | 36 | 2 | 1 | 1 | 20.987 | 0.96786 | 32.7927 | 32.2425 | 1.0171 | 39.3513 | 944.4307 | 53494.0195 | 0 | 0 | 0 | 2.9958 | 1.0177e-06 | 0.00035614 | 8.4884
2003-02-01 | 45.47 | 93.3684 | 3 | 480 | 0 | 36 | 2 | 1 | 1 | 22.735 | 0.9625 | 36.6218 | 35.1404 | 1.0422 | 43.9462 | 1054.7084 | 53537.9648 | 0 | 0 | 0 | 3.0286 | 9.4385e-07 | 0.00033029 | 8.4978
2003-02-02 | 43.747 | 93.3684 | 3 | 480 | 0 | 36 | 2 | 1 | 1 | 21.8735 | 0.95714 | 35.3455 | 34.0154 | 1.0391 | 42.4145 | 1017.9491 | 53580.3789 | 0 | 0 | 0 | 3.024 | 9.537e-07 | 0.00033374 | 8.5073
2003-02-03 | 41.856 | 93.3684 | 3 | 480 | 0 | 36 | 2 | 1 | 1 | 20.928 | 0.95179 | 34.0691 | 32.7449 | 1.0404 | 40.8829 | 981.1899 | 53621.2617 | 0 | 0 | 0 | 3.0267 | 9.4796e-07 | 0.00033173 | 8.5168
2003-02-04 | 43.682 | 93.8426 | 3 | 480 | 0 | 36 | 2 | 1 | 1 | 21.841 | 0.94643 | 32.7927 | 32.1876 | 1.0188 | 39.3513 | 944.4307 | 53660.6133 | 0 | 0 | 0 | 2.9979 | 1.013e-06 | 0.00035448 | 8.527
2003-02-05 | 39.216 | 93.8426 | 3 | 480 | 0 | 36 | 2 | 1 | 1 | 19.608 | 0.94107 | 31.5164 | 29.0759 | 1.0839 | 37.8196 | 907.6713 | 53698.4336 | 0 | 0 | 0 | 3.0787 | 8.4089e-07 | 0.00029427 | 8.5354
2003-02-06 | 40.786 | 93.8426 | 3 | 480 | 0 | 36 | 2 | 1 | 1 | 20.393 | 0.93571 | 31.5164 | 30.4282 | 1.0358 | 37.8196 | 907.6713 | 53736.2539 | 0 | 0 | 0 | 3.0211 | 9.6018e-07 | 0.00033601 | 8.545
2003-02-07 | 45.579 | 93.8426 | 3 | 480 | 0 | 36 | 2 | 1 | 1 | 22.7895 | 0.93036 | 35.3455 | 34.2168 | 1.033 | 42.4145 | 1017.9491 | 53778.668 | 0 | 0 | 0 | 3.0163 | 9.7079e-07 | 0.00033972 | 8.5547
2003-02-08 | 45.534 | 93.8426 | 3 | 480 | 0 | 36 | 2 | 1 | 1 | 22.767 | 0.925 | 35.3455 | 34.3979 | 1.0275 | 42.4145 | 1017.9491 | 53821.082 | 0 | 0 | 0 | 3.0095 | 9.8611e-07 | 0.00034508 | 8.5645
2003-02-09 | 43.832 | 93.8426 | 3 | 480 | 0 | 36 | 2 | 1 | 1 | 21.916 | 0.91964 | 35.3455 | 33.3214 | 1.0607 | 42.4145 | 1017.9491 | 53863.4961 | 0 | 0 | 0 | 3.0501 | 8.9826e-07 | 0.00031434 | 8.5735
2003-02-10 | 42.162 | 93.8426 | 3 | 480 | 0 | 36 | 2 | 1 | 1 | 21.081 | 0.91429 | 32.7927 | 32.2554 | 1.0167 | 39.3513 | 944.4307 | 53902.8477 | 0 | 0 | 0 | 2.9949 | 1.0199e-06 | 0.00035689 | 8.5837
2003-02-11 | 38.459 | 94.4278 | 3 | 480 | 0 | 36 | 2 | 1 | 1 | 19.2295 | 0.90893 | 30.24 | 27.2284 | 1.1106 | 36.288 | 870.912 | 53939.1367 | 0 | 0 | 0 | 3.1032 | 7.9487e-07 | 0.00027817 | 8.5917
2003-02-12 | 42.479 | 94.4278 | 3 | 401.1 | 0.036667 | 36 | 2 | 1 | 1 | 21.2395 | 0.90357 | 31.5164 | 30.2674 | 1.0413 | 37.8196 | 907.6713 | 53976.957 | 0 | 0 | 0 | 3.0279 | 9.4528e-07 | 0.00033079 | 8.6011
2003-02-13 | 42.502 | 94.4278 | 3 | 480 | 0 | 36 | 2 | 1 | 1 | 21.251 | 0.89821 | 31.5164 | 30.479 | 1.034 | 37.8196 | 907.6713 | 54014.7773 | 0 | 0 | 0 | 3.019 | 9.6485e-07 | 0.00033764 | 8.6108
2003-02-14 | 39.686 | 94.4278 | 3 | 480 | 0 | 36 | 2 | 1 | 1 | 19.843 | 0.89286 | 31.5164 | 28.644 | 1.1003 | 37.8196 | 907.6713 | 54052.5977 | 0 | 0 | 0 | 3.0975 | 8.0534e-07 | 0.00028183 | 8.6188
2003-02-15 | 42.16 | 94.4278 | 3 | 480 | 0 | 36 | 2 | 1 | 1 | 21.08 | 0.8875 | 31.5164 | 30.6279 | 1.029 | 37.8196 | 907.6713 | 54090.418 | 0 | 0 | 0 | 3.0128 | 9.7881e-07 | 0.00034252 | 8.6286
2003-02-16 | 42.039 | 94.4278 | 3 | 480 | 0 | 36 | 2 | 1 | 1 | 21.0195 | 0.88214 | 31.5164 | 30.7399 | 1.0253 | 37.8196 | 907.6713 | 54128.2383 | 0 | 0 | 0 | 3.0081 | 9.8942e-07 | 0.00034624 | 8.6385
2003-02-17 | 45.859 | 94.4278 | 3 | 480 | 0 | 36 | 2 | 1 | 1 | 22.9295 | 0.87679 | 35.3455 | 33.7539 | 1.0472 | 42.4145 | 1017.9491 | 54170.6523 | 0 | 0 | 0 | 3.0334 | 9.3334e-07 | 0.00032662 | 8.6478
2003-02-18 | 38.743 | 94.4278 | 3 | 480 | 0 | 36 | 2 | 1 | 1 | 19.3715 | 0.87143 | 31.5164 | 28.705 | 1.0979 | 37.8196 | 907.6713 | 54208.4727 | 0 | 0 | 0 | 3.0948 | 8.1026e-07 | 0.00028355 | 8.6559
2003-02-19 | 38.767 | 94.4278 | 3 | 480 | 0 | 36 | 2 | 1 | 1 | 19.3835 | 0.86607 | 31.5164 | 28.9139 | 1.09 | 37.8196 | 907.6713 | 54246.293 | 0 | 0 | 0 | 3.0858 | 8.2735e-07 | 0.00028953 | 8.6642
2003-02-20 | 40.883 | 94.4278 | 3 | 480 | 0 | 36 | 2 | 1 | 1 | 20.4415 | 0.86071 | 31.5164 | 30.696 | 1.0267 | 37.8196 | 907.6713 | 54284.1133 | 0 | 0 | 0 | 3.0099 | 9.8523e-07 | 0.00034477 | 8.6741
2003-02-21 | 37.635 | 93.6052 | 3 | 480 | 0 | 36 | 2 | 1 | 1 | 18.8175 | 0.85536 | 32.7927 | 31.9819 | 1.0254 | 39.3513 | 944.4307 | 54323.4648 | 0 | 0 | 0 | 3.0055 | 9.954e-07 | 0.00034833 | 8.684
2003-02-22 | 38.514 | 93.6052 | 3 | 416 | 0.011667 | 36 | 2 | 1 | 1 | 19.257 | 1 | 30.24 | 28.0077 | 1.0797 | 36.288 | 870.912 | 54359.7539 | 0 | 0 | 0 | 3.0683 | 8.6139e-07 | 0.00030144 | 8.6926
2003-02-23 | 38.009 | 93.6052 | 3 | 480 | 0 | 36 | 2 | 1 | 1 | 19.0045 | 0.99464 | 30.24 | 27.802 | 1.0877 | 36.288 | 870.912 | 54396.043 | 0 | 0 | 0 | 3.0776 | 8.431e-07 | 0.00029504 | 8.7011
2003-02-24 | 39.13 | 93.6052 | 3 | 480 | 0 | 36 | 2 | 1 | 1 | 19.565 | 0.98929 | 31.5164 | 28.7899 | 1.0947 | 37.8196 | 907.6713 | 54433.8633 | 0 | 0 | 0 | 3.0912 | 8.1716e-07 | 0.00028597 | 8.7092
2003-02-25 | 38.207 | 95.8076 | 3 | 480 | 0 | 36 | 2 | 1 | 1 | 19.1035 | 0.98393 | 30.24 | 20.3908 | 1.483 | 36.288 | 870.912 | 54470.1523 | 0 | 0 | 0 | 3.4392 | 3.6669e-07 | 0.00012833 | 8.7129
2003-02-26 | 39.552 | 95.8076 | 3 | 480 | 0 | 36 | 2 | 1 | 1 | 19.776 | 0.97857 | 30.24 | 21.2336 | 1.4242 | 36.288 | 870.912 | 54506.4414 | 0 | 0 | 0 | 3.3954 | 4.0558e-07 | 0.00014194 | 8.717
2003-02-27 | 36.223 | 95.8076 | 3 | 480 | 0 | 36 | 2 | 1 | 1 | 18.1115 | 0.97321 | 30.24 | 19.5622 | 1.5458 | 36.288 | 870.912 | 54542.7305 | 0 | 0 | 0 | 3.483 | 3.3151e-07 | 0.00011602 | 8.7203
2003-02-28 | 37.786 | 95.8076 | 3 | 480 | 0 | 36 | 2 | 1 | 1 | 18.893 | 0.96786 | 30.24 | 20.5283 | 1.4731 | 36.288 | 870.912 | 54579.0195 | 0 | 0 | 0 | 3.4321 | 3.7274e-07 | 0.00013045 | 8.724
2003-03-01 | 38.356 | 95.8076 | 3 | 480 | 0 | 36 | 2 | 1 | 1 | 19.178 | 0.9625 | 30.24 | 20.9632 | 1.4425 | 36.288 | 870.912 | 54615.3086 | 0 | 0 | 0 | 3.4095 | 3.9265e-07 | 0.00013742 | 8.7279
2003-03-02 | 37.514 | 95.8076 | 3 | 480 | 0 | 36 | 2 | 1 | 1 | 18.757 | 0.95714 | 30.24 | 20.6268 | 1.4661 | 36.288 | 870.912 | 54651.5977 | 0 | 0 | 0 | 3.427 | 3.7713e-07 | 0.00013199 | 8.7317
2003-03-03 | 39.998 | 95.8076 | 3 | 480 | 0 | 36 | 2 | 1 | 1 | 19.999 | 0.95179 | 30.24 | 22.1261 | 1.3667 | 36.288 | 870.912 | 54687.8867 | 0 | 0 | 0 | 3.3499 | 4.5036e-07 | 0.00015761 | 8.7362
2003-03-04 | 39.144 | 96.272 | 3 | 480 | 0 | 36 | 2 | 1 | 1 | 19.572 | 0.94643 | 30.24 | 21.1243 | 1.4315 | 36.288 | 870.912 | 54724.1758 | 0 | 0 | 0 | 3.4012 | 4.0018e-07 | 0.00014005 | 8.7402
2003-03-05 | 40.417 | 96.272 | 3 | 377.2 | 0.13333 | 36 | 2 | 1 | 1 | 20.2085 | 0.94107 | 30.24 | 21.9449 | 1.378 | 36.288 | 870.912 | 54760.4648 | 0 | 0 | 0 | 3.3592 | 4.4086e-07 | 0.00015429 | 8.7446
2003-03-06 | 40.521 | 96.272 | 3 | 480 | 0 | 36 | 2 | 1 | 1 | 20.2605 | 0.93571 | 30.24 | 22.1369 | 1.366 | 36.288 | 870.912 | 54796.7539 | 0 | 0 | 0 | 3.3494 | 4.5083e-07 | 0.00015778 | 8.7491
2003-03-07 | 45.901 | 96.272 | 3 | 480 | 0 | 36 | 2 | 1 | 1 | 22.9505 | 0.93036 | 30.24 | 25.2312 | 1.1985 | 36.288 | 870.912 | 54833.043 | 0 | 0 | 0 | 3.1974 | 6.3988e-07 | 0.00022393 | 8.7555
2003-03-08 | 49.309 | 96.272 | 3 | 480 | 0 | 36 | 3 | 1 | 1 | 16.4363 | 0.925 | 45.36 | 25.1127 | 1.8063 | 54.432 | 1306.368 | 54887.4766 | 0 | 0 | 0 | 3.6251 | 2.3896e-07 | 8.3632e-05 | 8.7579
2003-03-09 | 47.785 | 96.272 | 3 | 480 | 0 | 36 | 3 | 1 | 1 | 15.9283 | 0.91964 | 45.36 | 24.5165 | 1.8502 | 54.432 | 1306.368 | 54941.9102 | 0 | 0 | 0 | 3.6481 | 2.2665e-07 | 7.9323e-05 | 8.7602
2003-03-10 | 42.299 | 96.272 | 3 | 480 | 0 | 36 | 2 | 1 | 1 | 21.1495 | 0.91429 | 30.24 | 23.69 | 1.2765 | 36.288 | 870.912 | 54978.1992 | 0 | 0 | 0 | 3.272 | 5.3879e-07 | 0.00018856 | 8.7656
2003-03-11 | 47.911 | 91.5166 | 3 | 480 | 0 | 36 | 3 | 1 | 1 | 15.9703 | 0.90893 | 50.4655 | 46.9735 | 1.0743 | 60.5585 | 1453.405 | 55038.7578 | 0 | 0 | 0 | 3.0667 | 8.6453e-07 | 0.00030254 | 8.7742
2003-03-12 | 46.706 | 91.5166 | 3 | 480 | 0 | 36 | 3 | 1 | 1 | 15.5687 | 0.90357 | 49.1891 | 46.1312 | 1.0663 | 59.0269 | 1416.6458 | 55097.7852 | 0 | 0 | 0 | 3.0565 | 8.8511e-07 | 0.00030974 | 8.7831
2003-03-13 | 47.3 | 91.5166 | 3 | 480 | 0 | 36 | 3 | 1 | 1 | 15.7667 | 0.89821 | 50.4655 | 47.0635 | 1.0723 | 60.5585 | 1453.405 | 55158.3438 | 0 | 0 | 0 | 3.0644 | 8.6911e-07 | 0.00030414 | 8.7918
2003-03-14 | 47.574 | 91.5166 | 3 | 480 | 0 | 36 | 3 | 1 | 1 | 15.858 | 0.89286 | 50.4655 | 47.6861 | 1.0583 | 60.5585 | 1453.405 | 55218.9023 | 0 | 0 | 0 | 3.0478 | 9.0294e-07 | 0.00031598 | 8.8008
2003-03-15 | 46.68 | 91.5166 | 3 | 480 | 0 | 36 | 3 | 1 | 1 | 15.56 | 0.8875 | 50.4655 | 47.136 | 1.0706 | 60.5585 | 1453.405 | 55279.4609 | 0 | 0 | 0 | 3.0625 | 8.7284e-07 | 0.00030545 | 8.8095
2003-03-16 | 45.724 | 91.5166 | 3 | 0 | 3453.023 | 36 | 2 | 1 | 1 | 22.862 | 0.88214 | 50.6618 | 50.1621 | 1.01 | 60.7942 | 1459.0605 | 55340.2539 | 0 | 0 | 0 | 2.9885 | 1.0349e-06 | 0.00036216 | 8.8199
2003-03-17 | 45.194 | 91.5166 | 3 | 480 | 0 | 36 | 2 | 1 | 1 | 22.597 | 0.87679 | 50.6618 | 49.904 | 1.0152 | 60.7942 | 1459.0605 | 55401.0469 | 0 | 0 | 0 | 2.9952 | 1.0192e-06 | 0.00035666 | 8.8301
2003-03-18 | 49.273 | 84.4112 | 3 | 480 | 0 | 36 | 4 | 1 | 1 | 12.3182 | 0.87143 | 172.8 | 105.9157 | 1.6315 | 207.36 | 4976.6401 | 55608.4062 | 1 | 3.2258 | 3.6183 | 3.5222 | 3.0288e-07 | 0.000106 | 8.8331
2003-03-19 | 41.279 | 84.4112 | 3 | 480 | 0 | 36 | 4 | 1 | 1 | 10.3197 | 0.86607 | 172.8 | 89.4652 | 1.9315 | 207.36 | 4976.6401 | 55815.7656 | 1 | 6.4516 | 7.0695 | 3.6855 | 2.0796e-07 | 7.2783e-05 | 8.8352
2003-03-20 | 47.898 | 84.4112 | 3 | 480 | 0 | 36 | 4 | 1 | 1 | 11.9745 | 0.86071 | 172.8 | 104.6655 | 1.651 | 207.36 | 4976.6401 | 56023.125 | 1 | 9.6774 | 10.4718 | 3.5353 | 2.939e-07 | 0.00010286 | 8.8381
2003-03-21 | 39.371 | 84.4112 | 3 | 480 | 0 | 36 | 4 | 1 | 1 | 9.8427 | 0.85536 | 172.8 | 86.7387 | 1.9922 | 207.36 | 4976.6401 | 56230.4844 | 1 | 12.9032 | 13.7906 | 3.7139 | 1.9477e-07 | 6.8169e-05 | 8.84
2003-03-22 | 46.425 | 84.4112 | 3 | 480 | 0 | 36 | 4 | 1 | 1 | 11.6062 | 1 | 172.8 | 87.6494 | 1.9715 | 207.36 | 4976.6401 | 56437.8438 | 1 | 16.129 | 17.0101 | 3.705 | 1.9882e-07 | 6.9585e-05 | 8.842
2003-03-23 | 44.426 | 84.4112 | 3 | 480 | 0 | 36 | 4 | 1 | 1 | 11.1065 | 0.99464 | 172.8 | 84.4805 | 2.0454 | 207.36 | 4976.6401 | 56645.2031 | 1 | 19.3548 | 20.3786 | 3.7376 | 1.8442e-07 | 6.4547e-05 | 8.8439
2003-03-24 | 43.712 | 84.4112 | 3 | 480 | 0 | 36 | 4 | 1 | 1 | 10.928 | 0.98929 | 172.8 | 83.7206 | 2.064 | 207.36 | 4976.6401 | 56852.5625 | 1 | 22.5806 | 23.6303 | 3.7457 | 1.8103e-07 | 6.3357e-05 | 8.8457
2003-03-25 | 47.752 | 93.3899 | 3 | 480 | 0 | 36 | 3 | 1 | 1 | 15.9173 | 0.98393 | 45.36 | 34.3422 | 1.3208 | 54.432 | 1306.368 | 56906.9961 | 0 | 22.5806 | 23.4945 | 3.2999 | 5.0526e-07 | 0.00017683 | 8.8507
2003-03-26 | 35.735 | 93.3899 | 3 | 480 | 0 | 36 | 2 | 1 | 1 | 17.8675 | 0.97857 | 30.24 | 27.7309 | 1.0905 | 36.288 | 870.912 | 56943.2852 | 0 | 22.5806 | 23.4333 | 3.0818 | 8.349e-07 | 0.00029217 | 8.8591
2003-03-27 | 48.173 | 93.3899 | 3 | 480 | 0 | 36 | 3 | 1 | 1 | 16.0577 | 0.97321 | 45.36 | 35.0746 | 1.2932 | 54.432 | 1306.368 | 56997.7188 | 0 | 22.5806 | 23.3741 | 3.2757 | 5.3424e-07 | 0.00018697 | 8.8644
2003-03-28 | 44.061 | 93.3899 | 3 | 352.9 | 0.061667 | 36 | 2 | 1 | 1 | 22.0305 | 0.96786 | 35.3455 | 34.5975 | 1.0216 | 42.4145 | 1017.9491 | 57040.1328 | 0 | 22.5806 | 23.2449 | 3.0007 | 1.0065e-06 | 0.0003522 | 8.8745
2003-03-29 | 43.44 | 93.3899 | 3 | 480 | 0 | 36 | 2 | 1 | 1 | 21.72 | 0.9625 | 35.3455 | 34.313 | 1.0301 | 42.4145 | 1017.9491 | 57082.5469 | 0 | 22.5806 | 23.1611 | 3.0112 | 9.8223e-07 | 0.00034372 | 8.8843
2003-03-30 | 37.648 | 93.3899 | 3 | 480 | 0 | 36 | 2 | 1 | 1 | 18.824 | 0.95714 | 31.5164 | 29.9159 | 1.0535 | 37.8196 | 907.6713 | 57120.3672 | 0 | 22.5806 | 23.1157 | 3.0428 | 9.1349e-07 | 0.00031967 | 8.8935
2003-03-31 | 40.125 | 93.3899 | 3 | 261.5 | 0.023333 | 36 | 2 | 1 | 1 | 20.0625 | 0.95179 | 34.0691 | 32.076 | 1.0621 | 40.8829 | 981.1899 | 57161.25 | 0 | 22.5806 | 23.0836 | 3.0531 | 8.9201e-07 | 0.00031215 | 8.9024
2003-04-01 | 40.46 | 89.4129 | 3 | 410.5 | 0.056667 | 36 | 2 | 1 | 1 | 20.23 | 0.94643 | 55.7673 | 53.6618 | 1.0392 | 66.9207 | 1606.0975 | 57228.1719 | 0 | 22.5806 | 23.0459 | 3.0253 | 9.5097e-07 | 0.00033278 | 8.9119
2003-04-02 | 43.347 | 89.4129 | 3 | 480 | 0 | 36 | 2 | 1 | 1 | 21.6735 | 0.94107 | 58.32 | 57.8401 | 1.0083 | 69.984 | 1679.616 | 57298.1562 | 0 | 22.5806 | 22.9788 | 2.9865 | 1.0398e-06 | 0.00036386 | 8.9223
2003-04-03 | 42.543 | 89.4129 | 3 | 480 | 0 | 36 | 2 | 1 | 1 | 21.2715 | 0.93571 | 58.32 | 57.114 | 1.0211 | 69.984 | 1679.616 | 57368.1406 | 0 | 22.5806 | 22.9083 | 3.0028 | 1.0015e-06 | 0.00035048 | 8.9323
2003-04-04 | 42.657 | 89.4129 | 3 | 480 | 0 | 36 | 2 | 1 | 1 | 21.3285 | 0.93036 | 58.32 | 57.6185 | 1.0122 | 69.984 | 1679.616 | 57438.125 | 0 | 22.5806 | 22.8577 | 2.9915 | 1.028e-06 | 0.00035974 | 8.9426
2003-04-05 | 41.977 | 89.4129 | 3 | 105.6 | 9.5 | 36 | 2 | 1 | 1 | 20.9885 | 0.925 | 58.32 | 57.0499 | 1.0223 | 69.984 | 1679.616 | 57508.1094 | 0 | 22.5806 | 22.8154 | 3.0042 | 9.9824e-07 | 0.00034932 | 8.9526
2003-04-06 | 40.273 | 89.4129 | 3 | 480 | 0 | 36 | 2 | 1 | 1 | 20.1365 | 0.91964 | 55.7673 | 55.0735 | 1.0126 | 66.9207 | 1606.0975 | 57575.0312 | 0 | 22.5806 | 22.8045 | 2.9919 | 1.0269e-06 | 0.00035936 | 8.9628
2003-04-07 | 42.057 | 89.4129 | 3 | 480 | 0 | 36 | 2 | 1 | 1 | 21.0285 | 0.91429 | 58.32 | 57.8717 | 1.0077 | 69.984 | 1679.616 | 57645.0156 | 0 | 22.5806 | 22.8386 | 2.9858 | 1.0416e-06 | 0.00036448 | 8.9732
2003-04-08 | 43.934 | 85.428 | 3 | 480 | 0 | 36 | 3 | 1 | 1 | 14.6447 | 0.90893 | 88.7564 | 87.1272 | 1.0187 | 106.5076 | 2556.1836 | 57751.5234 | 0 | 22.5806 | 22.9156 | 2.9998 | 1.0085e-06 | 0.00035291 | 8.9833
2003-04-09 | 43.135 | 85.428 | 3 | 293 | 0.038333 | 36 | 3 | 1 | 1 | 14.3783 | 0.90357 | 88.7564 | 86.1394 | 1.0304 | 106.5076 | 2556.1836 | 57858.0312 | 0 | 22.5806 | 23 | 3.0143 | 9.7536e-07 | 0.00034132 | 8.9931
2003-04-10 | 45.936 | 85.428 | 3 | 0 | 2197.69 | 36 | 3 | 1 | 1 | 15.312 | 0.89821 | 93.8618 | 92.3742 | 1.0161 | 112.6342 | 2703.2207 | 57970.6641 | 0 | 22.5806 | 23.0085 | 2.995 | 1.0198e-06 | 0.00035686 | 9.0033
2003-04-11 | 46.609 | 85.428 | 3 | 480 | 0 | 36 | 3 | 1 | 1 | 15.5363 | 0.89286 | 96.4146 | 94.3845 | 1.0215 | 115.6975 | 2776.7393 | 58086.3633 | 0 | 22.5806 | 22.9888 | 3.0039 | 9.9894e-07 | 0.00034957 | 9.0133
2003-04-12 | 47.026 | 85.428 | 3 | 191.8 | 5.872 | 36 | 3 | 1 | 1 | 15.6753 | 0.8875 | 97.6909 | 95.8981 | 1.0187 | 117.2291 | 2813.4983 | 58203.5938 | 0 | 22.5806 | 22.9971 | 2.9987 | 1.0109e-06 | 0.00035377 | 9.0234
2003-04-13 | 46.491 | 85.428 | 3 | 480 | 0 | 36 | 3 | 1 | 1 | 15.497 | 0.88214 | 97.6909 | 95.4753 | 1.0232 | 117.2291 | 2813.4983 | 58320.8242 | 0 | 22.5806 | 23.0012 | 3.0043 | 9.9814e-07 | 0.00034929 | 9.0334
2003-04-14 | 45.328 | 85.428 | 3 | 480 | 0 | 36 | 3 | 1 | 1 | 15.1093 | 0.87679 | 96.4146 | 93.7449 | 1.0285 | 115.6975 | 2776.7393 | 58436.5234 | 0 | 22.5806 | 23.0271 | 3.0123 | 9.7976e-07 | 0.00034286 | 9.0432
2003-04-15 | 46.987 | 93.994 | 3 | 480 | 0 | 36 | 3 | 1 | 1 | 15.6623 | 0.87143 | 45.36 | 35.4985 | 1.2778 | 54.432 | 1306.368 | 58490.957 | 0 | 22.5806 | 23.0435 | 3.2634 | 5.4962e-07 | 0.00019235 | 9.0487
2003-04-16 | 48.59 | 93.994 | 3 | 480 | 0 | 36 | 3 | 1 | 1 | 16.1967 | 0.86607 | 45.36 | 32.535 | 1.3942 | 54.432 | 1306.368 | 58545.3906 | 0 | 22.5806 | 23.0166 | 3.3595 | 4.4051e-07 | 0.00015417 | 9.0531
2003-04-17 | 45.949 | 93.994 | 3 | 480 | 0 | 36 | 2 | 1 | 1 | 22.9745 | 0.86071 | 34.0691 | 31.3259 | 1.0876 | 40.8829 | 981.1899 | 58586.2734 | 0 | 22.5806 | 22.986 | 3.0853 | 8.2819e-07 | 0.00028982 | 9.0613
2003-04-18 | 47.721 | 93.994 | 3 | 480 | 0 | 36 | 3 | 1 | 1 | 15.907 | 0.85536 | 45.36 | 32.5231 | 1.3947 | 54.432 | 1306.368 | 58640.707 | 0 | 19.3548 | 19.5244 | 3.3612 | 4.3881e-07 | 0.00015357 | 9.0657
2003-04-19 | 47.216 | 93.994 | 3 | 480 | 0 | 36 | 3 | 1 | 1 | 15.7387 | 1 | 45.36 | 27.6015 | 1.6434 | 54.432 | 1306.368 | 58695.1406 | 0 | 16.129 | 16.1738 | 3.5365 | 2.9305e-07 | 0.00010256 | 9.0687
2003-04-20 | 45.168 | 93.994 | 3 | 480 | 0 | 36 | 2 | 1 | 1 | 22.584 | 0.99464 | 31.5164 | 26.8947 | 1.1718 | 37.8196 | 907.6713 | 58732.9609 | 0 | 12.9032 | 12.8897 | 3.1678 | 6.8503e-07 | 0.00023973 | 9.0755
2003-04-21 | 45.51 | 93.994 | 3 | 480 | 0 | 36 | 2 | 1 | 1 | 22.755 | 0.98929 | 31.5164 | 27.3213 | 1.1535 | 37.8196 | 907.6713 | 58770.7812 | 0 | 9.6774 | 9.6825 | 3.149 | 7.1523e-07 | 0.0002503 | 9.0827
2003-04-22 | 48.399 | 92.8325 | 3 | 480 | 0 | 36 | 3 | 1 | 1 | 16.133 | 0.98393 | 45.36 | 33.9651 | 1.3355 | 54.432 | 1306.368 | 58825.2148 | 0 | 6.4516 | 6.5258 | 3.3141 | 4.8908e-07 | 0.00017116 | 9.0876
2003-04-23 | 39.069 | 92.8325 | 3 | 480 | 0 | 36 | 2 | 1 | 1 | 19.5345 | 0.97857 | 31.5164 | 27.9756 | 1.1266 | 37.8196 | 907.6713 | 58863.0352 | 0 | 3.2258 | 3.2174 | 3.1207 | 7.6339e-07 | 0.00026715 | 9.0952
2003-04-24 | 44.016 | 92.8325 | 3 | 410.8 | 0.033333 | 36 | 2 | 1 | 1 | 22.008 | 0.97321 | 34.0691 | 31.7695 | 1.0724 | 40.8829 | 981.1899 | 58903.918 | 0 | 0 | 0 | 3.0661 | 8.6577e-07 | 0.00030297 | 9.1038
2003-04-25 | 37.008 | 92.8325 | 3 | 480 | 0 | 36 | 2 | 1 | 1 | 18.504 | 0.96786 | 30.24 | 26.9228 | 1.1232 | 36.288 | 870.912 | 58940.207 | 0 | 0 | 0 | 3.1028 | 7.9553e-07 | 0.0002784 | 9.1118
2003-04-26 | 40.867 | 92.8325 | 3 | 480 | 0 | 36 | 2 | 1 | 1 | 20.4335 | 0.9625 | 32.7927 | 29.964 | 1.0944 | 39.3513 | 944.4307 | 58979.5586 | 0 | 0 | 0 | 3.092 | 8.1566e-07 | 0.00028544 | 9.12
2003-04-27 | 48.406 | 92.8325 | 3 | 259.4 | 0.018333 | 36 | 3 | 1 | 1 | 16.1353 | 0.95714 | 45.36 | 35.2263 | 1.2877 | 54.432 | 1306.368 | 59033.9922 | 0 | 0 | 0 | 3.2737 | 5.3668e-07 | 0.00018782 | 9.1253
2003-04-28 | 43.928 | 92.8325 | 3 | 480 | 0 | 36 | 2 | 1 | 1 | 21.964 | 0.95179 | 34.0691 | 32.7124 | 1.0415 | 40.8829 | 981.1899 | 59074.875 | 0 | 0 | 0 | 3.028 | 9.4516e-07 | 0.00033075 | 9.1348
2003-04-29 | 48.046 | 92.8325 | 3 | 242.2 | 0.026667 | 36 | 3 | 1 | 1 | 16.0153 | 0.94643 | 45.36 | 35.4847 | 1.2783 | 54.432 | 1306.368 | 59129.3086 | 0 | 0 | 0 | 3.2658 | 5.4654e-07 | 0.00019127 | 9.1402
2003-04-30 | 46.439 | 92.8325 | 3 | 412.6 | 0.23167 | 36 | 3 | 1 | 1 | 15.4797 | 0.94107 | 45.36 | 34.5627 | 1.3124 | 54.432 | 1306.368 | 59183.7422 | 0 | 0 | 0 | 3.2968 | 5.0898e-07 | 0.00017813 | 9.1453
2003-05-01 | 36.809 | 92.8325 | 3 | 480 | 0 | 36 | 2 | 1 | 1 | 18.4045 | 0.93571 | 31.5164 | 28.0499 | 1.1236 | 37.8196 | 907.6713 | 59221.5625 | 0 | 0 | 0 | 3.1199 | 7.6486e-07 | 0.00026766 | 9.153
2003-05-02 | 36.305 | 92.8325 | 3 | 480 | 0 | 36 | 2 | 1 | 1 | 18.1525 | 0.93036 | 31.5164 | 27.8777 | 1.1305 | 37.8196 | 907.6713 | 59259.3828 | 0 | 0 | 0 | 3.1277 | 7.5118e-07 | 0.00026288 | 9.1605
2003-05-03 | 40.379 | 92.8325 | 3 | 398.9 | 0.10167 | 36 | 2 | 1 | 1 | 20.1895 | 0.925 | 32.7927 | 31.2429 | 1.0496 | 39.3513 | 944.4307 | 59298.7344 | 0 | 0 | 0 | 3.0393 | 9.2087e-07 | 0.00032225 | 9.1697
2003-05-04 | 41.808 | 92.8325 | 3 | 480 | 0 | 36 | 2 | 1 | 1 | 20.904 | 0.91964 | 34.0691 | 32.5953 | 1.0452 | 40.8829 | 981.1899 | 59339.6172 | 0 | 0 | 0 | 3.0311 | 9.3844e-07 | 0.0003284 | 9.1791
2003-05-05 | 35.858 | 92.8325 | 3 | 480 | 0 | 36 | 2 | 1 | 1 | 17.929 | 0.91429 | 31.5164 | 28.1693 | 1.1188 | 37.8196 | 907.6713 | 59377.4375 | 0 | 0 | 0 | 3.1154 | 7.7278e-07 | 0.00027044 | 9.1868
2003-05-06 | 45.795 | 94.0156 | 3 | 480 | 0 | 36 | 2 | 1 | 1 | 22.8975 | 0.90893 | 32.7927 | 30.7899 | 1.065 | 39.3513 | 944.4307 | 59416.7891 | 0 | 0 | 0 | 3.0577 | 8.8261e-07 | 0.00030887 | 9.1956
2003-05-07 | 45.144 | 94.0156 | 3 | 480 | 0 | 36 | 2 | 1 | 1 | 22.572 | 0.90357 | 32.7927 | 30.5829 | 1.0723 | 39.3513 | 944.4307 | 59456.1406 | 0 | 0 | 0 | 3.0662 | 8.6554e-07 | 0.00030289 | 9.2043
2003-05-08 | 41.968 | 94.0156 | 3 | 356.1 | 0.12667 | 36 | 2 | 1 | 1 | 20.984 | 0.89821 | 31.5164 | 28.6472 | 1.1002 | 37.8196 | 907.6713 | 59493.9609 | 0 | 0 | 0 | 3.0949 | 8.1008e-07 | 0.00028349 | 9.2124
2003-05-09 | 44.86 | 94.0156 | 3 | 480 | 0 | 36 | 2 | 1 | 1 | 22.43 | 0.89286 | 32.7927 | 30.8539 | 1.0628 | 39.3513 | 944.4307 | 59533.3125 | 0 | 0 | 0 | 3.0549 | 8.8822e-07 | 0.00031083 | 9.2213
2003-05-10 | 44.248 | 94.0156 | 3 | 389.6 | 0.016667 | 36 | 2 | 1 | 1 | 22.124 | 0.8875 | 32.7927 | 30.6641 | 1.0694 | 39.3513 | 944.4307 | 59572.6641 | 0 | 0 | 0 | 3.0627 | 8.7252e-07 | 0.00030533 | 9.23
2003-05-11 | 40.619 | 94.0156 | 3 | 480 | 0 | 36 | 2 | 1 | 1 | 20.3095 | 0.88214 | 31.5164 | 28.3631 | 1.1112 | 37.8196 | 907.6713 | 59610.4844 | 0 | 0 | 0 | 3.1078 | 7.8651e-07 | 0.00027524 | 9.2379
2003-05-12 | 44.453 | 94.0156 | 3 | 480 | 0 | 36 | 2 | 1 | 1 | 22.2265 | 0.87679 | 32.7927 | 31.2764 | 1.0485 | 39.3513 | 944.4307 | 59649.8359 | 0 | 0 | 0 | 3.0375 | 9.2456e-07 | 0.00032354 | 9.2471
2003-05-13 | 44.487 | 95.7635 | 3 | 480 | 0 | 36 | 2 | 1 | 1 | 22.2435 | 0.87143 | 30.24 | 24.265 | 1.2462 | 36.288 | 870.912 | 59686.125 | 0 | 0 | 0 | 3.2368 | 5.8434e-07 | 0.0002045 | 9.253
2003-05-14 | 42.385 | 95.7635 | 3 | 118.6 | 3.656 | 36 | 2 | 1 | 1 | 21.1925 | 0.86607 | 30.24 | 23.2946 | 1.2982 | 36.288 | 870.912 | 59722.4141 | 0 | 0 | 0 | 3.2849 | 5.2309e-07 | 0.00018306 | 9.2582
2003-05-15 | 34.344 | 95.7635 | 3 | 480 | 0 | 36 | 2 | 1 | 1 | 17.172 | 0.86071 | 30.24 | 19.0194 | 1.59 | 36.288 | 870.912 | 59758.7031 | 0 | 0 | 0 | 3.507 | 3.1363e-07 | 0.00010977 | 9.2613
2003-05-16 | 41.159 | 95.7635 | 3 | 480 | 0 | 36 | 2 | 1 | 1 | 20.5795 | 0.85536 | 30.24 | 22.9677 | 1.3166 | 36.288 | 870.912 | 59794.9922 | 0 | 0 | 0 | 3.3017 | 5.0326e-07 | 0.00017613 | 9.2664
2003-05-17 | 39.8 | 95.7635 | 3 | 480 | 0 | 36 | 2 | 1 | 1 | 19.9 | 1 | 30.24 | 19.0226 | 1.5897 | 36.288 | 870.912 | 59831.2812 | 0 | 0 | 0 | 3.5072 | 3.135e-07 | 0.00010972 | 9.2695
2003-05-18 | 40.193 | 95.7635 | 3 | 480 | 0 | 36 | 2 | 1 | 1 | 20.0965 | 0.99464 | 30.24 | 19.3395 | 1.5636 | 36.288 | 870.912 | 59867.5703 | 0 | 0 | 0 | 3.4903 | 3.2593e-07 | 0.00011407 | 9.2728
2003-05-19 | 40.519 | 95.7635 | 3 | 480 | 0 | 36 | 2 | 1 | 1 | 20.2595 | 0.98929 | 30.24 | 19.6274 | 1.5407 | 36.288 | 870.912 | 59903.8594 | 0 | 0 | 0 | 3.4751 | 3.3758e-07 | 0.00011815 | 9.2761
2003-05-20 | 41.504 | 94.6237 | 3 | 480 | 0 | 36 | 2 | 1 | 1 | 20.752 | 0.98393 | 30.24 | 24.0896 | 1.2553 | 36.288 | 870.912 | 59940.1484 | 0 | 0 | 0 | 3.2469 | 5.7086e-07 | 0.00019978 | 9.2818
2003-05-21 | 44.821 | 94.6237 | 3 | 480 | 0 | 36 | 2 | 1 | 1 | 22.4105 | 0.97857 | 30.24 | 26.1901 | 1.1546 | 36.288 | 870.912 | 59976.4375 | 0 | 0 | 0 | 3.1465 | 7.1942e-07 | 0.00025177 | 9.289
2003-05-22 | 42.865 | 94.6237 | 3 | 480 | 0 | 36 | 2 | 1 | 1 | 21.4325 | 0.97321 | 30.24 | 25.2162 | 1.1992 | 36.288 | 870.912 | 60012.7266 | 0 | 0 | 0 | 3.1928 | 6.4664e-07 | 0.0002263 | 9.2955
2003-05-23 | 42.004 | 94.6237 | 3 | 480 | 0 | 36 | 2 | 1 | 1 | 21.002 | 0.96786 | 30.24 | 24.8767 | 1.2156 | 36.288 | 870.912 | 60049.0156 | 0 | 0 | 0 | 3.2093 | 6.2257e-07 | 0.00021787 | 9.3017
2003-05-24 | 43.332 | 94.6237 | 3 | 480 | 0 | 36 | 2 | 1 | 1 | 21.666 | 0.9625 | 30.24 | 25.8369 | 1.1704 | 36.288 | 870.912 | 60085.3047 | 0 | 0 | 0 | 3.1637 | 6.915e-07 | 0.000242 | 9.3086
2003-05-25 | 41.395 | 94.6237 | 3 | 480 | 0 | 36 | 2 | 1 | 1 | 20.6975 | 0.95714 | 30.24 | 24.8494 | 1.2169 | 36.288 | 870.912 | 60121.5938 | 0 | 0 | 0 | 3.2109 | 6.2018e-07 | 0.00021704 | 9.3148
2003-05-26 | 43.72 | 94.6237 | 3 | 480 | 0 | 36 | 2 | 1 | 1 | 21.86 | 0.95179 | 30.24 | 26.4235 | 1.1444 | 36.288 | 870.912 | 60157.8828 | 0 | 0 | 0 | 3.1365 | 7.3615e-07 | 0.00025762 | 9.3222
2003-05-27 | 46.148 | 89.2278 | 3 | 480 | 0 | 36 | 3 | 1 | 1 | 15.3827 | 0.94643 | 56.8473 | 54.8369 | 1.0367 | 68.2167 | 1637.2017 | 60226.0977 | 0 | 0 | 0 | 3.0196 | 9.6359e-07 | 0.0003372 | 9.3318
2003-05-28 | 43.445 | 89.2278 | 3 | 361.6 | 3.908 | 36 | 2 | 1 | 1 | 21.7225 | 0.94107 | 54.4909 | 53.4495 | 1.0195 | 65.3891 | 1569.3384 | 60291.4883 | 0 | 0 | 0 | 3.0011 | 1.0054e-06 | 0.00035182 | 9.3419
2003-05-29 | 44.582 | 89.2278 | 3 | 480 | 0 | 36 | 2 | 1 | 1 | 22.291 | 0.93571 | 57.0436 | 55.2236 | 1.033 | 68.4524 | 1642.8567 | 60359.9414 | 0 | 0 | 0 | 3.0181 | 9.6692e-07 | 0.00033836 | 9.3516
2003-05-30 | 46.333 | 89.2278 | 3 | 480 | 0 | 36 | 3 | 1 | 1 | 15.4443 | 0.93036 | 58.1236 | 56.1708 | 1.0348 | 69.7484 | 1673.9609 | 60429.6914 | 0 | 0 | 0 | 3.0175 | 9.682e-07 | 0.00033881 | 9.3612
2003-05-31 | 49.494 | 89.2278 | 3 | 480 | 0 | 36 | 3 | 1 | 1 | 16.498 | 0.925 | 63.2291 | 60.4319 | 1.0463 | 75.8749 | 1820.998 | 60505.5664 | 0 | 0 | 0 | 3.0345 | 9.3113e-07 | 0.00032584 | 9.3706
2003-06-01 | 46.992 | 89.2278 | 3 | 381.5 | 0.26667 | 36 | 3 | 1 | 1 | 15.664 | 0.91964 | 59.4 | 57.788 | 1.0279 | 71.28 | 1710.7202 | 60576.8477 | 0 | 0 | 0 | 3.0118 | 9.8107e-07 | 0.00034332 | 9.3804
2003-06-02 | 42.173 | 89.2278 | 3 | 480 | 0 | 36 | 2 | 1 | 1 | 21.0865 | 0.91429 | 54.4909 | 53.6939 | 1.0148 | 65.3891 | 1569.3384 | 60642.2383 | 0 | 0 | 0 | 2.995 | 1.0196e-06 | 0.0003568 | 9.3906
2003-06-03 | 50.056 | 90.2818 | 3 | 409.5 | 0.06 | 36 | 3 | 1 | 1 | 16.6853 | 0.90893 | 56.8473 | 55.1556 | 1.0307 | 68.2167 | 1637.2017 | 60710.4531 | 0 | 0 | 0 | 3.0115 | 9.8157e-07 | 0.00034349 | 9.4004
2003-06-04 | 48.591 | 90.2818 | 3 | 480 | 0 | 36 | 3 | 1 | 1 | 16.197 | 0.90357 | 55.5709 | 53.9278 | 1.0305 | 66.6851 | 1600.4424 | 60777.1367 | 0 | 0 | 0 | 3.0148 | 9.7428e-07 | 0.00034094 | 9.4101
2003-06-05 | 48.266 | 90.2818 | 3 | 212.4 | 0.048333 | 36 | 3 | 1 | 1 | 16.0887 | 0.89821 | 55.5709 | 53.9547 | 1.03 | 66.6851 | 1600.4424 | 60843.8203 | 0 | 0 | 0 | 3.0141 | 9.7579e-07 | 0.00034147 | 9.4199
2003-06-06 | 45.695 | 90.2818 | 3 | 480 | 0 | 36 | 2 | 1 | 1 | 22.8475 | 0.89286 | 54.4909 | 52.8665 | 1.0307 | 65.3891 | 1569.3384 | 60909.2109 | 0 | 0 | 0 | 3.0148 | 9.7425e-07 | 0.00034093 | 9.4296
2003-06-07 | 50.432 | 90.2818 | 3 | 235.5 | 0.031667 | 36 | 3 | 1 | 1 | 16.8107 | 0.8875 | 59.4 | 57.1662 | 1.0391 | 71.28 | 1710.7202 | 60980.4922 | 0 | 0 | 0 | 3.0255 | 9.5055e-07 | 0.00033264 | 9.4391
2003-06-08 | 48.167 | 90.2818 | 3 | 480 | 0 | 36 | 3 | 1 | 1 | 16.0557 | 0.88214 | 55.5709 | 54.9973 | 1.0104 | 66.6851 | 1600.4424 | 61047.1758 | 0 | 0 | 0 | 2.9894 | 1.0329e-06 | 0.00036146 | 9.4495
2003-06-09 | 42.988 | 90.2818 | 3 | 480 | 0 | 36 | 2 | 1 | 1 | 21.494 | 0.87679 | 51.9382 | 50.7946 | 1.0225 | 62.3258 | 1495.8198 | 61109.5 | 0 | 0 | 0 | 3.0041 | 9.9863e-07 | 0.00034946 | 9.4594
2003-06-10 | 39.409 | 90.1571 | 3 | 480 | 0 | 36 | 2 | 1 | 1 | 19.7045 | 0.87143 | 49.3855 | 47.5993 | 1.0375 | 59.2625 | 1422.3011 | 61168.7617 | 0 | 0 | 0 | 3.0222 | 9.5767e-07 | 0.00033513 | 9.469
2003-06-11 | 49.059 | 90.1571 | 3 | 480 | 0 | 36 | 3 | 1 | 1 | 16.353 | 0.86607 | 59.4 | 58.0552 | 1.0232 | 71.28 | 1710.7202 | 61240.043 | 0 | 0 | 0 | 3.0056 | 9.9502e-07 | 0.00034819 | 9.479
2003-06-12 | 50.177 | 90.1571 | 3 | 480 | 0 | 36 | 3 | 1 | 1 | 16.7257 | 0.86071 | 61.9527 | 59.8178 | 1.0357 | 74.3433 | 1784.2386 | 61314.3867 | 0 | 0 | 0 | 3.019 | 9.6495e-07 | 0.00033768 | 9.4886
2003-06-13 | 43.454 | 90.1571 | 3 | 167.8 | 3374 | 36 | 2 | 1 | 1 | 21.727 | 0.85536 | 54.4909 | 53.6206 | 1.0162 | 65.3891 | 1569.3384 | 61379.7773 | 0 | 0 | 0 | 2.9962 | 1.0168e-06 | 0.0003558 | 9.4988
2003-06-14 | 50.001 | 90.1571 | 3 | 480 | 0 | 36 | 3 | 1 | 1 | 16.667 | 1 | 51.7418 | 51.3968 | 1.0067 | 62.0902 | 1490.1644 | 61441.8672 | 0 | 0 | 0 | 2.9841 | 1.0456e-06 | 0.00036588 | 9.5092
2003-06-15 | 47.491 | 90.1571 | 3 | 180.7 | 6.08 | 36 | 3 | 1 | 1 | 15.8303 | 0.99464 | 51.7418 | 49.1353 | 1.053 | 62.0902 | 1490.1644 | 61503.957 | 0 | 0 | 0 | 3.0418 | 9.156e-07 | 0.00032041 | 9.5184
2003-06-16 | 50.781 | 90.1571 | 3 | 480 | 0 | 36 | 3 | 1 | 1 | 16.927 | 0.98929 | 55.5709 | 52.8829 | 1.0508 | 66.6851 | 1600.4424 | 61570.6406 | 0 | 0 | 0 | 3.0394 | 9.206e-07 | 0.00032216 | 9.5276
2003-06-17 | 47.82 | 89.5777 | 3 | 480 | 0 | 36 | 3 | 1 | 1 | 15.94 | 0.98393 | 55.5709 | 53.6635 | 1.0355 | 66.6851 | 1600.4424 | 61637.3242 | 0 | 0 | 0 | 3.0207 | 9.6116e-07 | 0.00033635 | 9.5372
2003-06-18 | 45.193 | 89.5777 | 3 | 480 | 0 | 36 | 2 | 1 | 1 | 22.5965 | 0.97857 | 54.4909 | 52.4176 | 1.0396 | 65.3891 | 1569.3384 | 61702.7148 | 0 | 0 | 0 | 3.0251 | 9.5137e-07 | 0.00033293 | 9.5467
2003-06-19 | 40.962 | 89.5777 | 3 | 480 | 0 | 36 | 2 | 1 | 1 | 20.481 | 0.97321 | 49.3855 | 47.813 | 1.0329 | 59.2625 | 1422.3011 | 61761.9766 | 0 | 0 | 0 | 3.0159 | 9.7171e-07 | 0.00034004 | 9.5564
2003-06-20 | 48.466 | 89.5777 | 3 | 480 | 0 | 36 | 3 | 1 | 1 | 16.1553 | 0.96786 | 58.1236 | 55.417 | 1.0488 | 69.7484 | 1673.9609 | 61831.7266 | 0 | 0 | 0 | 3.034 | 9.3202e-07 | 0.00032615 | 9.5658
2003-06-21 | 48.246 | 89.5777 | 3 | 480 | 0 | 36 | 3 | 1 | 1 | 16.082 | 0.9625 | 58.1236 | 55.5317 | 1.0467 | 69.7484 | 1673.9609 | 61901.4766 | 0 | 0 | 0 | 3.0313 | 9.3785e-07 | 0.00032819 | 9.5751
2003-06-22 | 47.562 | 89.5777 | 3 | 416.8 | 0.01 | 36 | 3 | 1 | 1 | 15.854 | 0.95714 | 55.5709 | 55.1089 | 1.0084 | 66.6851 | 1600.4424 | 61968.1602 | 0 | 0 | 0 | 2.9863 | 1.0402e-06 | 0.00036401 | 9.5855
2003-06-23 | 50.008 | 89.5777 | 3 | 480 | 0 | 36 | 3 | 1 | 1 | 16.6693 | 0.95179 | 59.4 | 58.3299 | 1.0183 | 71.28 | 1710.7202 | 62039.4414 | 0 | 0 | 0 | 2.9993 | 1.0097e-06 | 0.00035334 | 9.5956
2003-06-24 | 49.186 | 87.7001 | 3 | 480 | 0 | 36 | 3 | 1 | 1 | 16.3953 | 0.94643 | 73.44 | 71.3252 | 1.0297 | 88.128 | 2115.0723 | 62127.5703 | 0 | 0 | 0 | 3.0125 | 9.7931e-07 | 0.0003427 | 9.6054
2003-06-25 | 45.346 | 87.7001 | 3 | 480 | 0 | 36 | 2 | 1 | 1 | 22.673 | 0.94107 | 69.8073 | 67.9376 | 1.0275 | 83.7687 | 2010.4495 | 62211.3398 | 0 | 0 | 0 | 3.011 | 9.8279e-07 | 0.00034392 | 9.6153
2003-06-26 | 45.461 | 87.7001 | 3 | 480 | 0 | 36 | 2 | 1 | 1 | 22.7305 | 0.93571 | 69.8073 | 68.5549 | 1.0183 | 83.7687 | 2010.4495 | 62295.1094 | 0 | 0 | 0 | 2.9994 | 1.0095e-06 | 0.00035326 | 9.6254
2003-06-27 | 45.945 | 87.7001 | 3 | 480 | 0 | 36 | 2 | 1 | 1 | 22.9725 | 0.93036 | 71.0836 | 69.7393 | 1.0193 | 85.3004 | 2047.2089 | 62380.4102 | 0 | 0 | 0 | 2.9992 | 1.0098e-06 | 0.00035338 | 9.6355
2003-06-28 | 45.688 | 87.7001 | 3 | 480 | 0 | 36 | 2 | 1 | 1 | 22.844 | 0.925 | 71.0836 | 69.806 | 1.0183 | 85.3004 | 2047.2089 | 62465.7109 | 0 | 0 | 0 | 2.9979 | 1.0128e-06 | 0.00035442 | 9.6456
2003-06-29 | 46.51 | 87.7001 | 3 | 480 | 0 | 36 | 3 | 1 | 1 | 15.5033 | 0.91964 | 72.1636 | 69.631 | 1.0364 | 86.5964 | 2078.3127 | 62552.3086 | 0 | 0 | 0 | 3.0203 | 9.6203e-07 | 0.00033665 | 9.6552
2003-06-30 | 46.74 | 87.7001 | 3 | 480 | 0 | 36 | 3 | 1 | 1 | 15.58 | 0.91429 | 72.1636 | 70.4548 | 1.0243 | 86.5964 | 2078.3127 | 62638.9062 | 0 | 0 | 0 | 3.0051 | 9.9615e-07 | 0.00034859 | 9.6652
2003-07-01 | 49.584 | 88.247 | 3 | 480 | 0 | 36 | 3 | 1 | 1 | 16.528 | 0.90893 | 72.1636 | 70.8743 | 1.0182 | 86.5964 | 2078.3127 | 62725.5039 | 0 | 0 | 0 | 2.9974 | 1.0139e-06 | 0.00035482 | 9.6753
2003-07-02 | 45.561 | 88.247 | 3 | 330 | 0.071667 | 36 | 2 | 1 | 1 | 22.7805 | 0.90357 | 68.5309 | 67.3214 | 1.018 | 82.2371 | 1973.6902 | 62807.7422 | 0 | 0 | 0 | 2.9969 | 1.0152e-06 | 0.00035526 | 9.6855
2003-07-03 | 47.159 | 88.247 | 3 | 480 | 0 | 36 | 3 | 1 | 1 | 15.7197 | 0.89821 | 70.8873 | 68.3133 | 1.0377 | 85.0647 | 2041.5537 | 62892.8086 | 0 | 0 | 0 | 3.0235 | 9.548e-07 | 0.00033413 | 9.695
2003-07-04 | 44.502 | 88.247 | 3 | 480 | 0 | 36 | 2 | 1 | 1 | 22.251 | 0.89286 | 67.2545 | 66.6459 | 1.0091 | 80.7055 | 1936.931 | 62973.5156 | 0 | 0 | 0 | 2.9875 | 1.0375e-06 | 0.00036307 | 9.7054
2003-07-05 | 45.649 | 88.247 | 3 | 389.7 | 0.02 | 36 | 2 | 1 | 1 | 22.8245 | 0.8875 | 69.8073 | 68.8273 | 1.0142 | 83.7687 | 2010.4495 | 63057.2852 | 0 | 0 | 0 | 2.9941 | 1.0219e-06 | 0.00035759 | 9.7156
2003-07-06 | 45.37 | 88.247 | 3 | 333 | 0.061667 | 36 | 2 | 1 | 1 | 22.685 | 0.88214 | 69.8073 | 68.8728 | 1.0136 | 83.7687 | 2010.4495 | 63141.0547 | 0 | 0 | 0 | 2.9932 | 1.0239e-06 | 0.00035831 | 9.7258
2003-07-07 | 49.301 | 88.247 | 3 | 480 | 0 | 36 | 3 | 1 | 1 | 16.4337 | 0.87679 | 74.7164 | 73.342 | 1.0187 | 89.6596 | 2151.8315 | 63230.7148 | 0 | 0 | 0 | 2.9999 | 1.0083e-06 | 0.00035283 | 9.7359
2003-07-08 | 49.841 | 90.7194 | 3 | 389.3 | 0.11333 | 36 | 3 | 1 | 1 | 16.6137 | 0.87143 | 58.1236 | 56.0441 | 1.0371 | 69.7484 | 1673.9609 | 63300.4648 | 0 | 0 | 0 | 3.0192 | 9.6432e-07 | 0.00033746 | 9.7456
2003-07-09 | 48.611 | 90.7194 | 3 | 480 | 0 | 36 | 3 | 1 | 1 | 16.2037 | 0.86607 | 56.8473 | 55.0497 | 1.0327 | 68.2167 | 1637.2014 | 63368.6797 | 0 | 0 | 0 | 3.0162 | 9.7115e-07 | 0.00033985 | 9.7553
2003-07-10 | 48.302 | 90.7194 | 3 | 480 | 0 | 36 | 3 | 1 | 1 | 16.1007 | 0.86071 | 56.8473 | 55.0903 | 1.0319 | 68.2167 | 1637.2014 | 63436.8945 | 0 | 0 | 0 | 3.0152 | 9.7331e-07 | 0.0003406 | 9.765
2003-07-11 | 38.593 | 90.7194 | 3 | 480 | 0 | 36 | 2 | 1 | 1 | 19.2965 | 0.85536 | 46.8327 | 45.5113 | 1.029 | 56.1993 | 1348.7826 | 63493.0938 | 0 | 0 | 0 | 3.009 | 9.8741e-07 | 0.00034553 | 9.7749
2003-07-12 | 46.786 | 90.7194 | 3 | 480 | 0 | 36 | 3 | 1 | 1 | 15.5953 | 1 | 47.9127 | 45.9922 | 1.0418 | 57.4953 | 1379.8866 | 63550.5898 | 0 | 0 | 0 | 3.0263 | 9.4873e-07 | 0.000332 | 9.7844
2003-07-13 | 50.472 | 90.7194 | 3 | 480 | 0 | 36 | 3 | 1 | 1 | 16.824 | 0.99464 | 51.7418 | 49.9272 | 1.0363 | 62.0902 | 1490.1644 | 63612.6797 | 0 | 0 | 0 | 3.0204 | 9.6182e-07 | 0.00033658 | 9.794
2003-07-14 | 47.581 | 90.7194 | 3 | 480 | 0 | 36 | 3 | 1 | 1 | 15.8603 | 0.98929 | 49.1891 | 47.3639 | 1.0385 | 59.0269 | 1416.6458 | 63671.707 | 0 | 0 | 0 | 3.0226 | 9.5698e-07 | 0.00033489 | 9.8036
2003-07-15 | 48.768 | 99.3574 | 3 | 196.6 | 3.648 | 36 | 3 | 1 | 1 | 16.256 | 0.98393 | 45.36 | 23.4762 | 1.9322 | 54.432 | 1306.368 | 63726.1406 | 0 | 0 | 0 | 3.6981 | 2.0202e-07 | 7.0705e-05 | 9.8056
2003-07-16 | 49.455 | 99.3574 | 3 | 480 | 0 | 36 | 3 | 1 | 1 | 16.485 | 0.97857 | 45.36 | 23.9579 | 1.8933 | 54.432 | 1306.368 | 63780.5742 | 0 | 0 | 0 | 3.6799 | 2.1065e-07 | 7.3726e-05 | 9.8077
2003-07-17 | 47.884 | 99.3574 | 3 | 0 | 5.044 | 36 | 3 | 1 | 1 | 15.9613 | 0.97321 | 45.36 | 23.3445 | 1.9431 | 54.432 | 1306.368 | 63835.0078 | 0 | 0 | 0 | 3.7031 | 1.9968e-07 | 6.9884e-05 | 9.8097
2003-07-18 | 47.791 | 99.3574 | 3 | 480 | 0 | 36 | 3 | 1 | 1 | 15.9303 | 0.96786 | 45.36 | 23.448 | 1.9345 | 54.432 | 1306.368 | 63889.4414 | 0 | 0 | 0 | 3.6992 | 2.0147e-07 | 7.0513e-05 | 9.8117
2003-07-19 | 46.604 | 99.3574 | 3 | 480 | 0 | 36 | 3 | 1 | 1 | 15.5347 | 0.9625 | 45.36 | 23.0122 | 1.9711 | 54.432 | 1306.368 | 63943.875 | 0 | 0 | 0 | 3.7158 | 1.9392e-07 | 6.787e-05 | 9.8136
2003-07-20 | 46.656 | 99.3574 | 3 | 480 | 0 | 36 | 3 | 1 | 1 | 15.552 | 0.95714 | 45.36 | 23.1861 | 1.9563 | 54.432 | 1306.368 | 63998.3086 | 0 | 0 | 0 | 3.7093 | 1.9688e-07 | 6.8906e-05 | 9.8156
2003-07-21 | 48.996 | 99.3574 | 3 | 480 | 0 | 36 | 3 | 1 | 1 | 16.332 | 0.95179 | 45.36 | 24.5062 | 1.851 | 54.432 | 1306.368 | 64052.7422 | 0 | 0 | 0 | 3.6595 | 2.208e-07 | 7.7276e-05 | 9.8178
2003-07-22 | 47.537 | 95.9622 | 3 | 480 | 0 | 36 | 3 | 1 | 1 | 15.8457 | 0.94643 | 45.36 | 24.0769 | 1.884 | 54.432 | 1306.368 | 64107.1758 | 0 | 0 | 0 | 3.6756 | 2.1273e-07 | 7.4453e-05 | 9.8199
2003-07-23 | 55.277 | 95.9622 | 3 | 362.6 | 0.016667 | 36 | 3 | 1 | 1 | 18.4257 | 0.94107 | 45.36 | 28.1793 | 1.6097 | 54.432 | 1306.368 | 64161.6094 | 0 | 0 | 0 | 3.5246 | 3.0118e-07 | 0.00010541 | 9.823
2003-07-24 | 56.656 | 95.9622 | 3 | 480 | 0 | 36 | 3 | 1 | 1 | 18.8853 | 0.93571 | 45.36 | 29.071 | 1.5603 | 54.432 | 1306.368 | 64216.043 | 0 | 0 | 0 | 3.4928 | 3.241e-07 | 0.00011343 | 9.8262
2003-07-25 | 54.955 | 95.9622 | 3 | 338.4 | 0.083333 | 36 | 3 | 1 | 1 | 18.3183 | 0.93036 | 45.36 | 28.3832 | 1.5981 | 54.432 | 1306.368 | 64270.4766 | 0 | 0 | 0 | 3.5174 | 3.0624e-07 | 0.00010718 | 9.8293
2003-07-26 | 57.777 | 95.9622 | 3 | 480 | 0 | 36 | 3 | 1 | 1 | 19.259 | 0.925 | 45.36 | 30.0372 | 1.5101 | 54.432 | 1306.368 | 64324.9102 | 0 | 0 | 0 | 3.4587 | 3.5056e-07 | 0.00012269 | 9.8328
2003-07-27 | 55.536 | 95.9622 | 3 | 480 | 0 | 36 | 3 | 1 | 1 | 18.512 | 0.91964 | 45.36 | 29.0631 | 1.5607 | 54.432 | 1306.368 | 64379.3438 | 0 | 0 | 0 | 3.4932 | 3.238e-07 | 0.00011332 | 9.836
2003-07-28 | 54.857 | 95.9622 | 3 | 480 | 0 | 36 | 3 | 1 | 1 | 18.2857 | 0.91429 | 45.36 | 28.8984 | 1.5696 | 54.432 | 1306.368 | 64433.7773 | 0 | 0 | 0 | 3.4991 | 3.1943e-07 | 0.00011179 | 9.8392
2003-07-29 | 58.008 | 95.9622 | 3 | 480 | 0 | 36 | 3 | 1 | 1 | 19.336 | 0.90893 | 45.36 | 30.7621 | 1.4745 | 54.432 | 1306.368 | 64488.2109 | 0 | 0 | 0 | 3.4334 | 3.7155e-07 | 0.00013003 | 9.8429
2003-07-30 | 58.393 | 95.9622 | 3 | 480 | 0 | 36 | 3 | 1 | 1 | 19.4643 | 0.90357 | 45.36 | 31.1736 | 1.4551 | 54.432 | 1306.368 | 64542.6445 | 0 | 0 | 0 | 3.4192 | 3.8395e-07 | 0.00013437 | 9.8467
2003-07-31 | 53.731 | 95.9622 | 3 | 480 | 0 | 36 | 3 | 1 | 1 | 17.9103 | 0.89821 | 45.36 | 28.8777 | 1.5708 | 54.432 | 1306.368 | 64597.0781 | 0 | 0 | 0 | 3.4999 | 3.188e-07 | 0.00011157 | 9.8499
2003-08-01 | 48.271 | 95.9622 | 3 | 480 | 0 | 36 | 3 | 1 | 1 | 16.0903 | 0.89286 | 45.36 | 26.1185 | 1.7367 | 54.432 | 1306.368 | 64651.5117 | 0 | 0 | 0 | 3.5999 | 2.5323e-07 | 8.8626e-05 | 9.8525
2003-08-02 | 56.942 | 95.9622 | 3 | 0 | 3318 | 36 | 3 | 1 | 1 | 18.9807 | 0.8875 | 45.36 | 31.0193 | 1.4623 | 54.432 | 1306.368 | 64705.9453 | 0 | 0 | 0 | 3.4247 | 3.7914e-07 | 0.00013269 | 9.8563
2003-08-03 | 56.079 | 95.9622 | 3 | 480 | 0 | 36 | 3 | 1 | 1 | 18.693 | 0.88214 | 45.36 | 30.7574 | 1.4748 | 54.432 | 1306.368 | 64760.3789 | 0 | 0 | 0 | 3.4338 | 3.7124e-07 | 0.00012993 | 9.86
2003-08-04 | 52.029 | 95.9622 | 3 | 480 | 0 | 36 | 3 | 1 | 1 | 17.343 | 0.87679 | 45.36 | 28.7316 | 1.5788 | 54.432 | 1306.368 | 64814.8125 | 0 | 0 | 0 | 3.5053 | 3.149e-07 | 0.00011021 | 9.8631
2003-08-05 | 50.392 | 98.22 | 3 | 480 | 0 | 36 | 3 | 1 | 1 | 16.7973 | 0.87143 | 45.36 | 27.8487 | 1.6288 | 54.432 | 1306.368 | 64869.2461 | 0 | 0 | 0 | 3.537 | 2.9272e-07 | 0.00010245 | 9.866
2003-08-06 | 45.014 | 98.22 | 3 | 480 | 0 | 36 | 2 | 1 | 1 | 22.507 | 0.86607 | 30.24 | 25.6168 | 1.1805 | 36.288 | 870.912 | 64905.5352 | 0 | 0 | 0 | 3.18 | 6.6591e-07 | 0.00023304 | 9.8727
2003-08-07 | 49.889 | 98.22 | 3 | 480 | 0 | 36 | 3 | 1 | 1 | 16.6297 | 0.86071 | 45.36 | 27.9452 | 1.6232 | 54.432 | 1306.368 | 64959.9688 | 0 | 0 | 0 | 3.5336 | 2.9505e-07 | 0.00010326 | 9.8757
2003-08-08 | 55.206 | 98.22 | 3 | 480 | 0 | 36 | 3 | 1 | 1 | 18.402 | 0.85536 | 45.36 | 31.1394 | 1.4567 | 54.432 | 1306.368 | 65014.4023 | 0 | 0 | 0 | 3.4207 | 3.8264e-07 | 0.00013391 | 9.8795
2003-08-09 | 57.53 | 98.22 | 3 | 96.9 | 0.12167 | 36 | 3 | 1 | 1 | 19.1767 | 1 | 45.36 | 27.7763 | 1.633 | 54.432 | 1306.368 | 65068.8359 | 0 | 0 | 0 | 3.5397 | 2.909e-07 | 0.00010181 | 9.8824
2003-08-10 | 57.334 | 98.22 | 3 | 480 | 0 | 36 | 3 | 1 | 1 | 19.1113 | 0.99464 | 45.36 | 27.8503 | 1.6287 | 54.432 | 1306.368 | 65123.2695 | 0 | 0 | 0 | 3.5371 | 2.9267e-07 | 0.00010243 | 9.8853
2003-08-11 | 56.379 | 98.22 | 3 | 480 | 0 | 36 | 3 | 1 | 1 | 18.793 | 0.98929 | 45.36 | 27.554 | 1.6462 | 54.432 | 1306.368 | 65177.7031 | 0 | 0 | 0 | 3.5478 | 2.8552e-07 | 9.9929e-05 | 9.8882
2003-08-12 | 59.55 | 89.9498 | 3 | 480 | 0 | 36 | 3 | 1 | 1 | 19.85 | 0.98393 | 68.3345 | 66.8259 | 1.0226 | 82.0015 | 1968.0349 | 65259.7031 | 0 | 0 | 0 | 3.0038 | 9.9926e-07 | 0.00034968 | 9.8982
2003-08-13 | 56.154 | 89.9498 | 3 | 480 | 0 | 36 | 3 | 1 | 1 | 18.718 | 0.97857 | 64.5055 | 63.4036 | 1.0174 | 77.4065 | 1857.7571 | 65337.1094 | 0 | 0 | 0 | 2.997 | 1.0149e-06 | 0.00035515 | 9.9083
2003-08-14 | 59.888 | 89.9498 | 3 | 414.9 | 0.066667 | 36 | 3 | 1 | 1 | 19.9627 | 0.97321 | 70.8873 | 68.0384 | 1.0419 | 85.0647 | 2041.5537 | 65422.1758 | 0 | 0 | 0 | 3.0281 | 9.4484e-07 | 0.00033064 | 9.9178
2003-08-15 | 56.718 | 89.9498 | 3 | 89.8 | 0.67667 | 36 | 3 | 1 | 1 | 18.906 | 0.96786 | 67.0582 | 64.8376 | 1.0342 | 80.4698 | 1931.2756 | 65502.6445 | 0 | 0 | 0 | 3.0185 | 9.66e-07 | 0.00033804 | 9.9274
2003-08-16 | 53.599 | 89.9498 | 3 | 480 | 0 | 36 | 3 | 1 | 1 | 17.8663 | 0.9625 | 63.2291 | 61.6546 | 1.0255 | 75.8749 | 1820.998 | 65578.5156 | 0 | 0 | 0 | 3.0073 | 9.9116e-07 | 0.00034685 | 9.9373
2003-08-17 | 45.313 | 89.9498 | 3 | 135.1 | 6.948 | 36 | 2 | 1 | 1 | 22.6565 | 0.95714 | 55.7673 | 53.5816 | 1.0408 | 66.9207 | 1606.0975 | 65645.4375 | 0 | 0 | 0 | 3.027 | 9.4727e-07 | 0.00033149 | 9.9468
2003-08-18 | 30.424 | 89.9498 | 3 | 416.6 | 0.01 | 36 | 2 | 1 | 1 | 15.212 | 0.95179 | 37.8982 | 36.1979 | 1.047 | 45.4778 | 1091.4677 | 65690.9141 | 0 | 0 | 0 | 3.0321 | 9.3622e-07 | 0.00032762 | 9.9562
2003-08-19 | 26.974 | 88.4301 | 3 | 375.2 | 0.095 | 36 | 2 | 1 | 1 | 13.487 | 0.94643 | 39.1745 | 38.4419 | 1.0191 | 47.0095 | 1128.2269 | 65737.9219 | 0 | 0 | 0 | 3.0001 | 1.0077e-06 | 0.00035262 | 9.9662
2003-08-20 | 29.395 | 88.4301 | 3 | 480 | 0 | 36 | 2 | 1 | 1 | 14.6975 | 0.94107 | 43.0036 | 42.1534 | 1.0202 | 51.6044 | 1238.5048 | 65789.5234 | 0 | 0 | 0 | 3 | 1.0079e-06 | 0.00035272 | 9.9763
2003-08-21 | 28.995 | 88.4301 | 3 | 480 | 0 | 36 | 2 | 1 | 1 | 14.4975 | 0.93571 | 43.0036 | 41.8403 | 1.0278 | 51.6044 | 1238.5048 | 65841.125 | 0 | 0 | 0 | 3.0096 | 9.86e-07 | 0.00034504 | 9.9862
2003-08-22 | 26.547 | 88.4301 | 3 | 0 | 67.338 | 36 | 2 | 1 | 1 | 13.2735 | 0.93036 | 39.1745 | 38.5489 | 1.0162 | 47.0095 | 1128.2269 | 65888.1328 | 0 | 0 | 0 | 2.9966 | 1.016e-06 | 0.00035554 | 9.9963
2003-08-23 | 43.12 | 88.4301 | 3 | 480 | 0 | 36 | 2 | 1 | 1 | 21.56 | 0.925 | 63.4255 | 63.0106 | 1.0066 | 76.1105 | 1826.6532 | 65964.2422 | 0 | 0 | 0 | 2.9842 | 1.0453e-06 | 0.0003658 | 10.0068
2003-08-24 | 39.294 | 88.4301 | 3 | 480 | 0 | 36 | 2 | 1 | 1 | 19.647 | 0.91964 | 58.32 | 57.7846 | 1.0093 | 69.984 | 1679.6162 | 66034.2266 | 0 | 0 | 0 | 2.9875 | 1.0374e-06 | 0.00036304 | 10.0172
2003-08-25 | 40.17 | 88.4301 | 3 | 480 | 0 | 36 | 2 | 1 | 1 | 20.085 | 0.91429 | 60.8727 | 59.4502 | 1.0239 | 73.0473 | 1753.1348 | 66107.2734 | 0 | 0 | 0 | 3.0062 | 9.9382e-07 | 0.00034778 | 10.0271
2003-08-26 | 40.788 | 96.2055 | 3 | 480 | 0 | 36 | 2 | 1 | 1 | 20.394 | 0.90893 | 30.24 | 22.3625 | 1.3523 | 36.288 | 870.912 | 66143.5625 | 0 | 0 | 0 | 3.3395 | 4.6131e-07 | 0.00016145 | 10.0317
2003-08-27 | 52.443 | 96.2055 | 3 | 480 | 0 | 36 | 3 | 1 | 1 | 17.481 | 0.90357 | 45.36 | 28.2789 | 1.604 | 54.432 | 1306.368 | 66197.9922 | 0 | 0 | 0 | 3.5218 | 3.0313e-07 | 0.00010609 | 10.0348
2003-08-28 | 50.927 | 96.2055 | 3 | 480 | 0 | 36 | 3 | 1 | 1 | 16.9757 | 0.89821 | 45.36 | 27.643 | 1.6409 | 54.432 | 1306.368 | 66252.4219 | 0 | 0 | 0 | 3.5448 | 2.8754e-07 | 0.00010063 | 10.0376
2003-08-29 | 44.805 | 96.2055 | 3 | 480 | 0 | 36 | 2 | 1 | 1 | 22.4025 | 0.89286 | 30.24 | 25.0457 | 1.2074 | 36.288 | 870.912 | 66288.7109 | 0 | 0 | 0 | 3.2078 | 6.2462e-07 | 0.00021859 | 10.0439
2003-08-30 | 36.418 | 96.2055 | 3 | 0 | 0.18667 | 36 | 2 | 1 | 1 | 18.209 | 0.8875 | 30.24 | 20.4908 | 1.4758 | 36.288 | 870.912 | 66325 | 0 | 0 | 0 | 3.4356 | 3.6973e-07 | 0.0001294 | 10.0476
2003-08-31 | 41.464 | 96.2055 | 3 | 480 | 0 | 36 | 2 | 1 | 1 | 20.732 | 0.88214 | 30.24 | 23.4835 | 1.2877 | 36.288 | 870.912 | 66361.2891 | 0 | 0 | 0 | 3.2837 | 5.2451e-07 | 0.00018356 | 10.0528
2003-09-01 | 33.453 | 96.2055 | 3 | 480 | 0 | 36 | 2 | 1 | 1 | 16.7265 | 0.87679 | 30.24 | 19.0718 | 1.5856 | 36.288 | 870.912 | 66397.5781 | 0 | 0 | 0 | 3.5107 | 3.1102e-07 | 0.00010885 | 10.0559
2003-09-02 | 11.772 | 91.1171 | 3 | 480 | 0 | 36 | 1 | 1 | 1 | 11.772 | 0.87143 | 15.12 | 13.9759 | 1.0819 | 18.144 | 435.456 | 66415.7188 | 0 | 0 | 0 | 3.0759 | 8.4633e-07 | 0.00029617 | 10.0644
2003-09-03 | 32.181 | 91.1171 | 3 | 231.5 | 0.038333 | 36 | 2 | 1 | 1 | 16.0905 | 0.86607 | 37.8982 | 36.8322 | 1.0289 | 45.4778 | 1091.4677 | 66461.1953 | 0 | 0 | 0 | 3.0094 | 9.8641e-07 | 0.00034518 | 10.0743
2003-09-04 | 32.281 | 91.1171 | 3 | 365.5 | 0.086667 | 36 | 2 | 1 | 1 | 16.1405 | 0.86071 | 39.1745 | 37.1952 | 1.0532 | 47.0095 | 1128.2269 | 66508.2031 | 0 | 0 | 0 | 3.0423 | 9.1447e-07 | 0.00032001 | 10.0834
2003-09-05 | 31.844 | 91.1171 | 3 | 480 | 0 | 36 | 2 | 1 | 1 | 15.922 | 0.85536 | 37.8982 | 36.9398 | 1.0259 | 45.4778 | 1091.4677 | 66553.6797 | 0 | 0 | 0 | 3.0056 | 9.9509e-07 | 0.00034822 | 10.0934
2003-09-06 | 36.756 | 91.1171 | 3 | 480 | 0 | 36 | 2 | 1 | 1 | 18.378 | 1 | 37.8982 | 36.4886 | 1.0386 | 45.4778 | 1091.4677 | 66599.1562 | 0 | 0 | 0 | 3.0213 | 9.597e-07 | 0.00033584 | 10.103
2003-09-07 | 38.433 | 91.1171 | 3 | 202.7 | 0.053333 | 36 | 2 | 1 | 1 | 19.2165 | 0.99464 | 39.1745 | 38.3777 | 1.0208 | 47.0095 | 1128.2269 | 66646.1641 | 0 | 0 | 0 | 3.0023 | 1.0027e-06 | 0.0003509 | 10.113
2003-09-08 | 32.173 | 91.1171 | 3 | 480 | 0 | 36 | 2 | 1 | 1 | 16.0865 | 0.98929 | 34.0691 | 32.3165 | 1.0542 | 40.8829 | 981.1899 | 66687.0469 | 0 | 0 | 0 | 3.0435 | 9.1201e-07 | 0.00031915 | 10.1221
2003-09-09 | 37.623 | 96.8947 | 3 | 0 | 246 | 36 | 2 | 1 | 1 | 18.8115 | 0.98393 | 30.24 | 19.1828 | 1.5764 | 36.288 | 870.912 | 66723.3359 | 0 | 0 | 0 | 3.5048 | 3.1523e-07 | 0.00011032 | 10.1252
2003-09-10 | 31.278 | 96.8947 | 3 | 170.2 | 0.093333 | 36 | 2 | 1 | 1 | 15.639 | 0.97857 | 30.24 | 16.0428 | 1.885 | 36.288 | 870.912 | 66759.625 | 0 | 0 | 0 | 3.6774 | 2.1188e-07 | 7.4155e-05 | 10.1274
2003-09-11 | 39.229 | 96.8947 | 3 | 480 | 0 | 36 | 2 | 1 | 1 | 19.6145 | 0.97321 | 30.24 | 20.2414 | 1.494 | 36.288 | 870.912 | 66795.9141 | 0 | 0 | 0 | 3.4488 | 3.5863e-07 | 0.00012551 | 10.131
2003-09-12 | 37.481 | 96.8947 | 3 | 480 | 0 | 36 | 2 | 1 | 1 | 18.7405 | 0.96786 | 30.24 | 19.4558 | 1.5543 | 36.288 | 870.912 | 66832.2031 | 0 | 0 | 0 | 3.4903 | 3.2594e-07 | 0.00011407 | 10.1342
2003-09-13 | 38.852 | 96.8947 | 3 | 480 | 0 | 36 | 2 | 1 | 1 | 19.426 | 0.9625 | 30.24 | 20.2894 | 1.4904 | 36.288 | 870.912 | 66868.4922 | 0 | 0 | 0 | 3.4463 | 3.6069e-07 | 0.00012623 | 10.1378
2003-09-14 | 38.781 | 96.8947 | 3 | 329.1 | 0.23167 | 36 | 2 | 1 | 1 | 19.3905 | 0.95714 | 30.24 | 20.3753 | 1.4841 | 36.288 | 870.912 | 66904.7812 | 0 | 0 | 0 | 3.4418 | 3.6443e-07 | 0.00012754 | 10.1415
2003-09-15 | 27.902 | 96.8947 | 3 | 480 | 0 | 36 | 2 | 1 | 1 | 13.951 | 0.95179 | 30.24 | 14.749 | 2.0503 | 36.288 | 870.912 | 66941.0703 | 0 | 0 | 0 | 3.7511 | 1.7881e-07 | 6.258e-05 | 10.1433
2003-09-16 | 16.355 | 97.0957 | 3 | 480 | 0 | 36 | 1 | 1 | 1 | 16.355 | 0.94643 | 15.12 | 9.0604 | 1.6688 | 18.144 | 435.456 | 66959.2109 | 0 | 0 | 0 | 3.5639 | 2.7513e-07 | 9.629e-05 | 10.146
2003-09-17 | 16.758 | 97.0957 | 3 | 480 | 0 | 36 | 1 | 1 | 1 | 16.758 | 0.94107 | 15.12 | 9.3393 | 1.619 | 18.144 | 435.456 | 66977.3516 | 0 | 0 | 0 | 3.5337 | 2.9492e-07 | 0.00010322 | 10.149
2003-09-18 | 22.909 | 97.0957 | 3 | 480 | 0 | 36 | 1 | 1 | 1 | 22.909 | 0.93571 | 15.12 | 12.8443 | 1.1772 | 18.144 | 435.456 | 66995.4922 | 0 | 0 | 0 | 3.1801 | 6.6589e-07 | 0.00023304 | 10.1556
2003-09-19 | 29.92 | 97.0957 | 3 | 480 | 0 | 36 | 2 | 1 | 1 | 14.96 | 0.93036 | 30.24 | 16.1952 | 1.8672 | 36.288 | 870.912 | 67031.7812 | 0 | 0 | 0 | 3.6688 | 2.1609e-07 | 7.5628e-05 | 10.1578
2003-09-20 | 46.492 | 97.0957 | 3 | 480 | 0 | 36 | 3 | 1 | 1 | 15.4973 | 0.925 | 45.36 | 24.6788 | 1.838 | 54.432 | 1306.368 | 67086.2109 | 0 | 0 | 0 | 3.6537 | 2.2377e-07 | 7.8315e-05 | 10.16
2003-09-21 | 40.914 | 97.0957 | 3 | 480 | 0 | 36 | 2 | 1 | 1 | 20.457 | 0.91964 | 30.24 | 22.4249 | 1.3485 | 36.288 | 870.912 | 67122.5 | 0 | 0 | 0 | 3.3367 | 4.6426e-07 | 0.00016248 | 10.1647
2003-09-22 | 46.895 | 97.0957 | 3 | 0 | 49.76 | 36 | 3 | 1 | 1 | 15.6317 | 0.91429 | 45.36 | 25.2076 | 1.7995 | 54.432 | 1306.368 | 67176.9297 | 0 | 0 | 0 | 3.634 | 2.3414e-07 | 8.1947e-05 | 10.167
2003-09-23 | 43.912 | 94.9511 | 3 | 480 | 0 | 36 | 2 | 1 | 1 | 21.956 | 0.90893 | 30.24 | 28.6963 | 1.0538 | 36.288 | 870.912 | 67213.2188 | 0 | 0 | 0 | 3.0402 | 9.1892e-07 | 0.00032157 | 10.1762
2003-09-24 | 34.397 | 94.9511 | 3 | 480 | 0 | 36 | 2 | 1 | 1 | 17.1985 | 0.90357 | 30.24 | 22.6219 | 1.3368 | 36.288 | 870.912 | 67249.5078 | 0 | 0 | 0 | 3.3269 | 4.749e-07 | 0.0001662 | 10.1809
2003-09-25 | 17.994 | 94.9511 | 3 | 480 | 0 | 36 | 1 | 1 | 1 | 17.994 | 0.89821 | 15.12 | 12.3991 | 1.2194 | 18.144 | 435.456 | 67267.6484 | 0 | 0 | 0 | 3.2224 | 6.041e-07 | 0.00021141 | 10.187
2003-09-26 | 18.342 | 94.9511 | 3 | 262.8 | 0.026667 | 36 | 1 | 1 | 1 | 18.342 | 0.89286 | 15.12 | 12.7184 | 1.1888 | 18.144 | 435.456 | 67285.7891 | 0 | 0 | 0 | 3.1919 | 6.4793e-07 | 0.00022675 | 10.1935
2003-09-27 | 14.067 | 94.9511 | 3 | 480 | 0 | 36 | 1 | 1 | 1 | 14.067 | 0.8875 | 15.12 | 9.8159 | 1.5404 | 18.144 | 435.456 | 67303.9297 | 0 | 0 | 0 | 3.4829 | 3.3158e-07 | 0.00011605 | 10.1968
2003-09-28 | 12.17 | 94.9511 | 3 | 480 | 0 | 36 | 1 | 1 | 1 | 12.17 | 0.88214 | 15.12 | 8.5462 | 1.7692 | 18.144 | 435.456 | 67322.0703 | 0 | 0 | 0 | 3.6203 | 2.4162e-07 | 8.4565e-05 | 10.1992
2003-09-29 | 11.582 | 94.9511 | 3 | 480 | 0 | 36 | 1 | 1 | 1 | 11.582 | 0.87679 | 15.12 | 8.1854 | 1.8472 | 18.144 | 435.456 | 67340.2109 | 0 | 0 | 0 | 3.6605 | 2.2029e-07 | 7.7098e-05 | 10.2014
2003-09-30 | 9.021 | 96.3607 | 3 | 366.8 | 0.051667 | 36 | 1 | 1 | 1 | 9.021 | 0.87143 | 15.12 | 5.4501 | 2.7743 | 18.144 | 435.456 | 67358.3516 | 0 | 0 | 0 | 3.9785 | 1.0592e-07 | 3.707e-05 | 10.2024
2003-10-01 | 11.386 | 96.3607 | 3 | 480 | 0 | 36 | 1 | 1 | 1 | 11.386 | 0.86607 | 15.12 | 6.9235 | 2.1839 | 18.144 | 435.456 | 67376.4922 | 0 | 0 | 0 | 3.8044 | 1.5814e-07 | 5.5347e-05 | 10.204
2003-10-02 | 11.527 | 96.3607 | 3 | 480 | 0 | 36 | 1 | 1 | 1 | 11.527 | 0.86071 | 15.12 | 7.0549 | 2.1432 | 18.144 | 435.456 | 67394.6328 | 0 | 0 | 0 | 3.7892 | 1.6378e-07 | 5.7323e-05 | 10.2057
2003-10-03 | 11.406 | 96.3607 | 3 | 480 | 0 | 36 | 1 | 1 | 1 | 11.406 | 0.85536 | 15.12 | 7.0266 | 2.1518 | 18.144 | 435.456 | 67412.7734 | 0 | 0 | 0 | 3.7925 | 1.6255e-07 | 5.6892e-05 | 10.2073
2003-10-04 | 15.317 | 96.3607 | 3 | 480 | 0 | 36 | 1 | 1 | 1 | 15.317 | 1 | 15.12 | 8.0734 | 1.8728 | 18.144 | 435.456 | 67430.9141 | 0 | 0 | 0 | 3.673 | 2.1401e-07 | 7.49e-05 | 10.2094
2003-10-05 | 13.855 | 96.3607 | 3 | 480 | 0 | 36 | 1 | 1 | 1 | 13.855 | 0.99464 | 15.12 | 7.3442 | 2.0588 | 18.144 | 435.456 | 67449.0547 | 0 | 0 | 0 | 3.7558 | 1.7686e-07 | 6.1898e-05 | 10.2112
2003-10-06 | 15.447 | 96.3607 | 3 | 480 | 0 | 36 | 1 | 1 | 1 | 15.447 | 0.98929 | 15.12 | 8.2348 | 1.8361 | 18.144 | 435.456 | 67467.1953 | 0 | 0 | 0 | 3.6549 | 2.2311e-07 | 7.8085e-05 | 10.2134
2003-10-07 | 12.868 | 93.2395 | 3 | 480 | 0 | 36 | 1 | 1 | 1 | 12.868 | 0.98393 | 15.12 | 10.3773 | 1.457 | 18.144 | 435.456 | 67485.3359 | 0 | 0 | 0 | 3.4241 | 3.7967e-07 | 0.00013288 | 10.2172
2003-10-08 | 12.906 | 93.2395 | 3 | 480 | 0 | 36 | 1 | 1 | 1 | 12.906 | 0.97857 | 15.12 | 10.4679 | 1.4444 | 18.144 | 435.456 | 67503.4766 | 0 | 0 | 0 | 3.4147 | 3.8796e-07 | 0.00013578 | 10.2211
2003-10-09 | 14.792 | 93.2395 | 3 | 415.5 | 0.19833 | 36 | 1 | 1 | 1 | 14.792 | 0.97321 | 15.12 | 12.0671 | 1.253 | 18.144 | 435.456 | 67521.6172 | 0 | 0 | 0 | 3.2544 | 5.6114e-07 | 0.00019638 | 10.2267
2003-10-10 | 13.8 | 93.2395 | 3 | 480 | 0 | 36 | 1 | 1 | 1 | 13.8 | 0.96786 | 15.12 | 11.3233 | 1.3353 | 18.144 | 435.456 | 67539.7578 | 0 | 0 | 0 | 3.3277 | 4.7398e-07 | 0.00016588 | 10.2315
2003-10-11 | 11.491 | 93.2395 | 3 | 480 | 0 | 36 | 1 | 1 | 1 | 11.491 | 0.9625 | 15.12 | 9.4839 | 1.5943 | 18.144 | 435.456 | 67557.8984 | 0 | 0 | 0 | 3.5182 | 3.0565e-07 | 0.00010697 | 10.2345
2003-10-12 | 13.713 | 93.2395 | 3 | 480 | 0 | 36 | 1 | 1 | 1 | 13.713 | 0.95714 | 15.12 | 11.3843 | 1.3281 | 18.144 | 435.456 | 67576.0391 | 0 | 0 | 0 | 3.3216 | 4.8067e-07 | 0.00016822 | 10.2393
2003-10-13 | 12.509 | 93.2395 | 3 | 480 | 0 | 36 | 1 | 1 | 1 | 12.509 | 0.95179 | 15.12 | 10.4461 | 1.4474 | 18.144 | 435.456 | 67594.1797 | 0 | 0 | 0 | 3.4169 | 3.8595e-07 | 0.00013507 | 10.2432
2003-10-14 | 12.38 | 91.939 | 3 | 480 | 0 | 36 | 1 | 1 | 1 | 12.38 | 0.94643 | 15.12 | 12.3533 | 1.224 | 18.144 | 435.456 | 67612.3203 | 0 | 0 | 0 | 3.2267 | 5.9803e-07 | 0.00020929 | 10.2492
2003-10-15 | 4.025 | 91.939 | 3 | 480 | 0 | 36 | 1 | 1 | 1 | 4.025 | 0.94107 | 15.12 | 5.019 | 3.0125 | 18.144 | 435.456 | 67630.4609 | 0 | 0 | 0 | 4.0304 | 9.3996e-08 | 3.2898e-05 | 10.2501
2003-10-16 | 0 | 91.939 | 3 | 480 | 0 |  | 0 | 0 | 0 | 0 | 0.93571 | 15.12 | 5.019 |  | 18.144 | 435.456 | 67630.4609 | 0 | 0 | 0 | 4.0304 | 9.3996e-08 | 3.2898e-05 | 10.2501
2003-10-17 | 4.549 | 91.939 | 3 | 480 | 0 | 36 | 1 | 1 | 1 | 4.549 | 0.93036 | 15.12 | 5.0782 | 2.9774 | 18.144 | 435.456 | 67648.6016 | 0 | 0 | 0 | 4.0232 | 9.5554e-08 | 3.3443e-05 | 10.2511
2003-10-18 | 21.057 | 91.939 | 3 | 480 | 0 | 36 | 1 | 1 | 1 | 21.057 | 0.925 | 22.7782 | 21.5164 | 1.0586 | 27.3338 | 656.0117 | 67675.9375 | 0 | 0 | 0 | 3.0485 | 9.014e-07 | 0.00031544 | 10.2601
2003-10-19 | 20.711 | 91.939 | 3 | 480 | 0 | 36 | 1 | 1 | 1 | 20.711 | 0.91964 | 21.5018 | 21.292 | 1.0099 | 25.8022 | 619.2524 | 67701.7422 | 0 | 0 | 0 | 2.9882 | 1.0359e-06 | 0.00036249 | 10.2704
2003-10-20 | 23.004 | 91.939 | 3 | 480 | 0 | 36 | 2 | 1 | 1 | 11.502 | 0.91429 | 30.24 | 22.7815 | 1.3274 | 36.288 | 870.912 | 67738.0312 | 0 | 0 | 0 | 3.3185 | 4.8409e-07 | 0.00016942 | 10.2753
2003-10-21 | 24.135 | 90.0326 | 3 | 480 | 0 | 36 | 2 | 1 | 1 | 12.0675 | 0.90893 | 31.5164 | 30.4235 | 1.0359 | 37.8196 | 907.6713 | 67775.8516 | 0 | 0 | 0 | 3.0211 | 9.6024e-07 | 0.00033603 | 10.2849
2003-10-22 | 20.641 | 90.0326 | 3 | 480 | 0 | 36 | 1 | 1 | 1 | 20.641 | 0.90357 | 27.8836 | 27.3401 | 1.0199 | 33.4604 | 803.0488 | 67809.3125 | 0 | 0 | 0 | 3.0009 | 1.0059e-06 | 0.00035202 | 10.2949
2003-10-23 | 19.593 | 90.0326 | 3 | 480 | 0 | 36 | 1 | 1 | 1 | 19.593 | 0.89821 | 26.6073 | 26.1139 | 1.0189 | 31.9287 | 766.2895 | 67841.2422 | 0 | 0 | 0 | 2.9996 | 1.0088e-06 | 0.00035303 | 10.305
2003-10-24 | 21.015 | 90.0326 | 3 | 480 | 0 | 36 | 1 | 1 | 1 | 21.015 | 0.89286 | 29.16 | 28.1849 | 1.0346 | 34.992 | 839.8081 | 67876.2344 | 0 | 0 | 0 | 3.0193 | 9.6425e-07 | 0.00033743 | 10.3147
2003-10-25 | 23.532 | 90.0326 | 3 | 405.8 | 3.8 | 36 | 2 | 1 | 1 | 11.766 | 0.8875 | 31.5164 | 30.406 | 1.0365 | 37.8196 | 907.6713 | 67914.0547 | 0 | 0 | 0 | 3.0218 | 9.5859e-07 | 0.00033545 | 10.3243
2003-10-26 | 21.278 | 90.0326 | 3 | 480 | 0 | 36 | 1 | 1 | 1 | 21.278 | 0.88214 | 29.16 | 28.9 | 1.009 | 34.992 | 839.8081 | 67949.0469 | 0 | 0 | 0 | 2.9871 | 1.0385e-06 | 0.00036341 | 10.3346
2003-10-27 | 24.889 | 90.0326 | 3 | 480 | 0 | 36 | 2 | 1 | 1 | 12.4445 | 0.87679 | 34.0691 | 32.5713 | 1.046 | 40.8829 | 981.1899 | 67989.9297 | 0 | 0 | 0 | 3.0335 | 9.3314e-07 | 0.00032655 | 10.344
2003-10-28 | 25.695 | 88.9201 | 3 | 480 | 0 | 36 | 2 | 1 | 1 | 12.8475 | 0.87143 | 39.1745 | 38.5078 | 1.0173 | 47.0095 | 1128.2269 | 68036.9375 | 0 | 0 | 0 | 2.9979 | 1.0128e-06 | 0.00035442 | 10.3541
2003-10-29 | 25.459 | 88.9201 | 3 | 480 | 0 | 36 | 2 | 1 | 1 | 12.7295 | 0.86607 | 39.1745 | 38.4067 | 1.02 | 47.0095 | 1128.2269 | 68083.9453 | 0 | 0 | 0 | 3.0013 | 1.005e-06 | 0.00035168 | 10.3641
2003-10-30 | 20.396 | 88.9201 | 3 | 480 | 0 | 36 | 1 | 1 | 1 | 20.396 | 0.86071 | 32.9891 | 32.3357 | 1.0202 | 39.5869 | 950.0859 | 68123.5312 | 0 | 0 | 0 | 3.0013 | 1.005e-06 | 0.00035169 | 10.3742
2003-10-31 | 24.757 | 88.9201 | 3 | 480 | 0 | 36 | 2 | 1 | 1 | 12.3785 | 0.85536 | 39.1745 | 37.8371 | 1.0353 | 47.0095 | 1128.2269 | 68170.5391 | 0 | 0 | 0 | 3.0205 | 9.6157e-07 | 0.00033649 | 10.3838
2003-11-01 | 22.248 | 88.9201 | 3 | 0 | 219 | 36 | 1 | 1 | 1 | 22.248 | 1 | 30.4364 | 30.3753 | 1.002 | 36.5236 | 876.5673 | 68207.0625 | 0 | 0 | 0 | 2.9781 | 1.0602e-06 | 0.00037101 | 10.3944
2003-11-02 | 26.807 | 88.9201 | 3 | 480 | 0 | 36 | 2 | 1 | 1 | 13.4035 | 0.99464 | 36.6218 | 35.253 | 1.0388 | 43.9462 | 1054.7084 | 68251.0078 | 0 | 0 | 0 | 3.0248 | 9.521e-07 | 0.00033318 | 10.4039
2003-11-03 | 34.727 | 88.9201 | 3 | 480 | 0 | 36 | 2 | 1 | 1 | 17.3635 | 0.98929 | 46.8327 | 45.9352 | 1.0195 | 56.1993 | 1348.7826 | 68307.2109 | 0 | 0 | 0 | 3.0006 | 1.0066e-06 | 0.00035223 | 10.414
2003-11-04 | 44.037 | 89.2894 | 3 | 132.5 | 1.0783 | 36 | 2 | 1 | 1 | 22.0185 | 0.98393 | 58.32 | 56.1701 | 1.0383 | 69.984 | 1679.6162 | 68377.1953 | 0 | 0 | 0 | 3.0238 | 9.5423e-07 | 0.00033393 | 10.4235
2003-11-05 | 41.011 | 89.2894 | 3 | 0 | 2144.905 | 36 | 2 | 1 | 1 | 20.5055 | 0.97857 | 53.2146 | 52.619 | 1.0113 | 63.8575 | 1532.5791 | 68441.0547 | 0 | 0 | 0 | 2.9897 | 1.0322e-06 | 0.00036119 | 10.4339
2003-11-06 | 42.165 | 89.2894 | 3 | 327.5 | 0.016667 | 36 | 2 | 1 | 1 | 21.0825 | 0.97321 | 55.7673 | 54.4204 | 1.0248 | 66.9207 | 1606.0975 | 68507.9766 | 0 | 0 | 0 | 3.0069 | 9.922e-07 | 0.00034721 | 10.4438
2003-11-07 | 39.18 | 89.2894 | 3 | 480 | 0 | 36 | 2 | 1 | 1 | 19.59 | 0.96786 | 51.9382 | 50.869 | 1.021 | 62.3258 | 1495.8197 | 68570.3047 | 0 | 0 | 0 | 3.0024 | 1.0025e-06 | 0.00035081 | 10.4538
2003-11-08 | 37.991 | 89.2894 | 3 | 480 | 0 | 36 | 2 | 1 | 1 | 18.9955 | 0.9625 | 50.6618 | 49.6205 | 1.021 | 60.7942 | 1459.0604 | 68631.1016 | 0 | 0 | 0 | 3.0017 | 1.004e-06 | 0.00035134 | 10.4639
2003-11-09 | 42.816 | 89.2894 | 3 | 183 | 73 | 36 | 2 | 1 | 1 | 21.408 | 0.95714 | 58.32 | 56.2588 | 1.0366 | 69.984 | 1679.6162 | 68701.0859 | 0 | 0 | 0 | 3.0217 | 9.5878e-07 | 0.00033552 | 10.4734
2003-11-10 | 38.721 | 89.2894 | 3 | 480 | 0 | 36 | 2 | 1 | 1 | 19.3605 | 0.95179 | 53.2146 | 51.1857 | 1.0396 | 63.8575 | 1532.5791 | 68764.9453 | 0 | 0 | 0 | 3.0251 | 9.5134e-07 | 0.00033291 | 10.483
2003-11-11 | 41.921 | 89.2894 | 3 | 480 | 0 | 36 | 2 | 1 | 1 | 20.9605 | 0.94643 | 57.0436 | 55.7524 | 1.0232 | 68.4524 | 1642.8569 | 68833.3984 | 0 | 0 | 0 | 3.005 | 9.9651e-07 | 0.00034872 | 10.4929
2003-11-12 | 44.226 | 90.1986 | 3 | 480 | 0 | 36 | 2 | 1 | 1 | 22.113 | 0.94107 | 54.4909 | 53.1982 | 1.0243 | 65.3891 | 1569.3384 | 68898.7891 | 0 | 0 | 0 | 3.0065 | 9.9308e-07 | 0.00034752 | 10.5028
2003-11-13 | 35.873 | 90.1986 | 3 | 367.2 | 0.17667 | 36 | 2 | 1 | 1 | 17.9365 | 0.93571 | 44.28 | 43.4153 | 1.0199 | 53.136 | 1275.2642 | 68951.9219 | 0 | 0 | 0 | 3.0012 | 1.0053e-06 | 0.0003518 | 10.5129
2003-11-14 | 18.536 | 90.1986 | 3 | 480 | 0 | 36 | 1 | 1 | 1 | 18.536 | 0.93036 | 24.0545 | 23.523 | 1.0226 | 28.8655 | 692.771 | 68980.7891 | 0 | 0 | 0 | 3.0043 | 9.9805e-07 | 0.00034926 | 10.5229
2003-11-15 | 44.376 | 90.1986 | 3 | 480 | 0 | 36 | 2 | 1 | 1 | 22.188 | 0.925 | 55.7673 | 54.3576 | 1.0259 | 66.9207 | 1606.0975 | 69047.7109 | 0 | 0 | 0 | 3.0083 | 9.8899e-07 | 0.00034609 | 10.5328
2003-11-16 | 46.035 | 90.1986 | 3 | 480 | 0 | 36 | 3 | 1 | 1 | 15.345 | 0.91964 | 56.8473 | 55.0638 | 1.0324 | 68.2167 | 1637.2014 | 69115.9297 | 0 | 0 | 0 | 3.0164 | 9.7067e-07 | 0.00033968 | 10.5425
2003-11-17 | 44.565 | 90.1986 | 3 | 480 | 0 | 36 | 2 | 1 | 1 | 22.2825 | 0.91429 | 55.7673 | 55.2735 | 1.0089 | 66.9207 | 1606.0975 | 69182.8516 | 0 | 0 | 0 | 2.9867 | 1.0393e-06 | 0.00036369 | 10.5529
2003-11-18 | 43.148 | 91.2851 | 3 | 480 | 0 | 36 | 2 | 1 | 1 | 21.574 | 0.90893 | 48.1091 | 47.1708 | 1.0199 | 57.7309 | 1385.5419 | 69240.5859 | 0 | 0 | 0 | 2.9999 | 1.0081e-06 | 0.00035279 | 10.563
2003-11-19 | 37.619 | 91.2851 | 3 | 480 | 0 | 36 | 2 | 1 | 1 | 18.8095 | 0.90357 | 43.0036 | 41.3867 | 1.0391 | 51.6044 | 1238.5048 | 69292.1875 | 0 | 0 | 0 | 3.023 | 9.5607e-07 | 0.00033457 | 10.5725
2003-11-20 | 41.68 | 91.2851 | 3 | 402.8 | 0.053333 | 36 | 2 | 1 | 1 | 20.84 | 0.89821 | 46.8327 | 46.1463 | 1.0149 | 56.1993 | 1348.7826 | 69348.3906 | 0 | 0 | 0 | 2.9947 | 1.0203e-06 | 0.00035703 | 10.5827
2003-11-21 | 38.367 | 91.2851 | 3 | 480 | 0 | 36 | 2 | 1 | 1 | 19.1835 | 0.89286 | 44.28 | 42.7501 | 1.0358 | 53.136 | 1275.2642 | 69401.5234 | 0 | 0 | 0 | 3.021 | 9.6049e-07 | 0.00033611 | 10.5923
2003-11-22 | 37.878 | 91.2851 | 3 | 0 | 14.882 | 36 | 2 | 1 | 1 | 18.939 | 0.8875 | 44.28 | 42.4767 | 1.0425 | 53.136 | 1275.2642 | 69454.6562 | 0 | 0 | 0 | 3.0292 | 9.4253e-07 | 0.00032983 | 10.6017
2003-11-23 | 37.485 | 91.2851 | 3 | 480 | 0 | 36 | 2 | 1 | 1 | 18.7425 | 0.88214 | 44.28 | 42.3079 | 1.0466 | 53.136 | 1275.2642 | 69507.7891 | 0 | 0 | 0 | 3.0342 | 9.3158e-07 | 0.000326 | 10.6111
2003-11-24 | 37.338 | 91.2851 | 3 | 480 | 0 | 36 | 2 | 1 | 1 | 18.669 | 0.87679 | 44.28 | 42.4161 | 1.0439 | 53.136 | 1275.2642 | 69560.9219 | 0 | 0 | 0 | 3.031 | 9.3859e-07 | 0.00032845 | 10.6204
2003-11-25 | 41.604 | 89.8876 | 3 | 480 | 0 | 36 | 2 | 1 | 1 | 20.802 | 0.87143 | 58.32 | 56.3494 | 1.035 | 69.984 | 1679.6162 | 69630.9062 | 0 | 0 | 0 | 3.0196 | 9.6362e-07 | 0.00033721 | 10.6301
2003-11-26 | 37.744 | 89.8876 | 3 | 480 | 0 | 36 | 2 | 1 | 1 | 18.872 | 0.86607 | 53.2146 | 51.4575 | 1.0341 | 63.8575 | 1532.5791 | 69694.7656 | 0 | 0 | 0 | 3.0182 | 9.6667e-07 | 0.00033828 | 10.6397
2003-11-27 | 37.812 | 89.8876 | 3 | 480 | 0 | 36 | 2 | 1 | 1 | 18.906 | 0.86071 | 53.2146 | 51.8911 | 1.0255 | 63.8575 | 1532.5791 | 69758.625 | 0 | 0 | 0 | 3.0074 | 9.9094e-07 | 0.00034677 | 10.6497
2003-11-28 | 36.174 | 89.8876 | 3 | 480 | 0 | 36 | 2 | 1 | 1 | 18.087 | 0.85536 | 50.6618 | 49.9734 | 1.0138 | 60.7942 | 1459.0604 | 69819.4219 | 0 | 0 | 0 | 2.9923 | 1.0259e-06 | 0.00035901 | 10.6599
2003-11-29 | 37.146 | 89.8876 | 3 | 480 | 0 | 36 | 2 | 1 | 1 | 18.573 | 1 | 45.5564 | 43.9105 | 1.0375 | 54.6676 | 1312.0234 | 69874.0859 | 0 | 0 | 0 | 3.0213 | 9.597e-07 | 0.00033584 | 10.6695
2003-11-30 | 38.768 | 89.8876 | 3 | 480 | 0 | 36 | 2 | 1 | 1 | 19.384 | 0.99464 | 46.8327 | 46.0923 | 1.0161 | 56.1993 | 1348.7826 | 69930.2891 | 0 | 0 | 0 | 2.9963 | 1.0167e-06 | 0.00035579 | 10.6797
2003-12-01 | 39.53 | 89.8876 | 3 | 480 | 0 | 36 | 2 | 1 | 1 | 19.765 | 0.98929 | 48.1091 | 47.2708 | 1.0177 | 57.7309 | 1385.5419 | 69988.0234 | 0 | 0 | 0 | 2.997 | 1.0149e-06 | 0.00035517 | 10.6898
2003-12-02 | 39.282 | 88.8587 | 3 | 235.5 | 0.031667 | 36 | 2 | 1 | 1 | 19.641 | 0.98393 | 54.4909 | 53.2094 | 1.0241 | 65.3891 | 1569.3384 | 70053.4141 | 0 | 0 | 0 | 3.0063 | 9.9357e-07 | 0.00034769 | 10.6998
2003-12-03 | 39.282 | 88.8587 | 3 | 480 | 0 | 36 | 2 | 1 | 1 | 19.641 | 0.97857 | 54.4909 | 53.5209 | 1.0181 | 65.3891 | 1569.3384 | 70118.8047 | 0 | 0 | 0 | 2.9988 | 1.0109e-06 | 0.00035375 | 10.7099
2003-12-04 | 33.92 | 88.8587 | 3 | 480 | 0 | 36 | 2 | 1 | 1 | 16.96 | 0.97321 | 48.1091 | 46.4872 | 1.0349 | 57.7309 | 1385.5419 | 70176.5391 | 0 | 0 | 0 | 3.0184 | 9.6609e-07 | 0.00033808 | 10.7195
2003-12-05 | 33.55 | 88.8587 | 3 | 480 | 0 | 36 | 2 | 1 | 1 | 16.775 | 0.96786 | 46.8327 | 46.2519 | 1.0126 | 56.1993 | 1348.7826 | 70232.7422 | 0 | 0 | 0 | 2.9918 | 1.0272e-06 | 0.00035946 | 10.7298
2003-12-06 | 33.883 | 88.8587 | 3 | 480 | 0 | 36 | 2 | 1 | 1 | 16.9415 | 0.9625 | 48.1091 | 46.9885 | 1.0238 | 57.7309 | 1385.5419 | 70290.4766 | 0 | 0 | 0 | 3.0047 | 9.9726e-07 | 0.00034898 | 10.7398
2003-12-07 | 33.106 | 88.8587 | 3 | 480 | 0 | 36 | 2 | 1 | 1 | 16.553 | 0.95714 | 46.8327 | 46.1851 | 1.014 | 56.1993 | 1348.7826 | 70346.6797 | 0 | 0 | 0 | 2.9937 | 1.0228e-06 | 0.00035792 | 10.75
2003-12-08 | 31.682 | 88.8587 | 3 | 480 | 0 | 36 | 2 | 1 | 1 | 15.841 | 0.95179 | 45.5564 | 44.4638 | 1.0246 | 54.6676 | 1312.0234 | 70401.3438 | 0 | 0 | 0 | 3.0051 | 9.9618e-07 | 0.0003486 | 10.76
2003-12-09 | 30.669 | 89.2689 | 3 | 480 | 0 | 36 | 2 | 1 | 1 | 15.3345 | 0.94643 | 41.7273 | 41.3215 | 1.0098 | 50.0727 | 1201.7456 | 70451.4141 | 0 | 0 | 0 | 2.9883 | 1.0355e-06 | 0.00036234 | 10.7703
2003-12-10 | 36.412 | 89.2689 | 3 | 480 | 0 | 36 | 2 | 1 | 1 | 18.206 | 0.94107 | 50.6618 | 49.3567 | 1.0264 | 60.7942 | 1459.0604 | 70512.2109 | 0 | 0 | 0 | 3.0082 | 9.892e-07 | 0.00034616 | 10.7802
2003-12-11 | 37.654 | 89.2689 | 3 | 480 | 0 | 36 | 2 | 1 | 1 | 18.827 | 0.93571 | 53.2146 | 51.3512 | 1.0363 | 63.8575 | 1532.5791 | 70576.0703 | 0 | 0 | 0 | 3.0207 | 9.6118e-07 | 0.00033636 | 10.7898
2003-12-12 | 36.069 | 89.2689 | 3 | 190.6 | 0.04 | 36 | 2 | 1 | 1 | 18.0345 | 0.93036 | 50.6618 | 49.491 | 1.0237 | 60.7942 | 1459.0604 | 70636.8672 | 0 | 0 | 0 | 3.0047 | 9.9725e-07 | 0.00034898 | 10.7998
2003-12-13 | 35.054 | 89.2689 | 3 | 480 | 0 | 36 | 2 | 1 | 1 | 17.527 | 0.925 | 49.3855 | 48.3944 | 1.0205 | 59.2625 | 1422.3011 | 70696.1328 | 0 | 0 | 0 | 3.0018 | 1.0038e-06 | 0.00035126 | 10.8098
2003-12-14 | 36.452 | 89.2689 | 3 | 417.1 | 0.01 | 36 | 2 | 1 | 1 | 18.226 | 0.91964 | 51.9382 | 50.6359 | 1.0257 | 62.3258 | 1495.8197 | 70758.4609 | 0 | 0 | 0 | 3.0084 | 9.8875e-07 | 0.000346 | 10.8197
2003-12-15 | 36.258 | 89.2689 | 3 | 480 | 0 | 36 | 2 | 1 | 1 | 18.129 | 0.91429 | 51.9382 | 50.6799 | 1.0248 | 62.3258 | 1495.8197 | 70820.7891 | 0 | 0 | 0 | 3.0073 | 9.9129e-07 | 0.00034689 | 10.8296
2003-12-16 | 36.774 | 87.0362 | 3 | 480 | 0 | 36 | 2 | 1 | 1 | 18.387 | 0.90893 | 68.5309 | 66.1864 | 1.0354 | 82.2371 | 1973.6904 | 70903.0234 | 0 | 0 | 0 | 3.0203 | 9.619e-07 | 0.00033661 | 10.8393
2003-12-17 | 38.944 | 87.0362 | 3 | 480 | 0 | 36 | 2 | 1 | 1 | 19.472 | 0.90357 | 71.0836 | 70.5329 | 1.0078 | 85.3004 | 2047.2089 | 70988.3203 | 0 | 0 | 0 | 2.9856 | 1.0419e-06 | 0.00036461 | 10.8497
2003-12-18 | 35.629 | 87.0362 | 3 | 0 | 3360.455 | 36 | 2 | 1 | 1 | 17.8145 | 0.89821 | 65.9782 | 64.937 | 1.016 | 79.1738 | 1900.1716 | 71067.4922 | 0 | 0 | 0 | 2.996 | 1.0174e-06 | 0.00035602 | 10.8599
2003-12-19 | 32.858 | 87.0362 | 3 | 480 | 0 | 36 | 2 | 1 | 1 | 16.429 | 0.89286 | 60.8727 | 60.2673 | 1.01 | 73.0473 | 1753.1348 | 71140.5391 | 0 | 0 | 0 | 2.9881 | 1.0359e-06 | 0.00036251 | 10.8702
2003-12-20 | 34.477 | 87.0362 | 3 | 480 | 0 | 36 | 2 | 1 | 1 | 17.2385 | 0.8875 | 65.9782 | 63.6411 | 1.0367 | 79.1738 | 1900.1716 | 71219.7109 | 0 | 0 | 0 | 3.0218 | 9.5857e-07 | 0.00033544 | 10.8798
2003-12-21 | 35.249 | 87.0362 | 3 | 480 | 0 | 36 | 2 | 1 | 1 | 17.6245 | 0.88214 | 65.9782 | 65.4844 | 1.0075 | 79.1738 | 1900.1716 | 71298.8828 | 0 | 0 | 0 | 2.9851 | 1.0431e-06 | 0.00036503 | 10.8902
2003-12-22 | 34.421 | 87.0362 | 3 | 480 | 0 | 36 | 2 | 1 | 1 | 17.2105 | 0.87679 | 65.9782 | 64.3595 | 1.0251 | 79.1738 | 1900.1716 | 71378.0547 | 0 | 0 | 0 | 3.0074 | 9.9088e-07 | 0.00034675 | 10.9001
2003-12-23 | 34.487 | 88.2877 | 3 | 480 | 0 | 36 | 2 | 1 | 1 | 17.2435 | 0.87143 | 58.32 | 56.6625 | 1.0293 | 69.984 | 1679.6162 | 71448.0391 | 0 | 0 | 0 | 3.0122 | 9.8007e-07 | 0.00034297 | 10.9099
2003-12-24 | 37.012 | 88.2877 | 3 | 480 | 0 | 36 | 2 | 1 | 1 | 18.506 | 0.86607 | 63.4255 | 61.2086 | 1.0362 | 76.1105 | 1826.6532 | 71524.1484 | 0 | 0 | 0 | 3.0211 | 9.6021e-07 | 0.00033602 | 10.9195
2003-12-25 | 36.511 | 88.2877 | 3 | 480 | 0 | 36 | 2 | 1 | 1 | 18.2555 | 0.86071 | 62.1491 | 60.777 | 1.0226 | 74.5789 | 1789.8938 | 71598.7266 | 0 | 0 | 0 | 3.0043 | 9.9805e-07 | 0.00034926 | 10.9295
2003-12-26 | 35.644 | 88.2877 | 3 | 239.2 | 0.023333 | 36 | 2 | 1 | 1 | 17.822 | 0.85536 | 60.8727 | 59.7261 | 1.0192 | 73.0473 | 1753.1348 | 71671.7734 | 0 | 0 | 0 | 2.9997 | 1.0087e-06 | 0.00035297 | 10.9396
2003-12-27 | 33.509 | 88.2877 | 3 | 480 | 0 | 36 | 2 | 1 | 1 | 16.7545 | 1 | 49.3855 | 48.0438 | 1.0279 | 59.2625 | 1422.3011 | 71731.0391 | 0 | 0 | 0 | 3.0112 | 9.8241e-07 | 0.00034379 | 10.9494
2003-12-28 | 38.774 | 88.2877 | 3 | 480 | 0 | 36 | 2 | 1 | 1 | 19.387 | 0.99464 | 57.0436 | 55.9112 | 1.0203 | 68.4524 | 1642.8569 | 71799.4922 | 0 | 0 | 0 | 3.0015 | 1.0046e-06 | 0.00035155 | 10.9595
2003-12-29 | 36.672 | 88.2877 | 3 | 480 | 0 | 36 | 2 | 1 | 1 | 18.336 | 0.98929 | 54.4909 | 53.1847 | 1.0246 | 65.3891 | 1569.3384 | 71864.8828 | 0 | 0 | 0 | 3.0069 | 9.9209e-07 | 0.00034717 | 10.9694
2003-12-30 | 38.099 | 88.2877 | 3 | 0 | 1220 | 36 | 2 | 1 | 1 | 19.0495 | 0.98393 | 57.0436 | 55.5741 | 1.0264 | 68.4524 | 1642.8569 | 71933.3359 | 0 | 0 | 0 | 3.0092 | 9.8679e-07 | 0.00034532 | 10.9793
2003-12-31 | 37.115 | 88.2877 | 3 | 480 | 0 | 36 | 2 | 1 | 1 | 18.5575 | 0.97857 | 55.7673 | 54.4537 | 1.0241 | 66.9207 | 1606.0975 | 72000.2578 | 0 | 0 | 0 | 3.0055 | 9.9525e-07 | 0.00034828 | 10.9892
2004-01-01 | 37.502 | 88.2877 | 3 | 480 | 0 | 36 | 2 | 1 | 1 | 18.751 | 0.97321 | 57.0436 | 55.3432 | 1.0307 | 68.4524 | 1642.8569 | 72068.7109 | 0 | 0 | 0 | 3.0146 | 9.7472e-07 | 0.00034109 | 10.999
2004-01-02 | 37.262 | 88.2877 | 3 | 363.7 | 0.096667 | 36 | 2 | 1 | 1 | 18.631 | 0.96786 | 57.0436 | 55.3121 | 1.0313 | 68.4524 | 1642.8569 | 72137.1641 | 0 | 0 | 0 | 3.0153 | 9.731e-07 | 0.00034053 | 11.0087
2004-01-03 | 35.74 | 88.2877 | 3 | 416 | 0.01 | 36 | 2 | 1 | 1 | 17.87 | 0.9625 | 54.4909 | 53.3661 | 1.0211 | 65.3891 | 1569.3384 | 72202.5547 | 0 | 0 | 0 | 3.0025 | 1.0021e-06 | 0.00035068 | 11.0187
2004-01-04 | 36.01 | 88.2877 | 3 | 480 | 0 | 36 | 2 | 1 | 1 | 18.005 | 0.95714 | 55.7673 | 54.0884 | 1.031 | 66.9207 | 1606.0975 | 72269.4766 | 0 | 0 | 0 | 3.0141 | 9.7574e-07 | 0.00034145 | 11.0285
2004-01-05 | 36.815 | 88.2877 | 3 | 480 | 0 | 36 | 2 | 1 | 1 | 18.4075 | 0.95179 | 57.0436 | 55.6274 | 1.0255 | 68.4524 | 1642.8569 | 72337.9297 | 0 | 0 | 0 | 3.008 | 9.8957e-07 | 0.00034629 | 11.0384
2004-01-06 | 36.608 | 90.4899 | 3 | 480 | 0 | 36 | 2 | 1 | 1 | 18.304 | 0.94643 | 44.28 | 43.1377 | 1.0265 | 53.136 | 1275.2642 | 72391.0625 | 0 | 0 | 0 | 3.0094 | 9.8651e-07 | 0.00034522 | 11.0482
2004-01-07 | 36.022 | 90.4899 | 3 | 480 | 0 | 36 | 2 | 1 | 1 | 18.011 | 0.94107 | 44.28 | 42.703 | 1.0369 | 53.136 | 1275.2642 | 72444.1953 | 0 | 0 | 0 | 3.0223 | 9.5748e-07 | 0.00033506 | 11.0578
2004-01-08 | 35.804 | 90.4899 | 3 | 416.8 | 0.0083333 | 36 | 2 | 1 | 1 | 17.902 | 0.93571 | 44.28 | 42.7017 | 1.037 | 53.136 | 1275.2642 | 72497.3281 | 0 | 0 | 0 | 3.0224 | 9.574e-07 | 0.00033503 | 11.0674
2004-01-09 | 37.167 | 90.4899 | 3 | 480 | 0 | 36 | 2 | 1 | 1 | 18.5835 | 0.93036 | 46.8327 | 44.5973 | 1.0501 | 56.1993 | 1348.7826 | 72553.5312 | 0 | 0 | 0 | 3.0385 | 9.2257e-07 | 0.00032285 | 11.0766
2004-01-10 | 35.697 | 90.4899 | 3 | 350.4 | 0.1 | 36 | 2 | 1 | 1 | 17.8485 | 0.925 | 44.28 | 43.0957 | 1.0275 | 53.136 | 1275.2642 | 72606.6641 | 0 | 0 | 0 | 3.0106 | 9.8369e-07 | 0.00034423 | 11.0864
2004-01-11 | 37.194 | 90.4899 | 3 | 326.7 | 0.086667 | 36 | 2 | 1 | 1 | 18.597 | 0.91964 | 46.8327 | 45.1793 | 1.0366 | 56.1993 | 1348.7826 | 72662.8672 | 0 | 0 | 0 | 3.0219 | 9.5838e-07 | 0.00033538 | 11.096
2004-01-12 | 34.405 | 90.4899 | 3 | 480 | 0 | 36 | 2 | 1 | 1 | 17.2025 | 0.91429 | 44.28 | 42.0502 | 1.053 | 53.136 | 1275.2642 | 72716 | 0 | 0 | 0 | 3.042 | 9.1517e-07 | 0.00032026 | 11.1052
2004-01-13 | 39.012 | 90.3233 | 3 | 480 | 0 | 36 | 2 | 1 | 1 | 19.506 | 0.90893 | 49.3855 | 48.9481 | 1.0089 | 59.2625 | 1422.3011 | 72775.2656 | 0 | 0 | 0 | 2.9872 | 1.0383e-06 | 0.00036333 | 11.1156
2004-01-14 | 36.97 | 90.3233 | 3 | 480 | 0 | 36 | 2 | 1 | 1 | 18.485 | 0.90357 | 48.1091 | 46.6762 | 1.0307 | 57.7309 | 1385.5419 | 72833 | 0 | 0 | 0 | 3.0127 | 9.7898e-07 | 0.00034258 | 11.1254
2004-01-15 | 35.836 | 90.3233 | 3 | 480 | 0 | 36 | 2 | 1 | 1 | 17.918 | 0.89821 | 46.8327 | 45.5291 | 1.0286 | 56.1993 | 1348.7826 | 72889.2031 | 0 | 0 | 0 | 3.012 | 9.8043e-07 | 0.00034309 | 11.1352
2004-01-16 | 36.029 | 90.3233 | 3 | 480 | 0 | 36 | 2 | 1 | 1 | 18.0145 | 0.89286 | 46.8327 | 46.0638 | 1.0167 | 56.1993 | 1348.7826 | 72945.4062 | 0 | 0 | 0 | 2.997 | 1.0149e-06 | 0.00035516 | 11.1453
2004-01-17 | 35.665 | 90.3233 | 3 | 0 | 50.759 | 36 | 2 | 1 | 1 | 17.8325 | 0.8875 | 46.8327 | 45.8884 | 1.0206 | 56.1993 | 1348.7826 | 73001.6094 | 0 | 0 | 0 | 3.0019 | 1.0035e-06 | 0.00035117 | 11.1553
2004-01-18 | 35.998 | 90.3233 | 3 | 480 | 0 | 36 | 2 | 1 | 1 | 17.999 | 0.88214 | 48.1091 | 46.6131 | 1.0321 | 57.7309 | 1385.5419 | 73059.3438 | 0 | 0 | 0 | 3.0144 | 9.7519e-07 | 0.00034126 | 11.1651
2004-01-19 | 35.211 | 90.3233 | 3 | 122.2 | 0.15833 | 36 | 2 | 1 | 1 | 17.6055 | 0.87679 | 46.8327 | 45.8873 | 1.0206 | 56.1993 | 1348.7826 | 73115.5469 | 0 | 0 | 0 | 3.002 | 1.0034e-06 | 0.00035114 | 11.1751
2004-01-20 | 36.773 | 92.045 | 3 | 360.3 | 0.016667 | 36 | 2 | 1 | 1 | 18.3865 | 0.87143 | 39.1745 | 38.9429 | 1.0059 | 47.0095 | 1128.2269 | 73162.5547 | 0 | 0 | 0 | 2.9832 | 1.0478e-06 | 0.00036665 | 11.1856
2004-01-21 | 36.079 | 92.045 | 3 | 480 | 0 | 36 | 2 | 1 | 1 | 18.0395 | 0.86607 | 39.1745 | 38.4566 | 1.0187 | 47.0095 | 1128.2269 | 73209.5625 | 0 | 0 | 0 | 2.9994 | 1.0094e-06 | 0.00035321 | 11.1957
2004-01-22 | 37.908 | 92.045 | 3 | 480 | 0 | 36 | 2 | 1 | 1 | 18.954 | 0.86071 | 41.7273 | 40.6705 | 1.026 | 50.0727 | 1201.7456 | 73259.6328 | 0 | 0 | 0 | 3.0087 | 9.8807e-07 | 0.00034576 | 11.2056
2004-01-23 | 43.751 | 92.045 | 3 | 480 | 0 | 36 | 2 | 1 | 1 | 21.8755 | 0.85536 | 49.3855 | 47.2482 | 1.0452 | 59.2625 | 1422.3011 | 73318.8984 | 0 | 0 | 0 | 3.0325 | 9.3531e-07 | 0.0003273 | 11.2149
2004-01-24 | 40.619 | 92.045 | 3 | 480 | 0 | 36 | 2 | 1 | 1 | 20.3095 | 1 | 39.1745 | 37.5328 | 1.0437 | 47.0095 | 1128.2269 | 73365.9062 | 0 | 0 | 0 | 3.0306 | 9.395e-07 | 0.00032877 | 11.2243
2004-01-25 | 40.831 | 92.045 | 3 | 480 | 0 | 36 | 2 | 1 | 1 | 20.4155 | 0.99464 | 39.1745 | 37.9438 | 1.0324 | 47.0095 | 1128.2269 | 73412.9141 | 0 | 0 | 0 | 3.0166 | 9.7011e-07 | 0.00033948 | 11.234
2004-01-26 | 40.98 | 92.045 | 3 | 480 | 0 | 36 | 2 | 1 | 1 | 20.49 | 0.98929 | 39.1745 | 38.3004 | 1.0228 | 47.0095 | 1128.2269 | 73459.9219 | 0 | 0 | 0 | 3.0046 | 9.973e-07 | 0.000349 | 11.244
2004-01-27 | 50.861 | 91.0123 | 3 | 480 | 0 | 36 | 3 | 1 | 1 | 16.9537 | 0.98393 | 53.0182 | 52.4463 | 1.0109 | 63.6218 | 1526.9236 | 73523.5469 | 0 | 0 | 0 | 2.9896 | 1.0323e-06 | 0.00036124 | 11.2543
2004-01-28 | 48.709 | 91.0123 | 3 | 480 | 0 | 36 | 3 | 1 | 1 | 16.2363 | 0.97857 | 53.0182 | 50.5268 | 1.0493 | 63.6218 | 1526.9236 | 73587.1719 | 0 | 0 | 0 | 3.0374 | 9.2477e-07 | 0.00032362 | 11.2636
2004-01-29 | 41.473 | 91.0123 | 3 | 480 | 0 | 36 | 2 | 1 | 1 | 20.7365 | 0.97321 | 46.8327 | 44.9224 | 1.0425 | 56.1993 | 1348.7826 | 73643.375 | 0 | 0 | 0 | 3.0292 | 9.4249e-07 | 0.00032982 | 11.273
2004-01-30 | 41.329 | 91.0123 | 3 | 333 | 0.026667 | 36 | 2 | 1 | 1 | 20.6645 | 0.96786 | 46.8327 | 45.0281 | 1.0401 | 56.1993 | 1348.7826 | 73699.5781 | 0 | 0 | 0 | 3.0262 | 9.4903e-07 | 0.00033211 | 11.2825
2004-01-31 | 42.718 | 91.0123 | 3 | 480 | 0 | 36 | 2 | 1 | 1 | 21.359 | 0.9625 | 48.1091 | 46.8149 | 1.0276 | 57.7309 | 1385.5419 | 73757.3125 | 0 | 0 | 0 | 3.0087 | 9.8807e-07 | 0.00034576 | 11.2924
2004-02-01 | 40.277 | 91.0123 | 3 | 480 | 0 | 36 | 2 | 1 | 1 | 20.1385 | 0.95714 | 45.5564 | 44.4005 | 1.026 | 54.6676 | 1312.0234 | 73811.9766 | 0 | 0 | 0 | 3.0062 | 9.938e-07 | 0.00034777 | 11.3023
2004-02-02 | 40.277 | 91.0123 | 3 | 480 | 0 | 36 | 2 | 1 | 1 | 20.1385 | 0.95179 | 46.8327 | 44.6641 | 1.0486 | 56.1993 | 1348.7826 | 73868.1797 | 0 | 0 | 0 | 3.0365 | 9.2669e-07 | 0.00032429 | 11.3116
2004-02-03 | 40.5 | 90.3649 | 3 | 480 | 0 | 36 | 2 | 1 | 1 | 20.25 | 0.94643 | 49.3855 | 48.881 | 1.0103 | 59.2625 | 1422.3011 | 73927.4453 | 0 | 0 | 0 | 2.9889 | 1.0341e-06 | 0.00036187 | 11.3219
2004-02-04 | 39.886 | 90.3649 | 3 | 480 | 0 | 36 | 2 | 1 | 1 | 19.943 | 0.94107 | 49.3855 | 48.4288 | 1.0198 | 59.2625 | 1422.3011 | 73986.7109 | 0 | 0 | 0 | 3.0009 | 1.0059e-06 | 0.00035202 | 11.332
2004-02-05 | 37.293 | 90.3649 | 3 | 480 | 0 | 36 | 2 | 1 | 1 | 18.6465 | 0.93571 | 46.8327 | 45.5535 | 1.0281 | 56.1993 | 1348.7826 | 74042.9141 | 0 | 0 | 0 | 3.0113 | 9.8206e-07 | 0.00034366 | 11.3418
2004-02-06 | 23.653 | 90.3649 | 3 | 408.6 | 0.04 | 36 | 2 | 1 | 1 | 11.8265 | 0.93036 | 30.24 | 29.0673 | 1.0403 | 36.288 | 870.912 | 74079.2031 | 0 | 0 | 0 | 3.0248 | 9.5212e-07 | 0.00033319 | 11.3513
2004-02-07 | 39.897 | 90.3649 | 3 | 480 | 0 | 36 | 2 | 1 | 1 | 19.9485 | 0.925 | 50.6618 | 49.3285 | 1.027 | 60.7942 | 1459.0604 | 74140 | 0 | 0 | 0 | 3.0082 | 9.891e-07 | 0.00034612 | 11.3612
2004-02-08 | 36.914 | 90.3649 | 3 | 480 | 0 | 36 | 2 | 1 | 1 | 18.457 | 0.91964 | 46.8327 | 45.92 | 1.0199 | 56.1993 | 1348.7826 | 74196.2031 | 0 | 0 | 0 | 3.001 | 1.0056e-06 | 0.00035191 | 11.3713
2004-02-09 | 44.063 | 90.3649 | 3 | 389.9 | 0.068333 | 36 | 2 | 1 | 1 | 22.0315 | 0.91429 | 57.0436 | 55.1509 | 1.0343 | 68.4524 | 1642.8569 | 74264.6562 | 0 | 0 | 0 | 3.0191 | 9.6471e-07 | 0.00033759 | 11.3809
2004-02-10 | 47.912 | 91.3692 | 3 | 480 | 0 | 36 | 3 | 1 | 1 | 15.9707 | 0.90893 | 53.0182 | 51.3413 | 1.0327 | 63.6218 | 1526.9236 | 74328.2812 | 0 | 0 | 0 | 3.0171 | 9.6919e-07 | 0.00033916 | 11.3906
2004-02-11 | 44.538 | 91.3692 | 3 | 480 | 0 | 36 | 2 | 1 | 1 | 22.269 | 0.90357 | 51.9382 | 49.9032 | 1.0408 | 62.3258 | 1495.8197 | 74390.6094 | 0 | 0 | 0 | 3.027 | 9.4716e-07 | 0.00033145 | 11.4001
2004-02-12 | 47.41 | 91.3692 | 3 | 480 | 0 | 36 | 3 | 1 | 1 | 15.8033 | 0.89821 | 53.0182 | 51.4443 | 1.0306 | 63.6218 | 1526.9236 | 74454.2344 | 0 | 0 | 0 | 3.0145 | 9.7497e-07 | 0.00034118 | 11.4098
2004-02-13 | 46.57 | 91.3692 | 3 | 480 | 0 | 36 | 3 | 1 | 1 | 15.5233 | 0.89286 | 53.0182 | 50.8599 | 1.0424 | 63.6218 | 1526.9236 | 74517.8594 | 0 | 0 | 0 | 3.0291 | 9.4275e-07 | 0.00032991 | 11.4193
2004-02-14 | 48.082 | 91.3692 | 3 | 384.3 | 0.27 | 36 | 3 | 1 | 1 | 16.0273 | 0.8875 | 54.2945 | 52.8528 | 1.0273 | 65.1535 | 1563.683 | 74583.0156 | 0 | 0 | 0 | 3.0079 | 9.8983e-07 | 0.00034638 | 11.4292
2004-02-15 | 47.442 | 91.3692 | 3 | 480 | 0 | 36 | 3 | 1 | 1 | 15.814 | 0.88214 | 53.0182 | 52.4904 | 1.0101 | 63.6218 | 1526.9236 | 74646.6406 | 0 | 0 | 0 | 2.9885 | 1.035e-06 | 0.00036218 | 11.4395
2004-02-16 | 44.419 | 91.3692 | 3 | 480 | 0 | 36 | 2 | 1 | 1 | 22.2095 | 0.87679 | 51.9382 | 51.3662 | 1.0111 | 62.3258 | 1495.8197 | 74708.9688 | 0 | 0 | 0 | 2.9899 | 1.0316e-06 | 0.000361 | 11.4498
2004-02-17 | 37.144 | 91.3482 | 3 | 480 | 0 | 36 | 2 | 1 | 1 | 18.572 | 0.87143 | 44.28 | 43.344 | 1.0216 | 53.136 | 1275.2642 | 74762.1016 | 0 | 0 | 0 | 3.0031 | 1.0007e-06 | 0.0003502 | 11.4598
2004-02-18 | 38.251 | 91.3482 | 3 | 326.9 | 0.063333 | 36 | 2 | 1 | 1 | 19.1255 | 0.86607 | 46.8327 | 44.925 | 1.0425 | 56.1993 | 1348.7826 | 74818.3047 | 0 | 0 | 0 | 3.0291 | 9.4273e-07 | 0.0003299 | 11.4693
2004-02-19 | 37.051 | 91.3482 | 3 | 480 | 0 | 36 | 2 | 1 | 1 | 18.5255 | 0.86071 | 44.28 | 43.7992 | 1.011 | 53.136 | 1275.2642 | 74871.4375 | 0 | 0 | 0 | 2.9897 | 1.0323e-06 | 0.00036123 | 11.4796
2004-02-20 | 38.858 | 91.3482 | 3 | 110.5 | 5.932 | 36 | 2 | 1 | 1 | 19.429 | 0.85536 | 39.1745 | 38.5749 | 1.0155 | 47.0095 | 1128.2269 | 74918.4453 | 0 | 0 | 0 | 2.995 | 1.0197e-06 | 0.00035684 | 11.4898
2004-02-21 | 37.685 | 91.3482 | 3 | 480 | 0 | 36 | 2 | 1 | 1 | 18.8425 | 1 | 34.0691 | 32.1047 | 1.0612 | 40.8829 | 981.1899 | 74959.3281 | 0 | 0 | 0 | 3.055 | 8.8808e-07 | 0.00031078 | 11.4987
2004-02-22 | 36.809 | 91.3482 | 3 | 94.2 | 0.066667 | 36 | 2 | 1 | 1 | 18.4045 | 0.99464 | 34.0691 | 31.6253 | 1.0773 | 40.8829 | 981.1899 | 75000.2109 | 0 | 0 | 0 | 3.074 | 8.5017e-07 | 0.00029751 | 11.5072
2004-02-23 | 37.474 | 91.3482 | 3 | 231.5 | 0.038333 | 36 | 2 | 1 | 1 | 18.737 | 0.98929 | 34.0691 | 32.4663 | 1.0494 | 40.8829 | 981.1899 | 75041.0938 | 0 | 0 | 0 | 3.0407 | 9.1784e-07 | 0.00032119 | 11.5163
2004-02-24 | 37.823 | 91.3482 | 3 | 480 | 0 | 36 | 2 | 1 | 1 | 18.9115 | 0.98393 | 35.3455 | 33.0393 | 1.0698 | 42.4145 | 1017.9491 | 75083.5078 | 0 | 0 | 0 | 3.0626 | 8.7275e-07 | 0.00030542 | 11.5251
2004-02-25 | 39.004 | 91.3482 | 3 | 480 | 0 | 36 | 2 | 1 | 1 | 19.502 | 0.97857 | 35.3455 | 34.3488 | 1.029 | 42.4145 | 1017.9491 | 75125.9219 | 0 | 0 | 0 | 3.0126 | 9.7907e-07 | 0.00034262 | 11.5348
2004-02-26 | 36.662 | 91.3482 | 3 | 480 | 0 | 36 | 2 | 1 | 1 | 18.331 | 0.97321 | 34.0691 | 32.5468 | 1.0468 | 40.8829 | 981.1899 | 75166.8047 | 0 | 0 | 0 | 3.0372 | 9.2515e-07 | 0.00032375 | 11.5441
2004-02-27 | 36.152 | 91.3482 | 3 | 480 | 0 | 36 | 2 | 1 | 1 | 18.076 | 0.96786 | 34.0691 | 32.3505 | 1.0531 | 40.8829 | 981.1899 | 75207.6875 | 0 | 0 | 0 | 3.0448 | 9.0918e-07 | 0.00031816 | 11.5532
2004-02-28 | 35.005 | 91.3482 | 3 | 480 | 0 | 36 | 2 | 1 | 1 | 17.5025 | 0.9625 | 34.0691 | 31.5723 | 1.0791 | 40.8829 | 981.1899 | 75248.5703 | 0 | 0 | 0 | 3.0754 | 8.4727e-07 | 0.0002965 | 11.5617
2004-02-29 | 36.344 | 91.3482 | 3 | 480 | 0 | 36 | 2 | 1 | 1 | 18.172 | 0.95714 | 34.0691 | 33.0378 | 1.0312 | 40.8829 | 981.1899 | 75289.4531 | 0 | 0 | 0 | 3.0177 | 9.6769e-07 | 0.00033863 | 11.5713
2004-03-01 | 37.235 | 91.3482 | 3 | 480 | 0 | 36 | 2 | 1 | 1 | 18.6175 | 0.95179 | 35.3455 | 34.1121 | 1.0362 | 42.4145 | 1017.9491 | 75331.8672 | 0 | 0 | 0 | 3.0192 | 9.6435e-07 | 0.00033747 | 11.581
2004-03-02 | 44.158 | 91.3482 | 3 | 480 | 0 | 36 | 2 | 1 | 1 | 22.079 | 0.94643 | 43.0036 | 40.7688 | 1.0548 | 51.6044 | 1238.5048 | 75383.4688 | 0 | 0 | 0 | 3.0458 | 9.0712e-07 | 0.00031744 | 11.5901
2004-03-03 | 42.252 | 91.3482 | 3 | 480 | 0 | 36 | 2 | 1 | 1 | 21.126 | 0.94107 | 40.4509 | 39.3106 | 1.029 | 48.5411 | 1164.9862 | 75432.0078 | 0 | 0 | 0 | 3.0131 | 9.7811e-07 | 0.00034228 | 11.5998
2004-03-04 | 41.738 | 91.3482 | 3 | 480 | 0 | 36 | 2 | 1 | 1 | 20.869 | 0.93571 | 40.4509 | 39.1312 | 1.0337 | 48.5411 | 1164.9862 | 75480.5469 | 0 | 0 | 0 | 3.0187 | 9.6562e-07 | 0.00033791 | 11.6095
2004-03-05 | 38.876 | 91.3482 | 3 | 412.1 | 0.051667 | 36 | 2 | 1 | 1 | 19.438 | 0.93036 | 37.8982 | 36.7275 | 1.0319 | 45.4778 | 1091.4677 | 75526.0234 | 0 | 0 | 0 | 3.0145 | 9.7485e-07 | 0.00034114 | 11.6192
2004-03-06 | 39.319 | 91.3482 | 3 | 262.2 | 0.12 | 36 | 2 | 1 | 1 | 19.6595 | 0.925 | 37.8982 | 37.43 | 1.0125 | 45.4778 | 1091.4677 | 75571.5 | 0 | 0 | 0 | 2.9898 | 1.0319e-06 | 0.00036111 | 11.6296
2004-03-07 | 41.53 | 91.3482 | 3 | 268.6 | 0.07 | 36 | 2 | 1 | 1 | 20.765 | 0.91964 | 40.4509 | 39.8362 | 1.0154 | 48.5411 | 1164.9862 | 75620.0391 | 0 | 0 | 0 | 2.9949 | 1.0199e-06 | 0.00035691 | 11.6398
2004-03-08 | 40.569 | 91.3482 | 3 | 480 | 0 | 36 | 2 | 1 | 1 | 20.2845 | 0.91429 | 40.4509 | 39.2105 | 1.0316 | 48.5411 | 1164.9862 | 75668.5781 | 0 | 0 | 0 | 3.015 | 9.7384e-07 | 0.00034078 | 11.6495
2004-03-09 | 41.402 | 93.3254 | 3 | 480 | 0 | 36 | 2 | 1 | 1 | 20.701 | 0.90893 | 32.7927 | 31.127 | 1.0535 | 39.3513 | 944.4307 | 75707.9297 | 0 | 0 | 0 | 3.0439 | 9.1114e-07 | 0.00031885 | 11.6586
2004-03-10 | 42.781 | 93.3254 | 3 | 480 | 0 | 36 | 2 | 1 | 1 | 21.3905 | 0.90357 | 34.0691 | 32.4078 | 1.0513 | 40.8829 | 981.1899 | 75748.8125 | 0 | 0 | 0 | 3.0406 | 9.18e-07 | 0.00032125 | 11.6678
2004-03-11 | 36.427 | 93.3254 | 3 | 480 | 0 | 36 | 2 | 1 | 1 | 18.2135 | 0.89821 | 31.5164 | 27.8037 | 1.1335 | 37.8196 | 907.6713 | 75786.6328 | 0 | 0 | 0 | 3.1293 | 7.4836e-07 | 0.00026189 | 11.6753
2004-03-12 | 41.727 | 93.3254 | 3 | 480 | 0 | 36 | 2 | 1 | 1 | 20.8635 | 0.89286 | 34.0691 | 32.0903 | 1.0617 | 40.8829 | 981.1899 | 75827.5156 | 0 | 0 | 0 | 3.0528 | 8.927e-07 | 0.0003124 | 11.6842
2004-03-13 | 43.957 | 93.3254 | 3 | 480 | 0 | 36 | 2 | 1 | 1 | 21.9785 | 0.8875 | 35.3455 | 34.0614 | 1.0377 | 42.4145 | 1017.9491 | 75869.9297 | 0 | 0 | 0 | 3.0164 | 9.7075e-07 | 0.00033971 | 11.6939
2004-03-14 | 43.073 | 93.3254 | 3 | 480 | 0 | 36 | 2 | 1 | 1 | 21.5365 | 0.88214 | 34.0691 | 33.6294 | 1.0131 | 40.8829 | 981.1899 | 75910.8125 | 0 | 0 | 0 | 2.9925 | 1.0255e-06 | 0.00035886 | 11.7042
2004-03-15 | 54.214 | 93.3254 | 3 | 0 | 3245.993 | 36 | 3 | 1 | 1 | 18.0713 | 0.87679 | 46.6364 | 42.8156 | 1.0892 | 55.9636 | 1343.1273 | 75966.7734 | 0 | 0 | 0 | 3.0805 | 8.3752e-07 | 0.00029309 | 11.7125
2004-03-16 | 44.706 | 93.3254 | 3 | 480 | 0 | 36 | 2 | 1 | 1 | 22.353 | 0.87143 | 36.6218 | 35.4357 | 1.0335 | 43.9462 | 1054.7084 | 76010.7188 | 0 | 0 | 0 | 3.0188 | 9.6535e-07 | 0.00033782 | 11.7222
2004-03-17 | 43.01 | 93.3254 | 3 | 480 | 0 | 36 | 2 | 1 | 1 | 21.505 | 0.86607 | 36.6218 | 34.3503 | 1.0661 | 43.9462 | 1054.7084 | 76054.6641 | 0 | 0 | 0 | 3.0582 | 8.8155e-07 | 0.0003085 | 11.731
2004-03-18 | 44.274 | 93.3254 | 3 | 480 | 0 | 36 | 2 | 1 | 1 | 22.137 | 0.86071 | 36.6218 | 35.6287 | 1.0279 | 43.9462 | 1054.7084 | 76098.6094 | 0 | 0 | 0 | 3.0115 | 9.8155e-07 | 0.00034348 | 11.7408
2004-03-19 | 39.89 | 93.3254 | 3 | 480 | 0 | 36 | 2 | 1 | 1 | 19.945 | 0.85536 | 34.0691 | 32.3452 | 1.0533 | 40.8829 | 981.1899 | 76139.4922 | 0 | 0 | 0 | 3.0415 | 9.1612e-07 | 0.00032059 | 11.75
2004-03-20 | 46.06 | 93.3254 | 3 | 409.6 | 0.013333 | 36 | 3 | 1 | 1 | 15.3533 | 1 | 45.36 | 32.0486 | 1.4154 | 54.432 | 1306.368 | 76193.9219 | 0 | 0 | 0 | 3.3838 | 4.1655e-07 | 0.00014578 | 11.7541
2004-03-21 | 42.511 | 93.3254 | 3 | 480 | 0 | 36 | 2 | 1 | 1 | 21.2555 | 0.99464 | 32.7927 | 29.7207 | 1.1034 | 39.3513 | 944.4307 | 76233.2734 | 0 | 0 | 0 | 3.1021 | 7.9674e-07 | 0.00027882 | 11.7621
2004-03-22 | 42.683 | 93.3254 | 3 | 480 | 0 | 36 | 2 | 1 | 1 | 21.3415 | 0.98929 | 32.7927 | 30.0406 | 1.0916 | 39.3513 | 944.4307 | 76272.625 | 0 | 0 | 0 | 3.0888 | 8.2167e-07 | 0.00028754 | 11.7703
2004-03-23 | 40.81 | 89.1867 | 3 | 480 | 0 | 36 | 2 | 1 | 1 | 20.405 | 0.98393 | 50.6618 | 48.5107 | 1.0443 | 60.7942 | 1459.0605 | 76333.4219 | 0 | 0 | 0 | 3.0317 | 9.371e-07 | 0.00032793 | 11.7797
2004-03-24 | 30.717 | 89.1867 | 3 | 480 | 0 | 36 | 2 | 1 | 1 | 15.3585 | 0.97857 | 39.1745 | 36.758 | 1.0657 | 47.0095 | 1128.2269 | 76380.4297 | 0 | 0 | 0 | 3.0576 | 8.8271e-07 | 0.0003089 | 11.7885
2004-03-25 | 42.407 | 89.1867 | 3 | 480 | 0 | 36 | 2 | 1 | 1 | 21.2035 | 0.97321 | 53.2146 | 51.0876 | 1.0416 | 63.8575 | 1532.5791 | 76444.2891 | 0 | 0 | 0 | 3.0287 | 9.4364e-07 | 0.00033022 | 11.798
2004-03-26 | 40.565 | 89.1867 | 3 | 480 | 0 | 36 | 2 | 1 | 1 | 20.2825 | 0.96786 | 50.6618 | 49.1971 | 1.0298 | 60.7942 | 1459.0605 | 76505.0859 | 0 | 0 | 0 | 3.0134 | 9.7747e-07 | 0.00034205 | 11.8077
2004-03-27 | 39.739 | 89.1867 | 3 | 410.6 | 0.013333 | 36 | 2 | 1 | 1 | 19.8695 | 0.9625 | 50.6618 | 48.5198 | 1.0441 | 60.7942 | 1459.0605 | 76565.8828 | 0 | 0 | 0 | 3.031 | 9.3863e-07 | 0.00032847 | 11.8171
2004-03-28 | 40.457 | 89.1867 | 3 | 0 | 1720 | 36 | 2 | 1 | 1 | 20.2285 | 0.95714 | 50.6618 | 49.7296 | 1.0187 | 60.7942 | 1459.0605 | 76626.6797 | 0 | 0 | 0 | 2.9993 | 1.0097e-06 | 0.00035332 | 11.8272
2004-03-29 | 41.929 | 89.1867 | 3 | 480 | 0 | 36 | 2 | 1 | 1 | 20.9645 | 0.95179 | 53.2146 | 51.8873 | 1.0256 | 63.8575 | 1532.5791 | 76690.5391 | 0 | 0 | 0 | 3.0084 | 9.8874e-07 | 0.000346 | 11.8371
2004-03-30 | 47.46 | 89.1867 | 3 | 480 | 0 | 36 | 3 | 1 | 1 | 15.82 | 0.94643 | 61.9527 | 59.0226 | 1.0496 | 74.3433 | 1784.2386 | 76764.8828 | 0 | 0 | 0 | 3.0377 | 9.2423e-07 | 0.00032343 | 11.8464
2004-03-31 | 39.895 | 89.1867 | 3 | 480 | 0 | 36 | 2 | 1 | 1 | 19.9475 | 0.94107 | 50.6618 | 50.042 | 1.0124 | 60.7942 | 1459.0605 | 76825.6797 | 0 | 0 | 0 | 2.9909 | 1.0294e-06 | 0.00036024 | 11.8566
2004-04-01 | 39.536 | 89.1867 | 3 | 480 | 0 | 36 | 2 | 1 | 1 | 19.768 | 0.93571 | 50.6618 | 49.9291 | 1.0147 | 60.7942 | 1459.0605 | 76886.4766 | 0 | 0 | 0 | 2.9937 | 1.0228e-06 | 0.00035792 | 11.8669
2004-04-02 | 39.504 | 89.1867 | 3 | 282.5 | 0.12 | 36 | 2 | 1 | 1 | 19.752 | 0.93036 | 50.6618 | 50.2289 | 1.0086 | 60.7942 | 1459.0605 | 76947.2734 | 0 | 0 | 0 | 2.9858 | 1.0415e-06 | 0.00036445 | 11.8773
2004-04-03 | 39.844 | 89.1867 | 3 | 480 | 0 | 36 | 2 | 1 | 1 | 19.922 | 0.925 | 53.2146 | 51.0077 | 1.0433 | 63.8575 | 1532.5791 | 77011.1328 | 0 | 0 | 0 | 3.0298 | 9.4123e-07 | 0.00032938 | 11.8867
2004-04-04 | 37.374 | 89.1867 | 3 | 480 | 0 | 36 | 2 | 1 | 1 | 18.687 | 0.91964 | 49.3855 | 48.1737 | 1.0252 | 59.2625 | 1422.3011 | 77070.3984 | 0 | 0 | 0 | 3.0087 | 9.8791e-07 | 0.00034571 | 11.8966
2004-04-05 | 42.238 | 89.1867 | 3 | 480 | 0 | 36 | 2 | 1 | 1 | 21.119 | 0.91429 | 55.7673 | 54.8176 | 1.0173 | 66.9207 | 1606.0975 | 77137.3203 | 0 | 0 | 0 | 2.9978 | 1.013e-06 | 0.0003545 | 11.9067
2004-04-06 | 42.682 | 90.8448 | 3 | 480 | 0 | 36 | 2 | 1 | 1 | 21.341 | 0.90893 | 46.8327 | 45.8311 | 1.0219 | 56.1993 | 1348.7826 | 77193.5234 | 0 | 0 | 0 | 3.0043 | 9.9801e-07 | 0.00034924 | 11.9167
2004-04-07 | 42.457 | 90.8448 | 3 | 0 | 246 | 36 | 2 | 1 | 1 | 21.2285 | 0.90357 | 46.8327 | 45.9049 | 1.0202 | 56.1993 | 1348.7826 | 77249.7266 | 0 | 0 | 0 | 3.0022 | 1.0029e-06 | 0.00035096 | 11.9267
2004-04-08 | 41.715 | 90.8448 | 3 | 480 | 0 | 36 | 2 | 1 | 1 | 20.8575 | 0.89821 | 46.8327 | 45.4157 | 1.0312 | 56.1993 | 1348.7826 | 77305.9297 | 0 | 0 | 0 | 3.0159 | 9.7176e-07 | 0.00034006 | 11.9364
2004-04-09 | 42.187 | 90.8448 | 3 | 480 | 0 | 36 | 2 | 1 | 1 | 21.0935 | 0.89286 | 46.8327 | 46.2495 | 1.0126 | 56.1993 | 1348.7826 | 77362.1328 | 0 | 0 | 0 | 2.9925 | 1.0257e-06 | 0.00035892 | 11.9467
2004-04-10 | 42.634 | 90.8448 | 3 | 480 | 0 | 36 | 2 | 1 | 1 | 21.317 | 0.8875 | 48.1091 | 47.0661 | 1.0222 | 57.7309 | 1385.5419 | 77419.8672 | 0 | 0 | 0 | 3.001 | 1.0056e-06 | 0.00035189 | 11.9568
2004-04-11 | 45.006 | 90.8448 | 3 | 89.8 | 0.67667 | 36 | 2 | 1 | 1 | 22.503 | 0.88214 | 51.9382 | 50.0332 | 1.0381 | 62.3258 | 1495.8198 | 77482.1953 | 0 | 0 | 0 | 3.0247 | 9.5238e-07 | 0.00033328 | 11.9663
2004-04-12 | 41.907 | 90.8448 | 3 | 480 | 0 | 36 | 2 | 1 | 1 | 20.9535 | 0.87679 | 48.1091 | 46.9159 | 1.0254 | 57.7309 | 1385.5419 | 77539.9297 | 0 | 0 | 0 | 3.0049 | 9.9668e-07 | 0.00034878 | 11.9762
2004-04-13 | 42.109 | 85.8025 | 3 | 480 | 0 | 36 | 3 | 1 | 1 | 14.0363 | 0.87143 | 83.6509 | 82.7514 | 1.0109 | 100.3811 | 2409.1462 | 77640.3125 | 0 | 0 | 0 | 2.989 | 1.0339e-06 | 0.00036179 | 11.9866
2004-04-14 | 40.722 | 85.8025 | 3 | 480 | 0 | 36 | 3 | 1 | 1 | 13.574 | 0.86607 | 82.3745 | 80.5909 | 1.0221 | 98.8495 | 2372.3872 | 77739.1641 | 0 | 0 | 0 | 3.0027 | 1.0018e-06 | 0.00035055 | 11.9966
2004-04-15 | 38.91 | 85.8025 | 3 | 480 | 0 | 36 | 2 | 1 | 1 | 19.455 | 0.86071 | 80.0182 | 78.0333 | 1.0254 | 96.0218 | 2304.5239 | 77835.1875 | 0 | 0 | 0 | 3.0085 | 9.8851e-07 | 0.00034592 | 12.0065
2004-04-16 | 39.332 | 85.8025 | 3 | 480 | 0 | 36 | 2 | 1 | 1 | 19.666 | 0.85536 | 80.0182 | 79.4434 | 1.0072 | 96.0218 | 2304.5239 | 77931.2109 | 0 | 0 | 0 | 2.9854 | 1.0426e-06 | 0.00036483 | 12.0169
2004-04-17 | 40.222 | 85.8025 | 3 | 0 | 1298 | 36 | 2 | 1 | 1 | 20.111 | 1 | 71.0836 | 69.5505 | 1.022 | 85.3004 | 2047.2089 | 78016.5078 | 0 | 0 | 0 | 3.0046 | 9.9744e-07 | 0.00034904 | 12.0269
2004-04-18 | 40.192 | 85.8025 | 3 | 480 | 0 | 36 | 2 | 1 | 1 | 20.096 | 0.99464 | 71.0836 | 69.933 | 1.0165 | 85.3004 | 2047.2089 | 78101.8047 | 0 | 0 | 0 | 2.9975 | 1.0139e-06 | 0.00035478 | 12.037
2004-04-19 | 39.775 | 85.8025 | 3 | 362.6 | 0.016667 | 36 | 2 | 1 | 1 | 19.8875 | 0.98929 | 71.0836 | 69.6413 | 1.0207 | 85.3004 | 2047.2089 | 78187.1016 | 0 | 0 | 0 | 3.0028 | 1.0014e-06 | 0.00035044 | 12.047
2004-04-20 | 41.292 | 85.8025 | 3 | 480 | 0 | 36 | 2 | 1 | 1 | 20.646 | 0.98393 | 74.9127 | 72.7521 | 1.0297 | 89.8953 | 2157.4868 | 78277 | 0 | 0 | 0 | 3.013 | 9.7831e-07 | 0.00034235 | 12.0568
2004-04-21 | 40.214 | 85.8025 | 3 | 480 | 0 | 36 | 2 | 1 | 1 | 20.107 | 0.97857 | 72.36 | 71.2999 | 1.0149 | 86.832 | 2083.968 | 78363.8281 | 0 | 0 | 0 | 2.9939 | 1.0223e-06 | 0.00035775 | 12.067
2004-04-22 | 41.619 | 85.8025 | 3 | 480 | 0 | 36 | 2 | 1 | 1 | 20.8095 | 0.97321 | 74.9127 | 74.2581 | 1.0088 | 89.8953 | 2157.4868 | 78453.7266 | 0 | 0 | 0 | 2.9865 | 1.0399e-06 | 0.00036389 | 12.0774
2004-04-23 | 44.697 | 85.8025 | 3 | 480 | 0 | 36 | 3 | 1 | 1 | 14.899 | 0.96786 | 81.0982 | 79.5838 | 1.019 | 97.3178 | 2335.6279 | 78551.0469 | 0 | 0 | 0 | 3.0004 | 1.0071e-06 | 0.00035243 | 12.0875
2004-04-24 | 44.597 | 85.8025 | 3 | 403.1 | 0.021667 | 36 | 3 | 1 | 1 | 14.8657 | 0.9625 | 81.0982 | 79.9119 | 1.0148 | 97.3178 | 2335.6279 | 78648.3672 | 0 | 0 | 0 | 2.9951 | 1.0195e-06 | 0.00035677 | 12.0977
2004-04-25 | 46.333 | 85.8025 | 3 | 480 | 0 | 36 | 3 | 1 | 1 | 15.4443 | 0.95714 | 84.9273 | 83.5538 | 1.0164 | 101.9127 | 2445.9058 | 78750.2812 | 0 | 0 | 0 | 2.9971 | 1.0146e-06 | 0.00035506 | 12.1079
2004-04-26 | 39.1 | 85.8025 | 3 | 392.3 | 0.018333 | 36 | 2 | 1 | 1 | 19.55 | 0.95179 | 72.36 | 71.5631 | 1.0111 | 86.832 | 2083.968 | 78837.1094 | 0 | 0 | 0 | 2.9888 | 1.0344e-06 | 0.00036199 | 12.1182
2004-04-27 | 35.566 | 85.8025 | 3 | 480 | 0 | 36 | 2 | 1 | 1 | 17.783 | 0.94643 | 65.9782 | 65.5145 | 1.0071 | 79.1738 | 1900.1716 | 78916.2812 | 0 | 0 | 0 | 2.9848 | 1.0439e-06 | 0.0003653 | 12.1286
2004-04-28 | 35.656 | 85.8025 | 3 | 118.6 | 3.656 | 36 | 2 | 1 | 1 | 17.828 | 0.94107 | 68.5309 | 66.1053 | 1.0367 | 82.2371 | 1973.6902 | 78998.5156 | 0 | 0 | 0 | 3.0223 | 9.5762e-07 | 0.00033511 | 12.1382
2004-04-29 | 38.584 | 85.8025 | 3 | 480 | 0 | 36 | 2 | 1 | 1 | 19.292 | 0.93571 | 73.6364 | 71.9983 | 1.0228 | 88.3636 | 2120.7273 | 79086.8828 | 0 | 0 | 0 | 3.0052 | 9.96e-07 | 0.00034854 | 12.1482
2004-04-30 | 38.537 | 85.8025 | 3 | 480 | 0 | 36 | 2 | 1 | 1 | 19.2685 | 0.93036 | 73.6364 | 72.3795 | 1.0174 | 88.3636 | 2120.7273 | 79175.25 | 0 | 0 | 0 | 2.9984 | 1.0118e-06 | 0.00035406 | 12.1583
2004-05-01 | 37.985 | 85.8025 | 3 | 480 | 0 | 36 | 2 | 1 | 1 | 18.9925 | 0.925 | 73.6364 | 71.8098 | 1.0254 | 88.3636 | 2120.7273 | 79263.6172 | 0 | 0 | 0 | 3.0085 | 9.8845e-07 | 0.0003459 | 12.1682
2004-05-02 | 37.625 | 85.8025 | 3 | 410.5 | 0.056667 | 36 | 2 | 1 | 1 | 18.8125 | 0.91964 | 73.6364 | 71.5968 | 1.0285 | 88.3636 | 2120.7273 | 79351.9844 | 0 | 0 | 0 | 3.0123 | 9.7988e-07 | 0.0003429 | 12.178
2004-05-03 | 34.357 | 85.8025 | 3 | 0 | 24.25 | 36 | 2 | 1 | 1 | 17.1785 | 0.91429 | 65.9782 | 65.8096 | 1.0026 | 79.1738 | 1900.1716 | 79431.1562 | 0 | 0 | 0 | 2.9787 | 1.0587e-06 | 0.00037047 | 12.1886
2004-05-04 | 32.516 | 85.8025 | 3 | 389.7 | 0.02 | 36 | 2 | 1 | 1 | 16.258 | 0.90893 | 63.4255 | 62.696 | 1.0116 | 76.1105 | 1826.6532 | 79507.2656 | 0 | 0 | 0 | 2.9899 | 1.0316e-06 | 0.000361 | 12.1989
2004-05-05 | 31.052 | 85.8025 | 3 | 480 | 0 | 36 | 2 | 1 | 1 | 15.526 | 0.90357 | 60.8727 | 60.2718 | 1.01 | 73.0473 | 1753.1348 | 79580.3125 | 0 | 0 | 0 | 2.9873 | 1.0379e-06 | 0.0003632 | 12.2093
2004-05-06 | 31.663 | 85.8025 | 3 | 480 | 0 | 36 | 2 | 1 | 1 | 15.8315 | 0.89821 | 63.4255 | 61.8686 | 1.0252 | 76.1105 | 1826.6532 | 79656.4219 | 0 | 0 | 0 | 3.0069 | 9.9201e-07 | 0.00034714 | 12.2192
2004-05-07 | 30.658 | 85.8025 | 3 | 0 | 1004.29 | 36 | 2 | 1 | 1 | 15.329 | 0.89286 | 62.1491 | 60.3071 | 1.0305 | 74.5789 | 1789.8938 | 79731 | 0 | 0 | 0 | 3.015 | 9.7371e-07 | 0.00034074 | 12.2289
2004-05-08 | 31.651 | 85.8025 | 3 | 480 | 0 | 36 | 2 | 1 | 1 | 15.8255 | 0.8875 | 63.4255 | 62.6803 | 1.0119 | 76.1105 | 1826.6532 | 79807.1094 | 0 | 0 | 0 | 2.9901 | 1.0314e-06 | 0.00036091 | 12.2392
2004-05-09 | 30.794 | 85.8025 | 3 | 480 | 0 | 36 | 2 | 1 | 1 | 15.397 | 0.88214 | 62.1491 | 61.3963 | 1.0123 | 74.5789 | 1789.8938 | 79881.6875 | 0 | 0 | 0 | 2.992 | 1.0268e-06 | 0.00035931 | 12.2495
2004-05-10 | 31.647 | 85.8025 | 3 | 480 | 0 | 36 | 2 | 1 | 1 | 15.8235 | 0.87679 | 64.7018 | 63.5265 | 1.0185 | 77.6422 | 1863.4126 | 79959.3281 | 0 | 0 | 0 | 2.9999 | 1.0082e-06 | 0.0003528 | 12.2596
2004-05-11 | 33.133 | 85.8025 | 3 | 0 | 34.07 | 36 | 2 | 1 | 1 | 16.5665 | 0.87143 | 68.5309 | 66.9642 | 1.0234 | 82.2371 | 1973.6902 | 80041.5625 | 0 | 0 | 0 | 3.0052 | 9.9606e-07 | 0.00034856 | 12.2695
2004-05-12 | 37.015 | 85.8025 | 3 | 480 | 0 | 36 | 2 | 1 | 1 | 18.5075 | 0.86607 | 76.1891 | 75.3239 | 1.0115 | 91.4269 | 2194.2461 | 80132.9922 | 0 | 0 | 0 | 2.9907 | 1.0299e-06 | 0.00036039 | 12.2798
2004-05-13 | 27.151 | 85.8025 | 3 | 480 | 0 | 36 | 2 | 1 | 1 | 13.5755 | 0.86071 | 57.0436 | 55.6325 | 1.0254 | 68.4524 | 1642.8567 | 80201.4453 | 0 | 0 | 0 | 3.0082 | 9.8917e-07 | 0.00034615 | 12.2897
2004-05-14 | 28.417 | 85.8025 | 3 | 480 | 0 | 36 | 2 | 1 | 1 | 14.2085 | 0.85536 | 59.5964 | 58.6304 | 1.0165 | 71.5156 | 1716.3754 | 80272.9609 | 0 | 0 | 0 | 2.9971 | 1.0147e-06 | 0.00035508 | 12.2999
2004-05-15 | 26.274 | 85.8025 | 3 | 480 | 0 | 36 | 2 | 1 | 1 | 13.137 | 1 | 48.1091 | 46.3988 | 1.0369 | 57.7309 | 1385.5419 | 80330.6953 | 0 | 0 | 0 | 3.0228 | 9.5642e-07 | 0.00033469 | 12.3094
2004-05-16 | 29.087 | 85.8025 | 3 | 480 | 0 | 36 | 2 | 1 | 1 | 14.5435 | 0.99464 | 51.9382 | 51.6771 | 1.0051 | 62.3258 | 1495.8198 | 80393.0234 | 0 | 0 | 0 | 2.9817 | 1.0513e-06 | 0.0003679 | 12.32
2004-05-17 | 28.627 | 85.8025 | 3 | 480 | 0 | 36 | 2 | 1 | 1 | 14.3135 | 0.98929 | 51.9382 | 51.1687 | 1.015 | 62.3258 | 1495.8198 | 80455.3516 | 0 | 0 | 0 | 2.9945 | 1.021e-06 | 0.00035727 | 12.3302
2004-05-18 | 30.132 | 96.8501 | 3 | 480 | 0 | 36 | 2 | 1 | 1 | 15.066 | 0.98393 | 30.24 | 15.0769 | 2.0057 | 36.288 | 870.912 | 80491.6406 | 0 | 0 | 0 | 3.7299 | 1.8775e-07 | 6.5711e-05 | 12.332
2004-05-19 | 32.847 | 96.8501 | 3 | 480 | 0 | 36 | 2 | 1 | 1 | 16.4235 | 0.97857 | 30.24 | 16.5359 | 1.8287 | 36.288 | 870.912 | 80527.9297 | 0 | 0 | 0 | 3.6471 | 2.272e-07 | 7.9515e-05 | 12.3343
2004-05-20 | 32.625 | 96.8501 | 3 | 480 | 0 | 36 | 2 | 1 | 1 | 16.3125 | 0.97321 | 30.24 | 16.5251 | 1.8299 | 36.288 | 870.912 | 80564.2188 | 0 | 0 | 0 | 3.6477 | 2.2685e-07 | 7.9396e-05 | 12.3366
2004-05-21 | 37.148 | 96.8501 | 3 | 367.2 | 0.17667 | 36 | 2 | 1 | 1 | 18.574 | 0.96786 | 30.24 | 18.9322 | 1.5973 | 36.288 | 870.912 | 80600.5078 | 0 | 0 | 0 | 3.5153 | 3.0773e-07 | 0.0001077 | 12.3397
2004-05-22 | 42.622 | 96.8501 | 3 | 480 | 0 | 36 | 2 | 1 | 1 | 21.311 | 0.9625 | 30.24 | 21.8566 | 1.3836 | 36.288 | 870.912 | 80636.7969 | 0 | 0 | 0 | 3.3619 | 4.3806e-07 | 0.00015331 | 12.344
2004-05-23 | 42.521 | 96.8501 | 3 | 480 | 0 | 36 | 2 | 1 | 1 | 21.2605 | 0.95714 | 30.24 | 21.9406 | 1.3783 | 36.288 | 870.912 | 80673.0859 | 0 | 0 | 0 | 3.3577 | 4.4234e-07 | 0.00015481 | 12.3485
2004-05-24 | 42.881 | 96.8501 | 3 | 480 | 0 | 36 | 2 | 1 | 1 | 21.4405 | 0.95179 | 30.24 | 22.2646 | 1.3582 | 36.288 | 870.912 | 80709.375 | 0 | 0 | 0 | 3.3413 | 4.5936e-07 | 0.00016076 | 12.3531
2004-05-25 | 43.037 | 96.8501 | 3 | 480 | 0 | 36 | 2 | 1 | 1 | 21.5185 | 0.94643 | 30.24 | 22.4859 | 1.3448 | 36.288 | 870.912 | 80745.6641 | 0 | 0 | 0 | 3.3302 | 4.7127e-07 | 0.00016493 | 12.3578
2004-05-26 | 42.215 | 96.8501 | 3 | 480 | 0 | 36 | 2 | 1 | 1 | 21.1075 | 0.94107 | 30.24 | 22.1955 | 1.3624 | 36.288 | 870.912 | 80781.9531 | 0 | 0 | 0 | 3.3449 | 4.5555e-07 | 0.00015943 | 12.3623
2004-05-27 | 43.972 | 96.8501 | 3 | 480 | 0 | 36 | 2 | 1 | 1 | 21.986 | 0.93571 | 30.24 | 23.2657 | 1.2998 | 36.288 | 870.912 | 80818.2422 | 0 | 0 | 0 | 3.2913 | 5.1541e-07 | 0.00018038 | 12.3675
2004-05-28 | 42.645 | 96.8501 | 3 | 480 | 0 | 36 | 2 | 1 | 1 | 21.3225 | 0.93036 | 30.24 | 22.7072 | 1.3317 | 36.288 | 870.912 | 80854.5312 | 0 | 0 | 0 | 3.3192 | 4.8331e-07 | 0.00016915 | 12.3723
2004-05-29 | 42.097 | 96.8501 | 3 | 480 | 0 | 36 | 2 | 1 | 1 | 21.0485 | 0.925 | 30.24 | 22.5587 | 1.3405 | 36.288 | 870.912 | 80890.8203 | 0 | 0 | 0 | 3.3267 | 4.7502e-07 | 0.00016624 | 12.3771
2004-05-30 | 44.951 | 96.8501 | 3 | 480 | 0 | 36 | 2 | 1 | 1 | 22.4755 | 0.91964 | 30.24 | 24.2427 | 1.2474 | 36.288 | 870.912 | 80927.1094 | 0 | 0 | 0 | 3.2435 | 5.7544e-07 | 0.00020138 | 12.3828
2004-05-31 | 44.123 | 96.8501 | 3 | 480 | 0 | 36 | 2 | 1 | 1 | 22.0615 | 0.91429 | 30.24 | 23.9497 | 1.2626 | 36.288 | 870.912 | 80963.3984 | 0 | 0 | 0 | 3.2578 | 5.5673e-07 | 0.00019483 | 12.3884
2004-06-01 | 44.023 | 96.8501 | 3 | 480 | 0 | 36 | 2 | 1 | 1 | 22.0115 | 0.90893 | 30.24 | 24.0503 | 1.2574 | 36.288 | 870.912 | 80999.6875 | 0 | 0 | 0 | 3.253 | 5.63e-07 | 0.00019703 | 12.394
2004-06-02 | 39.13 | 96.8501 | 3 | 0 | 1308 | 36 | 2 | 1 | 1 | 19.565 | 0.90357 | 30.24 | 21.5164 | 1.4054 | 36.288 | 870.912 | 81035.9766 | 0 | 0 | 0 | 3.3799 | 4.2027e-07 | 0.00014709 | 12.3982
2004-06-03 | 44.998 | 96.8501 | 3 | 185.6 | 1.235 | 36 | 2 | 1 | 1 | 22.499 | 0.89821 | 30.24 | 24.905 | 1.2142 | 36.288 | 870.912 | 81072.2656 | 0 | 0 | 0 | 3.2117 | 6.1914e-07 | 0.00021667 | 12.4044
2004-06-04 | 44.969 | 96.8501 | 3 | 410.8 | 0.033333 | 36 | 2 | 1 | 1 | 22.4845 | 0.89286 | 30.24 | 25.0526 | 1.2071 | 36.288 | 870.912 | 81108.5547 | 0 | 0 | 0 | 3.2047 | 6.2923e-07 | 0.00022021 | 12.4107
2004-06-05 | 44.353 | 96.8501 | 3 | 480 | 0 | 36 | 2 | 1 | 1 | 22.1765 | 0.8875 | 30.24 | 24.8727 | 1.2158 | 36.288 | 870.912 | 81144.8438 | 0 | 0 | 0 | 3.2133 | 6.1678e-07 | 0.00021585 | 12.4169
2004-06-06 | 44.208 | 96.8501 | 3 | 405.8 | 0.016667 | 36 | 2 | 1 | 1 | 22.104 | 0.88214 | 30.24 | 24.956 | 1.2117 | 36.288 | 870.912 | 81181.1328 | 0 | 0 | 0 | 3.2094 | 6.2241e-07 | 0.00021782 | 12.4231
2004-06-07 | 42.697 | 96.8501 | 3 | 480 | 0 | 36 | 2 | 1 | 1 | 21.3485 | 0.87679 | 30.24 | 24.2639 | 1.2463 | 36.288 | 870.912 | 81217.4219 | 0 | 0 | 0 | 3.2429 | 5.7624e-07 | 0.00020166 | 12.4289
2004-06-08 | 43.542 | 96.8501 | 3 | 480 | 0 | 36 | 2 | 1 | 1 | 21.771 | 0.87143 | 30.24 | 24.9101 | 1.214 | 36.288 | 870.912 | 81253.7109 | 0 | 0 | 0 | 3.2117 | 6.1912e-07 | 0.00021667 | 12.435
2004-06-09 | 45.328 | 96.8501 | 3 | 416.2 | 0.01 | 36 | 2 | 1 | 1 | 22.664 | 0.86607 | 30.24 | 26.1067 | 1.1583 | 36.288 | 870.912 | 81290 | 0 | 0 | 0 | 3.155 | 7.0544e-07 | 0.00024687 | 12.4421
2004-06-10 | 43.812 | 96.8501 | 3 | 480 | 0 | 36 | 2 | 1 | 1 | 21.906 | 0.86071 | 30.24 | 25.4046 | 1.1903 | 36.288 | 870.912 | 81326.2891 | 0 | 0 | 0 | 3.1882 | 6.5356e-07 | 0.00022872 | 12.4486
2004-06-11 | 45.193 | 96.8501 | 3 | 480 | 0 | 36 | 2 | 1 | 1 | 22.5965 | 0.85536 | 30.24 | 26.3839 | 1.1462 | 36.288 | 870.912 | 81362.5781 | 0 | 0 | 0 | 3.1422 | 7.2662e-07 | 0.00025428 | 12.4559
2004-06-12 | 44.903 | 96.8501 | 3 | 413.6 | 0.046667 | 36 | 2 | 1 | 1 | 22.4515 | 1 | 30.24 | 22.435 | 1.3479 | 36.288 | 870.912 | 81398.8672 | 0 | 0 | 0 | 3.3337 | 4.6753e-07 | 0.00016362 | 12.4606
2004-06-13 | 44.567 | 96.8501 | 3 | 480 | 0 | 36 | 2 | 1 | 1 | 22.2835 | 0.99464 | 30.24 | 22.3992 | 1.35 | 36.288 | 870.912 | 81435.1562 | 0 | 0 | 0 | 3.3355 | 4.6554e-07 | 0.00016293 | 12.4652
2004-06-14 | 44.453 | 96.8501 | 3 | 480 | 0 | 36 | 2 | 1 | 1 | 22.2265 | 0.98929 | 30.24 | 22.4749 | 1.3455 | 36.288 | 870.912 | 81471.4453 | 0 | 0 | 0 | 3.3317 | 4.6961e-07 | 0.00016435 | 12.4699
2004-06-15 | 42.621 | 96.8501 | 3 | 480 | 0 | 36 | 2 | 1 | 1 | 21.3105 | 0.98393 | 30.24 | 21.6776 | 1.395 | 36.288 | 870.912 | 81507.7344 | 0 | 0 | 0 | 3.3722 | 4.2778e-07 | 0.00014971 | 12.4742
2004-06-16 | 44.468 | 96.8501 | 3 | 480 | 0 | 36 | 2 | 1 | 1 | 22.234 | 0.97857 | 30.24 | 22.7529 | 1.3291 | 36.288 | 870.912 | 81544.0234 | 0 | 0 | 0 | 3.3178 | 4.8485e-07 | 0.00016968 | 12.4791
2004-06-17 | 44.315 | 96.8501 | 3 | 195.7 | 0.25333 | 36 | 2 | 1 | 1 | 22.1575 | 0.97321 | 30.24 | 22.8114 | 1.3257 | 36.288 | 870.912 | 81580.3125 | 0 | 0 | 0 | 3.315 | 4.8809e-07 | 0.00017082 | 12.4839
2004-06-18 | 43.047 | 96.8501 | 3 | 480 | 0 | 36 | 2 | 1 | 1 | 21.5235 | 0.96786 | 30.24 | 22.293 | 1.3565 | 36.288 | 870.912 | 81616.6016 | 0 | 0 | 0 | 3.3411 | 4.5961e-07 | 0.00016085 | 12.4885
2004-06-19 | 42.883 | 96.8501 | 3 | 480 | 0 | 36 | 2 | 1 | 1 | 21.4415 | 0.9625 | 30.24 | 22.3433 | 1.3534 | 36.288 | 870.912 | 81652.8906 | 0 | 0 | 0 | 3.3386 | 4.6227e-07 | 0.00016178 | 12.4932
2004-06-20 | 43.836 | 96.8501 | 3 | 480 | 0 | 36 | 2 | 1 | 1 | 21.918 | 0.95714 | 30.24 | 22.9796 | 1.316 | 36.288 | 870.912 | 81689.1797 | 0 | 0 | 0 | 3.3067 | 4.9749e-07 | 0.0001741 | 12.4981
2004-06-21 | 44.928 | 96.8501 | 3 | 480 | 0 | 36 | 2 | 1 | 1 | 22.464 | 0.95179 | 30.24 | 23.6968 | 1.2761 | 36.288 | 870.912 | 81725.4688 | 0 | 0 | 0 | 3.2712 | 5.3982e-07 | 0.00018892 | 12.5035
2004-06-22 | 44.977 | 96.8501 | 3 | 91.4 | 1.115 | 36 | 2 | 1 | 1 | 22.4885 | 0.94643 | 30.24 | 23.8691 | 1.2669 | 36.288 | 870.912 | 81761.7578 | 0 | 0 | 0 | 3.2628 | 5.5038e-07 | 0.00019262 | 12.509
2004-06-23 | 44.591 | 96.8501 | 3 | 480 | 0 | 36 | 2 | 1 | 1 | 22.2955 | 0.94107 | 30.24 | 23.811 | 1.27 | 36.288 | 870.912 | 81798.0469 | 0 | 0 | 0 | 3.2657 | 5.4674e-07 | 0.00019134 | 12.5145
2004-06-24 | 43.988 | 96.8501 | 3 | 480 | 0 | 36 | 2 | 1 | 1 | 21.994 | 0.93571 | 30.24 | 23.6355 | 1.2794 | 36.288 | 870.912 | 81834.3359 | 0 | 0 | 0 | 3.2743 | 5.3594e-07 | 0.00018756 | 12.5199
2004-06-25 | 45.511 | 96.8501 | 3 | 183.8 | 9.614 | 36 | 2 | 1 | 1 | 22.7555 | 0.93036 | 30.24 | 24.607 | 1.2289 | 36.288 | 870.912 | 81870.625 | 0 | 0 | 0 | 3.227 | 5.9763e-07 | 0.00020915 | 12.5258
2004-06-26 | 43.815 | 96.8501 | 3 | 480 | 0 | 36 | 2 | 1 | 1 | 21.9075 | 0.925 | 30.24 | 23.8391 | 1.2685 | 36.288 | 870.912 | 81906.9141 | 0 | 0 | 0 | 3.2644 | 5.4833e-07 | 0.0001919 | 12.5313
2004-06-27 | 40.914 | 96.8501 | 3 | 480 | 0 | 36 | 2 | 1 | 1 | 20.457 | 0.91964 | 30.24 | 22.4015 | 1.3499 | 36.288 | 870.912 | 81943.2031 | 0 | 0 | 0 | 3.3359 | 4.6509e-07 | 0.00016277 | 12.536
2004-06-28 | 43.394 | 96.8501 | 3 | 480 | 0 | 36 | 2 | 1 | 1 | 21.697 | 0.91429 | 30.24 | 23.9104 | 1.2647 | 36.288 | 870.912 | 81979.4922 | 0 | 0 | 0 | 3.261 | 5.5266e-07 | 0.00019341 | 12.5415
2004-06-29 | 41.918 | 96.8501 | 3 | 480 | 0 | 36 | 2 | 1 | 1 | 20.959 | 0.90893 | 30.24 | 23.2446 | 1.3009 | 36.288 | 870.912 | 82015.7812 | 0 | 0 | 0 | 3.2938 | 5.1242e-07 | 0.00017933 | 12.5466
2004-06-30 | 42.601 | 96.8501 | 3 | 338.7 | 0.17167 | 36 | 2 | 1 | 1 | 21.3005 | 0.90357 | 30.24 | 23.7751 | 1.2719 | 36.288 | 870.912 | 82052.0703 | 0 | 0 | 0 | 3.2677 | 5.442e-07 | 0.00019045 | 12.5521
2004-07-01 | 41.479 | 96.8501 | 3 | 480 | 0 | 36 | 2 | 1 | 1 | 20.7395 | 0.89821 | 30.24 | 23.2983 | 1.298 | 36.288 | 870.912 | 82088.3594 | 0 | 0 | 0 | 3.2912 | 5.1548e-07 | 0.0001804 | 12.5572
2004-07-02 | 41.097 | 96.8501 | 3 | 480 | 0 | 36 | 2 | 1 | 1 | 20.5485 | 0.89286 | 30.24 | 23.2334 | 1.3016 | 36.288 | 870.912 | 82124.6484 | 0 | 0 | 0 | 3.2945 | 5.1164e-07 | 0.00017906 | 12.5623
2004-07-03 | 42.091 | 96.8501 | 3 | 415.6 | 0.0083333 | 36 | 2 | 1 | 1 | 21.0455 | 0.8875 | 30.24 | 23.9505 | 1.2626 | 36.288 | 870.912 | 82160.9375 | 0 | 0 | 0 | 3.2592 | 5.5494e-07 | 0.00019421 | 12.5679
2004-07-04 | 35.631 | 96.8501 | 3 | 480 | 0 | 36 | 2 | 1 | 1 | 17.8155 | 0.88214 | 30.24 | 20.4075 | 1.4818 | 36.288 | 870.912 | 82197.2266 | 0 | 0 | 0 | 3.4386 | 3.6715e-07 | 0.00012849 | 12.5716
2004-07-05 | 43.464 | 96.8501 | 3 | 480 | 0 | 36 | 2 | 1 | 1 | 21.732 | 0.87679 | 30.24 | 25.0579 | 1.2068 | 36.288 | 870.912 | 82233.5156 | 0 | 0 | 0 | 3.2057 | 6.2766e-07 | 0.00021966 | 12.5778
2004-07-06 | 42.103 | 91.6431 | 3 | 480 | 0 | 36 | 2 | 1 | 1 | 21.0515 | 0.87143 | 45.5564 | 45.334 | 1.0049 | 54.6676 | 1312.0234 | 82288.1797 | 0 | 0 | 0 | 2.9818 | 1.0512e-06 | 0.00036785 | 12.5883
2004-07-07 | 45.519 | 91.6431 | 3 | 480 | 0 | 36 | 2 | 1 | 1 | 22.7595 | 0.86607 | 50.6618 | 49.3385 | 1.0268 | 60.7942 | 1459.0605 | 82348.9766 | 0 | 0 | 0 | 3.0099 | 9.8528e-07 | 0.00034479 | 12.5982
2004-07-08 | 41.495 | 91.6431 | 3 | 263.9 | 0.15167 | 36 | 2 | 1 | 1 | 20.7475 | 0.86071 | 45.5564 | 45.278 | 1.0061 | 54.6676 | 1312.0234 | 82403.6406 | 0 | 0 | 0 | 2.9833 | 1.0474e-06 | 0.00036652 | 12.6087
2004-07-09 | 43.767 | 91.6431 | 3 | 183 | 73 | 36 | 2 | 1 | 1 | 21.8835 | 0.85536 | 49.3855 | 48.0786 | 1.0272 | 59.2625 | 1422.3011 | 82462.9062 | 0 | 0 | 0 | 3.0071 | 9.9176e-07 | 0.00034706 | 12.6186
2004-07-10 | 40.334 | 91.6431 | 3 | 403.4 | 0.07 | 36 | 2 | 1 | 1 | 20.167 | 1 | 39.1745 | 37.9162 | 1.0332 | 47.0095 | 1128.2269 | 82509.9141 | 0 | 0 | 0 | 3.0177 | 9.6772e-07 | 0.00033865 | 12.6283
2004-07-11 | 43.74 | 91.6431 | 3 | 480 | 0 | 36 | 2 | 1 | 1 | 21.87 | 0.99464 | 43.0036 | 41.3585 | 1.0398 | 51.6044 | 1238.5046 | 82561.5156 | 0 | 0 | 0 | 3.0253 | 9.5102e-07 | 0.0003328 | 12.6378
2004-07-12 | 42.564 | 91.6431 | 3 | 480 | 0 | 36 | 2 | 1 | 1 | 21.282 | 0.98929 | 41.7273 | 40.483 | 1.0307 | 50.0727 | 1201.7455 | 82611.5859 | 0 | 0 | 0 | 3.0146 | 9.7476e-07 | 0.00034111 | 12.6475
2004-07-13 | 45.076 | 92.406 | 3 | 480 | 0 | 36 | 2 | 1 | 1 | 22.538 | 0.98393 | 40.4509 | 39.0871 | 1.0349 | 48.5411 | 1164.9862 | 82660.125 | 0 | 0 | 0 | 3.0188 | 9.6529e-07 | 0.00033779 | 12.6572
2004-07-14 | 44.259 | 92.406 | 3 | 480 | 0 | 36 | 2 | 1 | 1 | 22.1295 | 0.97857 | 40.4509 | 38.6062 | 1.0478 | 48.5411 | 1164.9862 | 82708.6641 | 0 | 0 | 0 | 3.0346 | 9.3084e-07 | 0.00032574 | 12.6665
2004-07-15 | 42.491 | 92.406 | 3 | 480 | 0 | 36 | 2 | 1 | 1 | 21.2455 | 0.97321 | 37.8982 | 37.2849 | 1.0164 | 45.4778 | 1091.4677 | 82754.1406 | 0 | 0 | 0 | 2.9951 | 1.0195e-06 | 0.00035675 | 12.6767
2004-07-16 | 45.769 | 92.406 | 3 | 480 | 0 | 36 | 2 | 1 | 1 | 22.8845 | 0.96786 | 41.7273 | 40.4017 | 1.0328 | 50.0727 | 1201.7455 | 82804.2109 | 0 | 0 | 0 | 3.0172 | 9.6894e-07 | 0.00033907 | 12.6864
2004-07-17 | 42.485 | 92.406 | 3 | 414.9 | 0.066667 | 36 | 2 | 1 | 1 | 21.2425 | 0.9625 | 39.1745 | 37.7284 | 1.0383 | 47.0095 | 1128.2269 | 82851.2188 | 0 | 0 | 0 | 3.0241 | 9.536e-07 | 0.0003337 | 12.6959
2004-07-18 | 42.922 | 92.406 | 3 | 480 | 0 | 36 | 2 | 1 | 1 | 21.461 | 0.95714 | 39.1745 | 38.3469 | 1.0216 | 47.0095 | 1128.2269 | 82898.2266 | 0 | 0 | 0 | 3.0033 | 1.0005e-06 | 0.0003501 | 12.7059
2004-07-19 | 44.393 | 92.406 | 3 | 480 | 0 | 36 | 2 | 1 | 1 | 22.1965 | 0.95179 | 40.4509 | 39.902 | 1.0138 | 48.5411 | 1164.9862 | 82946.7656 | 0 | 0 | 0 | 2.9921 | 1.0264e-06 | 0.00035917 | 12.7162
Note on C14: Example. Enter 95% as "95" as opposed to "0.95"

## REDMODEL
UV SYSTEM SENSOR AND DOSE MODEL
Product ID | Model ID | Location | Drinking Water - MP - Case 1 |  |  | Drinking Water - MP - Case 2 |  |  | Drinking Water - LPHO - Full Pacing - Case 3 |  |  | Drinking Water - LPHO - Flow and UVT Pacing - Case 3 |  |  | Drinking Water - LPHO - Flow Pacing - Case 3 |  |  | Drinking Water - LPHO - No Dose Pacing - Case 3 |  |  | Drinking Water - LPHO - Full Dose Pacing - Case 4 |  |  | Wastewater - Ideal |  |  | Wastewater - Flow pacing |  |  | Wastewater - Flow & lamp pacing |  |  | Wright et al, 2005
Drinking Water - MP - Case 1 | 1 | G | [6 empty] | 10 bank reactor of 12 lamps per bank |  |  | 10 bank reactor of 12 lamps per bank |  |  | 10 bank reactor of 12 lamps per bank |  |  | 10 bank reactor of 12 lamps per bank |  |  | One bank reactor of 10 x 12 lamps
Drinking Water - MP - Case 2 | 2 | K | Target RED/Reactor | mJ/cm2 | 36 | Target RED/Reactor | mJ/cm2 | 36 | Target RED/Reactor | mJ/cm2 | 36 | Target RED/Reactor | mJ/cm2 | 36 | Target RED/Reactor | mJ/cm2 | 36 | Target RED/Reactor | mJ/cm2 | 36 | Target RED/Reactor | mJ/cm2 | 36 | Target RED/Reactor | mJ/cm2 | 4.1 | Target RED/Reactor | mJ/cm2 | 11 | Target RED/Reactor | mJ/cm2 | 11 | Target RED/Reactor | mJ/cm2 | 23.6
Drinking Water - LPHO - Full Pacing - Case 3 | 3 | O | Flow/Reactor | mgd | 22.1965 | Flow/Reactor | mgd | 22.1965 | Flow/Reactor | mgd | 21.0545 | Flow/Reactor | mgd | 22.1965 | Flow/Reactor | mgd | 21.0545 | Flow/Reactor | mgd | 14.7977 | Flow/Reactor | mgd | 22.1965 | Flow/Reactor | mgd | 17.494 | Flow/Reactor | mgd | 8.8786 | Flow/Reactor | mgd | 8.8786 | Flow/Reactor | mgd | 10
Drinking Water - LPHO - Flow and UVT Pacing - Case 3 | 4 | S | UVT | % | 92.406 | UVT | % | 92.406 | UVT | % | 85.8 | UVT | % | 85.8 | UVT | % | 85.8025 | UVT | % | 92.406 | UVT | % | 92.406 | UVT | % | 93.4236 | UVT | % | 92.406 | UVT | % | 92.406 | UVT | % | 75
Drinking Water - LPHO - Flow Pacing - Case 3 | 5 | W | Lamp Aging Factor | % | 86.8352 | Lamp Aging Factor | % | 82.0289 | Lamp Aging Factor | % | 80 | Lamp Aging Factor | % | 80 | Lamp Aging Factor | % | 80.202 | Lamp Aging Factor | % | 79.4332 | Lamp Aging Factor | % | 71.436 | Lamp Aging Factor | % | 100 | Lamp Aging Factor | % | 71.9859 | Lamp Aging Factor | % | 84.3487 | Lamp Aging Factor | % | 100
Drinking Water - LPHO - No Dose Pacing - Case 3 | 6 | AA | Fouling Factor | % | 95.1786 | Fouling Factor | % | 98.3929 | Fouling Factor | % | 87.1 | Fouling Factor | % | 87.1 | Fouling Factor | % | 87.1429 | Fouling Factor | % | 95.1786 | Fouling Factor | % | 95.1786 | Fouling Factor | % | 100 | Fouling Factor | % | 95.1786 | Fouling Factor | % | 95.1786 | Fouling Factor | % | 100
Drinking Water - LPHO - Full Dose Pacing - Case 4 | 7 | AE | Number Operating Banks/Reactor |  | 2 | Number Operating Banks/Reactor |  | 1 | Number Operating Banks/Reactor |  | 10 | Number Operating Banks/Reactor |  | 10 | Number Operating Banks/Reactor |  | 9 | Number Operating Banks/Reactor |  | 10 | Number Operating Banks/Reactor |  | 1 | Number Operating Banks/Reactor |  | 1 | Number Operating Banks/Reactor |  | 1 | Number Operating Banks/Reactor |  | 1 | Number Operating Banks/Reactor |  | 2
Wastewater - Ideal | 8 | AI | Actual Power 1 | kW | 20 | Actual Power 1 | kW | 12 | Actual Power 1 | kW | 0.36 | Actual Power 1 | kW | 0.36 | Actual Power 1 | kW | 0.36 | Actual Power 1 | kW | 0.36 | Actual Power 1 | kW | 0.36 | Actual Power 1 | kW | 100 | Actual Power 1 | kW | 80 | Actual Power 1 | kW | 80 | Actual Power 1 | kW | 15
Wastewater - Flow pacing | 9 | AM | Actual Power 2 | kW | 20 | Actual Power 2 | kW | 12 | Actual Power 2 | kW | 0.36 | Actual Power 2 | kW | 0.36 | Actual Power 2 | kW | 0.36 | Actual Power 2 | kW | 0.36 | Actual Power 2 | kW | 0.36 | Actual Power 2 | kW |  | Actual Power 2 | kW |  | Actual Power 2 | kW |  | Actual Power 2 | kW
Wastewater - Flow & lamp pacing | 10 | AQ | # Type 1 Lamps / Bank |  | 3 | # Type 1 Lamps / Bank |  | 8 | # Type 1 Lamps / Bank |  | 12 | # Type 1 Lamps / Bank |  | 12 | # Type 1 Lamps / Bank |  | 12 | # Type 1 Lamps / Bank |  | 12 | # Type 1 Lamps / Bank |  | 120 | # Type 1 Lamps / Bank |  | 64 | # Type 1 Lamps / Bank |  | 64 | # Type 1 Lamps / Bank |  | 64 | # Type 1 Lamps / Bank |  | 3
Wright et al, 2005 | 11 | AU | # Type 2 Lamps / Bank |  | 0 | # Type 2 Lamps / Bank |  | 0 | # Type 2 Lamps / Bank |  | 0 | # Type 2 Lamps / Bank |  | 0 | # Type 2 Lamps / Bank |  | 0 | # Type 2 Lamps / Bank |  | 0 | # Type 2 Lamps / Bank |  | 0 | # Type 2 Lamps / Bank |  | 0 | # Type 2 Lamps / Bank |  | 0 | # Type 2 Lamps / Bank |  | 0 | # Type 2 Lamps / Bank |  | 0
Not used | 12 | AY | Model Calc |  | G17:G34 | Model Calc |  | K17:K34 | Model Calc |  | O17:O34 | Model Calc |  | S17:S34 | Model Calc |  | W17:W38 | Model Calc |  | AA17:AA38 | Model Calc |  | AE17:AE34 | Model Calc |  | AI17:AI27 | Model Calc |  | AM17:AM27 | Model Calc |  | AQ17:AQ27 | Model Calc |  | AU17:AU34
Not used | 13 | BC
Not used | 14 | BG | Target Lamp Power 1 | kW | 14.6823 | Target Lamp Power 1 | kW | 4.7717 | Target Lamp Power 1 | kW | 0.34641 | Target Lamp Power 1 | kW | 0.4264 | Target Lamp Power 1 | kW | 0.35589 | Target Lamp Power 1 | kW | 0.32798 | Target Lamp Power 1 | kW | 0.17507 | Target Lamp Power 1 | kW | 0.016139 | Target Lamp Power 1 | kW | 0.0559 | Target Lamp Power 1 | kW | 0.046391 | Target Lamp Power 1 | kW | 15.7487
Not used | 15 | BK | Target Lamp Power 2 | kW |  | Target Lamp Power 2 | kW |  | Target Lamp Power 2 | kW |  | Target Lamp Power 2 | kW |  | Target Lamp Power 2 | kW |  | Target Lamp Power 2 | kW |  | Target Lamp Power 2 | kW |  | Target Lamp Power 2 | kW | 0 | Target Lamp Power 2 | kW | 0 | Target Lamp Power 2 | kW | 0 | Target Lamp Power 2 | kW
Not used | 16 | BO | Target Sensor | W/m2 | 270.3462 | Target Sensor | W/m2 | 1 | Target Sensor | W/m2 | 3.609 | Target Sensor | W/m2 | 3.8048 | Target Sensor | W/m2 | 3.641 | Target Sensor | W/m2 | 3.3554 | Target Sensor | W/m2 | 2.589 | Target Sensor | W/m2 | 1 | Target Sensor | W/m2 | 1 | Target Sensor | W/m2 | 1 | Target Sensor | W/m2 | 27.9765
Not used | 17 | BS | Sensor | W/m2 | 471.5664 | Sensor | W/m2 | 1 | Sensor | W/m2 | 3.7506 | Sensor | W/m2 | 3.7506 | Sensor | W/m2 | 3.7625 | Sensor | W/m2 | 5.9197 | Sensor | W/m2 | 5.3237 | Sensor | W/m2 | 1 | Sensor | W/m2 | 1 | Sensor | W/m2 | 1 | Sensor | W/m2 | 26.6465
Not used | 18 | BW | Credited dose | mJ/cm2 | 53.0448 | Credited dose | mJ/cm2 | 66.9954 | Credited dose | mJ/cm2 | 37.1001 | Credited dose | mJ/cm2 | 35.5986 | Credited dose | mJ/cm2 | 33.6571 | Credited dose | mJ/cm2 | 94.3969 | Credited dose | mJ/cm2 | 63.2679 | Credited dose | mJ/cm2 |  | Credited dose | mJ/cm2 |  | Credited dose | mJ/cm2 |  | Credited dose | mJ/cm2 | 23.0582
Not used | 19 | CA | Off Spec Performance | y=1, n=0 | 0 | Off Spec Performance | y=1, n=0 | 0 | Off Spec Performance | y=1, n=0 | 0 | Off Spec Performance | y=1, n=0 | 0 | Off Spec Performance | y=1, n=0 | 0 | Off Spec Performance | y=1, n=0 | 0 | Off Spec Performance | y=1, n=0 | 0 | Off Spec Performance | y=1, n=0 | 0 | Off Spec Performance | y=1, n=0 | 0 | Off Spec Performance | y=1, n=0 | 0 | Off Spec Performance | y=1, n=0 | 0
Not used | 20 | CE | UVA | cm-1 | 0.0343 | UVA | cm-1 | 0.0343 | UVA | cm-1 | 0.066513 | UVA | cm-1 | 0.066513 | UVA | cm-1 | 0.0665 | UVA | cm-1 | 0.0343 | UVA | cm-1 | 0.0343 | UVA | cm-1 | 0.029543 | UVA | cm-1 | 0.0343 | UVA | cm-1 | 0.0343 | UVA | cm-1 | 0.12494
|  |  | Output factor | % | 82.6485 | Output factor | % | 80.7106 | Output factor | % | 69.68 | Output factor | % | 69.68 | Output factor | % | 69.8903 | Output factor | % | 75.6034 | Output factor | % | 67.9918 | Output factor | % | 100 | Output factor | % | 68.5151 | Output factor | % | 80.2819 | Output factor | % | 100
|  |  | Min banks |  | 1 | Min banks |  | 1 | Min banks |  | 2 | Min banks |  | 2 | Min banks |  | 2 | Min banks |  | 10 | Min banks |  | 1 | Residence Time | s | 0.68606 | Residence Time | s | 1.3518 | Residence Time | s | 1.3518 | Min banks |  | 1
|  |  | Min UVT | % | 75 | Min UVT | % | 75 | Min UVT | % | 85 | Min UVT | % | 85 | Min UVT | % | 85 | Min UVT | % | 85 | Min UVT | % | 85 | Iavg | mW/cm2 | 24.9947 | Iavg | mW/cm2 | 16.5143 | Iavg | mW/cm2 | 16.5143 | Min UVT | % | 75
|  |  | Max UVT | % | 95 | Max UVT | % | 95 | Max UVT | % | 96 | Max UVT | % | 96 | Max UVT | % | 96 | Max UVT | % | 96 | Max UVT | % | 96 | [9 empty] | Max UVT | % | 98
|  |  | Min Flow | mgd | 5 | Min Flow | mgd | 5 | Min Flow | mgd | 5 | Min Flow | mgd | 5 | Min Flow | mgd | 5 | Min Flow | mgd | 5 | Min Flow | mgd | 5 | [9 empty] | Min Flow | mgd | 5
|  |  | Max Flow | mgd | 35 | Max Flow | mgd | 36 | Max Flow | mgd | 30 | Max Flow | mgd | 30 | Max Flow | mgd | 30 | Max Flow | mgd | 30 | Max Flow | mgd | 30 | RED Model |  |  | RED Model |  |  | RED Model |  |  | Max Flow | mgd | 40
|  |  | Dose calc UVT | % | 92.406 | Dose calc UVT | % | 92.406 | Dose calc UVT | % | 85.8 | Dose calc UVT | % | 85.8 | Dose calc UVT | % | 85.8025 | Dose calc UVT | % | 92.406 | Dose calc UVT | % | 92.406 | Lamps x-direction |  | 8 | Lamps x-direction |  | 8 | Lamps x-direction |  | 8 | Dose calc UVT | % | 75
|  |  | Dose calc UVA | cm-1 | 0.0343 | Dose calc UVA | cm-1 | 0.0343 | Dose calc UVA | cm-1 | 0.066513 | Dose calc UVA | cm-1 | 0.066513 | Dose calc UVA | cm-1 | 0.0665 | Dose calc UVA | cm-1 | 0.0343 | Dose calc UVA | cm-1 | 0.0343 | Lamps y-direction |  | 8 | Lamps y-direction |  | 8 | Lamps y-direction |  | 8 | Dose calc UVA | cm-1 | 0.12494
|  |  | Dose calc flow | mgd | 22.1965 | Dose calc flow | mgd | 22.1965 | Dose calc flow | mgd | 21.0545 | Dose calc flow | mgd | 22.1965 | Dose calc flow | mgd | 21.0545 | Dose calc flow | mgd | 14.7977 | Dose calc flow | mgd | 22.1965 | Lamp spacing | cm | 7.62 | Lamp spacing | cm | 7.62 | Lamp spacing | cm | 7.62 | Dose calc flow | mgd | 10
|  |  | S Nominal | W/m2 | 570.5686 | Fraction of Peak Power |  | 0.32094 | S Nominal | W/m2 | 5.3827 | S Nominal | W/m2 | 5.3827 | S Nominal | W/m2 | 5.3834 | S Nominal | W/m2 | 7.8299 | S Nominal | W/m2 | 7.8299 | Lamp length | cm | 147 | Lamp length | cm | 147 | Lamp length | cm | 147 | S Nominal | W/m2 | 26.6465
|  |  | S Nominal *Q | W/m2/mgd | 12664.6254 |  |  |  | S Nominal *Q | W/m2/mgd | 113.3291 | S Nominal *Q | W/m2/mgd | 119.4761 | S Nominal *Q | W/m2/mgd | 113.3453 | S Nominal *Q | W/m2/mgd | 115.8644 | S Nominal *Q | W/m2/mgd | 173.7967 | Sleeve diameter | cm | 2.54 | Sleeve diameter | cm | 2.54 | Sleeve diameter | cm | 2.54 | S Nominal *Q | W/m2/mgd | 266.465
[24 empty] | 100% Lamp Power | kW | 0.0675 | 100% Lamp Power | kW | 0.0675 | 100% Lamp Power | kW | 0.0675
|  |  | Sensor Model Coefficients |  |  | Model Coefficients |  |  | Sensor Model Coefficients |  |  | Sensor Model Coefficients |  |  | S Nominal Default | W/m2 | 6.1714 | S Nominal Default | W/m2 | 6.1714 | Sensor Model Coefficients | [11 empty] | Sensor Model Coefficients
|  |  | A |  | -4 | A |  | 2.3676 | A |  | -1.383 | A |  | -1.383 | S Nominal Default*Q | W/m2/mgd | 129.9365 | S Nominal *Q Default | W/m2/mgd | 136.0698 | A |  | -1.383 | Logistic Model: y=a/(1+b*exp(-cx)) |  |  | Logistic Model: y=a/(1+b*exp(-cx)) |  |  | Logistic Model: y=a/(1+b*exp(-cx)) |  |  | A |  | 1.3577
|  |  | B |  | 0.11 | B |  | 8.2746 | B |  | 0.056732 | B |  | 0.056732 | Default UVA | cm-1 | 0.05448 | Default UVA | cm-1 | 0.05448 | B |  | 0.056732 | Coefficient Data: |  |  | Coefficient Data: |  |  | Coefficient Data: |  |  | B |  | 0.08262
|  |  | C |  | 1.8 | C |  | 0.67349 | [6 empty] | Sensor Model Coefficients |  |  | Sensor Model Coefficients | [5 empty] | a = |  | -9.7123 | a = |  | -9.7123 | a = |  | -9.7123 | C |  | -1.8933
[6 empty] | D |  | 0.93411 | RED Model Coefficients |  |  | RED Model Coefficients |  |  | A |  | -1.383 | A |  | -1.383 | RED Model Coefficients |  |  | b = |  | -6.156 | b = |  | -6.156 | b = |  | -6.156
|  |  | RED Model Coefficients | [5 empty] | A |  | 2.4987 | A |  | 2.4987 | B |  | 0.056732 | B |  | 0.056732 | A |  | 2.4987 | c = |  | 0.01594 | c = |  | 0.01594 | c = |  | 0.01594 | RED Model Coefficients
|  |  | A |  | 2.1514 | Lamp Power (100%) | kW | 12 | B |  | 9.2 | B |  | 9.2 | [6 empty] | B |  | 9.2 | [9 empty] | A |  | 3.0794
|  |  | B |  | 10.2072 |  |  |  | C |  | 0.78215 | C |  | 0.78215 | RED Model Coefficients |  |  | RED Model Coefficients |  |  | C |  | 0.78215 |  |  |  | Default UVT | % | 85 | Default UVT | % | 85 | B |  | -22.8474
|  |  | C |  | 0.69671 | Validated Range |  |  | D |  | 0.94868 | D |  | 0.94868 | A |  | 2.4987 | A |  | 2.4987 | D |  | 0.94868 |  |  |  | Default Lamp aging | % | 70 | Default Lamp aging | % | 70 | C |  | 0.80207
|  |  | D |  | 1.0956 | Min Banks |  | 1 | [6 empty] | B |  | 9.2 | B |  | 9.2 | [6 empty] | Default Fouling | % | 85 | Default Fouling | % | 85 | D |  | 1.9267
|  |  | Nominal Power |  | 20 | Max Banks |  | 3 | Nominal Power |  | 0.36 | Nominal Power |  | 0.36 | C |  | 0.78215 | C |  | 0.78215 | Nominal Power |  | 0.36 | [9 empty] | E |  | -36.2535
[6 empty] | Min UVT (%) |  |  | Default Flow |  | 13.229 | Default Flow |  | 13.229 | D |  | 0.94868 | D |  | 0.94868 | Default Flow |  | 16.5362 | [9 empty] | Nominal Power |  | 15
[6 empty] | 1 bank |  | 75 | Default UVT |  | 88.2104 | Default UVT |  | 88.2104 | [6 empty] | Default UVT |  | 88.2104
|  |  | Validated Range |  |  | 2 banks |  | 75 | Default Output Factor |  | 59.5 | Default Output Factor |  | 59.6785 | Nominal Power |  | 0.36 | Nominal Power |  | 0.36 | Default Output Factor |  | 59.5
|  |  | Min Banks |  | 1 | 3 banks |  | 75 | Default Trains |  | 3 | Default Trains |  | 3 | Default Flow |  | 22.0483 | Default Flow |  | 22.0483 | Default Trains |  | 3 | [9 empty] | Validated Range
|  |  | Max Banks |  | 3 | Max UVT (%) |  |  | Default Reactors |  | 1 | Default Reactors |  | 1 | Default UVT |  | 88.2104 | Default UVT |  | 88.2104 | Default Reactors |  | 1 | [9 empty] | Min Banks |  | 1
|  |  | Min UVT (%) |  |  | 1 bank |  | 95 | Default Banks |  | 10 | Default Banks |  | 10 | Default Output Factor |  | 59.6785 | Default Output Factor |  | 59.6785 | Default Banks |  | 10 | [9 empty] | Max Banks |  | 1
|  |  | 1 bank |  | 75 | 2 banks |  | 95 | [6 empty] | Default Trains |  | 3 | Default Trains |  | 3 | [12 empty] | Min UVT (%)
|  |  | 2 banks |  | 75 | 3 banks |  | 95 | Validated Range |  |  | Validated Range |  |  | Default Reactors |  | 1 | Default Reactors |  | 1 | Validated Range |  |  | UVDIS Data | UVT | Iavg | [6 empty] | 1 bank |  | 75
|  |  | 3 banks |  | 75 | Min Flow (mgd) |  |  | Min Banks |  | 2 | Min Banks |  | 2 | Default Banks |  | 10 | Default Banks |  | 10 | Min Banks |  | 1 |  | % | mW/cm2 | [6 empty] | 2 banks |  | 75
|  |  | Max UVT (%) |  |  | 1 bank |  | 5 | Max Banks |  | 11 | Max Banks |  | 11 | [6 empty] | Max Banks |  | 11 |  | 95 | 27.4 | [6 empty] | 3 banks |  | 75
|  |  | 1 bank |  | 95 | 2 banks |  | 5 | Min UVT (%) |  |  | Min UVT (%) |  |  | Validated Range |  |  | Validated Range |  |  | Min UVT (%) |  |  |  | 90 | 20.92 | [6 empty] | Max UVT (%)
|  |  | 2 banks |  | 95 | 3 banks |  | 5 | 1 bank |  | 85 | 1 bank |  | 85 | Min Banks |  | 2 | Min Banks |  | 8 | 1 bank |  | 85 |  | 85 | 16.48 | [6 empty] | 1 bank |  | 98
|  |  | 3 banks |  | 95 | Max Flow (mgd) |  |  | 2 banks |  | 85 | 2 banks |  | 85 | Max Banks |  | 11 | Max Banks |  | 8 | Max UVT (%) |  |  |  | 80 | 13.45 | [6 empty] | 2 banks |  | 98
|  |  | Min Flow (mgd) |  |  | 1 bank |  | 36 | 3 banks |  | 85 | 3 banks |  | 85 | Min UVT (%) |  |  | Min UVT (%) |  |  | Min UVT (%) |  |  |  | 75 | 11.2 | [6 empty] | 3 banks |  | 98
|  |  | 1 bank |  | 5 | 2 banks |  | 36 | 4 banks |  | 85 | 4 banks |  | 85 | 1 bank |  | 85 | 1 bank |  | 85 | 1 bank |  | 96 |  | 70 | 9.51 | [6 empty] | Min Flow (mgd)
|  |  | 2 banks |  | 5 | 3 banks |  | 36 | 5 banks |  | 85 | 5 banks |  | 85 | 2 banks |  | 85 | 2 banks |  | 85 | Min Flow (mgd) |  |  |  | 65 | 8.191 | [6 empty] | 1 bank |  | 5
|  |  | 3 banks |  | 5 |  |  |  | 6 banks |  | 85 | 6 banks |  | 85 | 3 banks |  | 85 | 3 banks |  | 85 | 1 bank |  | 5 |  | 60 | 7.131 | [6 empty] | 2 banks |  | 5
|  |  | Max Flow (mgd) | [5 empty] | 7 banks |  | 85 | 7 banks |  | 85 | 4 banks |  | 85 | 4 banks |  | 85 | Max Flow (mgd) |  |  |  | 55 | 6.259 | [6 empty] | 3 banks |  | 5
|  |  | 1 bank |  | 35 |  |  |  | 8 banks |  | 85 | 8 banks |  | 85 | 5 banks |  | 85 | 5 banks |  | 85 | 1 bank |  | 30 |  | 50 | 5.531 | [6 empty] | Max Flow (mgd)
|  |  | 2 banks |  | 35 |  |  |  | 9 banks |  | 85 | 9 banks |  | 85 | 6 banks |  | 85 | 6 banks |  | 85 |  |  |  |  | 45 | 4.904 | [6 empty] | 1 bank |  | 40
|  |  | 3 banks |  | 35 |  |  |  | 10 banks |  | 85 | 10 banks |  | 85 | 7 banks |  | 85 | 7 banks |  | 85 |  |  |  |  | 40 | 4.367 | [6 empty] | 2 banks |  | 40
[9 empty] | 11 banks |  | 85 | 11 banks |  | 85 | 8 banks |  | 85 | 8 banks |  | 85 |  |  |  |  | 35 | 3.894 | [6 empty] | 3 banks |  | 40
[9 empty] | Max UVT (%) |  |  | Max UVT (%) |  |  | 9 banks |  | 85 | 9 banks |  | 85 |  |  |  |  | 30 | 3.469
[9 empty] | Min UVT (%) |  |  | Min UVT (%) |  |  | 10 banks |  | 85 | 10 banks |  | 85 |  |  |  |  | 25 | 3.087
[9 empty] | 1 bank |  | 96 | 1 bank |  | 96 | 11 banks |  | 85 | 11 banks |  | 85 |  |  |  |  | 20 | 2.735
[9 empty] | 2 banks |  | 96 | 2 banks |  | 96 | Max UVT (%) |  |  | Max UVT (%) | [6 empty] | 15 | 2.391
[9 empty] | 3 banks |  | 96 | 3 banks |  | 96 | Min UVT (%) |  |  | Min UVT (%)
[9 empty] | 4 banks |  | 96 | 4 banks |  | 96 | 1 bank |  | 96 | 1 bank |  | 96
[9 empty] | 5 banks |  | 96 | 5 banks |  | 96 | 2 banks |  | 96 | 2 banks |  | 96
[9 empty] | 6 banks |  | 96 | 6 banks |  | 96 | 3 banks |  | 96 | 3 banks |  | 96
[9 empty] | 7 banks |  | 96 | 7 banks |  | 96 | 4 banks |  | 96 | 4 banks |  | 96
[9 empty] | 8 banks |  | 96 | 8 banks |  | 96 | 5 banks |  | 96 | 5 banks |  | 96
[9 empty] | 9 banks |  | 96 | 9 banks |  | 96 | 6 banks |  | 96 | 6 banks |  | 96
[9 empty] | 10 banks |  | 96 | 10 banks |  | 96 | 7 banks |  | 96 | 7 banks |  | 96
[9 empty] | 11 banks |  | 96 | 11 banks |  | 96 | 8 banks |  | 96 | 8 banks |  | 96
[9 empty] | Min Flow (mgd) |  |  | Min Flow (mgd) |  |  | 9 banks |  | 96 | 9 banks |  | 96
[9 empty] | 1 bank |  | 5 | 1 bank |  | 5 | 10 banks |  | 96 | 10 banks |  | 96
[9 empty] | 2 banks |  | 5 | 2 banks |  | 5 | 11 banks |  | 96 | 11 banks |  | 96
[9 empty] | 3 banks |  | 5 | 3 banks |  | 5 | Min Flow (mgd) |  |  | Min Flow (mgd)
[9 empty] | 4 banks |  | 5 | 4 banks |  | 5 | 1 bank |  | 5 | 1 bank |  | 5
[9 empty] | 5 banks |  | 5 | 5 banks |  | 5 | 2 banks |  | 5 | 2 banks |  | 5
[9 empty] | 6 banks |  | 5 | 6 banks |  | 5 | 3 banks |  | 5 | 3 banks |  | 5
[9 empty] | 7 banks |  | 5 | 7 banks |  | 5 | 4 banks |  | 5 | 4 banks |  | 5
[9 empty] | 8 banks |  | 5 | 8 banks |  | 5 | 5 banks |  | 5 | 5 banks |  | 5
[9 empty] | 9 banks |  | 5 | 9 banks |  | 5 | 6 banks |  | 5 | 6 banks |  | 5
[9 empty] | 10 banks |  | 5 | 10 banks |  | 5 | 7 banks |  | 5 | 7 banks |  | 5
[9 empty] | 11 banks |  | 5 | 11 banks |  | 5 | 8 banks |  | 5 | 8 banks |  | 5
[9 empty] | Max Flow (mgd) |  |  | Max Flow (mgd) |  |  | 9 banks |  | 5 | 9 banks |  | 5
[9 empty] | 1 bank |  | 30 | 1 bank |  | 30 | 10 banks |  | 5 | 10 banks |  | 5
[9 empty] | 2 banks |  | 30 | 2 banks |  | 30 | 11 banks |  | 5 | 11 banks |  | 5
[9 empty] | 3 banks |  | 30 | 3 banks |  | 30 | Max Flow (mgd) |  |  | Max Flow (mgd)
[9 empty] | 4 banks |  | 30 | 4 banks |  | 30 | 1 bank |  | 30 | 1 bank |  | 30
[9 empty] | 5 banks |  | 30 | 5 banks |  | 30 | 2 banks |  | 30 | 2 banks |  | 30
[9 empty] | 6 banks |  | 30 | 6 banks |  | 30 | 3 banks |  | 30 | 3 banks |  | 30
[9 empty] | 7 banks |  | 30 | 7 banks |  | 30 | 4 banks |  | 30 | 4 banks |  | 30
[9 empty] | 8 banks |  | 30 | 8 banks |  | 30 | 5 banks |  | 30 | 5 banks |  | 30
[9 empty] | 9 banks |  | 30 | 9 banks |  | 30 | 6 banks |  | 30 | 6 banks |  | 30
[9 empty] | 10 banks |  | 30 | 10 banks |  | 30 | 7 banks |  | 30 | 7 banks |  | 30
[9 empty] | 11 banks |  | 30 | 11 banks |  | 30 | 8 banks |  | 30 | 8 banks |  | 30
[15 empty] | 9 banks |  | 30 | 9 banks |  | 30
[15 empty] | 10 banks |  | 30 | 10 banks |  | 30
[15 empty] | 11 banks |  | 30 | 11 banks |  | 30

## RISKMODEL
Pathogen UV Dose-response |  |  | Risk Model
UV Dose | mJ/cm2 | 36.6595 | Pathogen concentration | #/L | 3
log Inactivation |  | 3.0054 | Filter log Removal |  | 2
Max Credit |  | 6 | UV Log Inactivation |  | 2.9921
Credit |  | 3.0054 | Chemical log Inactivation |  | 0
|  |  | Water consumption | L/day | 1.2
MMF Model: y=(a*b+c*x^d)/(b+x^d) |  |  | Infections per dose |  | 0.028
Coefficient Data: |  |  | Delta Time | days | 1
a = |  | -0.0087794 | Risk |  | 1.0264e-06
b = |  | 157.8254 | Annual risk |  | 0.00035917
c = |  | 4.5861 | Population |  | 10000
d = |  | 1.5845 | Infectons |  | 0.010264

## REACTORDOSE
Reactor | 1 | 2 | 3 | 4
Bank | 1 | 1 | 1 | 1
| Train 1 | Train 2 | Train 3 | Train 4
Date/Time | Reactor Dose (mJ/cm2)
2000-01-01 | 43.589 | 43.589 | 43.589
2000-01-02 | 37.995 | 37.995
2000-01-03 | 36.47 | 36.47
2000-01-04 | 37.1318 | 37.1318
2000-01-05 | 36.2199 | 36.2199
2000-01-06 | 36.891 | 36.891
2000-01-07 | 36.4036 | 36.4036
2000-01-08 | 37.0922 | 37.0922
2000-01-09 | 37.2752 | 37.2752
2000-01-10 | 37.2587 | 37.2587
2000-01-11 | 37.4423 | 37.4423
2000-01-12 | 37.4426 | 37.4426 | 36.9954
2000-01-13 | 37.1292 | 37.1292 | 36.6098
2000-01-14 | 37.4045 | 37.4045
2000-01-15 | 37.0519 | 37.0519 | 36.5761
2000-01-16 | 36.171 | 36.171 | 37.6398
2000-01-17 | 36.8084 | 36.8084
2000-01-18 | 37.0823 | 37.0823 | 36.2573
2000-01-19 | 38.1484 | 38.1484 | 37.4171
2000-01-20 | 36.5127 | 36.5127 | 37.9188
2000-01-21 | 36.5885 | 36.5885 | 37.9453
2000-01-22 | 36.2259 | 36.2259 | 37.5211
2000-01-23 | 37.1666 | 37.1666 | 36.2601
2000-01-24 | 36.8283 | 36.8283 | 38.0574
2000-01-25 | 36.1599 | 36.1599 | 37.3278
2000-01-26 | 37.5115 | 37.5115 | 36.9792
2000-01-27 | 36.5039 | 36.5039 | 37.6116
2000-01-28 | 37.5743 | 37.5743 | 36.7583
2000-01-29 | 37.8299 | 37.8299 | 36.9783
2000-01-30 | 37.3348 | 37.3348 | 36.3368
2000-01-31 | 36.2588 | 36.2588 | 37.2406
2000-02-01 | 38.2752 | 38.2752 | 36.8717
2000-02-02 | 37.2926 | 37.2926 | 38.2509
2000-02-03 | 38.2883 | 38.2883 | 36.8371
2000-02-04 | 41.2152 | 41.2152 | 42.2229
2000-02-05 | 36.1151 | 36.1151 | 36.9772
2000-02-06 | 36.3809 | 36.3809 | 37.2292
2000-02-07 | 37.0666 | 37.0666 | 37.9114
2000-02-08 | 38.6839 | 38.6839 | 39.5461
2000-02-09 | 37.7591 | 37.7591 | 38.5826
2000-02-10 | 39.0585 | 39.0585 | 39.8923
2000-02-11 | 37.5477 | 37.5477 | 38.3326
2000-02-12 | 38.3195 | 38.3195 | 39.1044
2000-02-13 | 37.1833 | 37.1833 | 37.9297
2000-02-14 | 43.4014 | 43.4014 | 44.2557
2000-02-15 | 37.2626 | 37.2626 | 36.094
2000-02-16 | 37.552 | 37.552 | 36.4751
2000-02-17 | 37.7162 | 37.7162 | 36.622
2000-02-18 | 36.8253 | 36.8253 | 37.4977
2000-02-19 | 36.4805 | 36.4805 | 37.1348
2000-02-20 | 37.516 | 37.516 | 36.3929
2000-02-21 | 36.0559 | 36.0559 | 36.6805
2000-02-22 | 36.7182 | 36.7182 | 37.3435
2000-02-23 | 36.8279 | 36.8279 | 37.4448
2000-02-24 | 36.9483 | 36.9483 | 36.1405
2000-02-25 | 36.7605 | 36.7605 | 37.3564
2000-02-26 | 37.5542 | 37.5542 | 36.4708
2000-02-27 | 36.6275 | 36.6275 | 37.2029
2000-02-28 | 36.203 | 36.203 | 36.763
2000-02-29 | 36.3542 | 36.3542 | 36.9081
2000-03-01 | 37.1751 | 37.1751 | 36.1578
2000-03-02 | 36.6898 | 36.6898 | 37.2324
2000-03-03 | 37.5573 | 37.5573 | 36.5141
2000-03-04 | 36.9359 | 36.9359 | 37.4667
2000-03-05 | 36.1315 | 36.1315 | 36.6435
2000-03-06 | 37.4595 | 37.4595 | 36.2077
2000-03-07 | 37.2855 | 37.2855 | 37.7995
2000-03-08 | 36.9909 | 36.9909 | 37.494
2000-03-09 | 37.9681 | 37.9681 | 36.4352
2000-03-10 | 37.3258 | 37.3258 | 37.8201
2000-03-11 | 36.9686 | 36.9686 | 37.4518
2000-03-12 | 36.7609 | 36.7609 | 37.2353
2000-03-13 | 38.0556 | 38.0556 | 36.3458
2000-03-14 | 36.0543 | 36.0543 | 36.508
2000-03-15 | 37.1196 | 37.1196 | 37.5811
2000-03-16 | 36.1936 | 36.1936 | 36.6381
2000-03-17 | 37.7385 | 37.7385 | 36.1689
2000-03-18 | 36.0285 | 36.0285 | 36.4605
2000-03-19 | 36.793 | 36.793 | 37.229
2000-03-20 | 37.6093 | 37.6093 | 38.0498
2000-03-21 | 37.2414 | 37.2414 | 36.1796
2000-03-22 | 36.5998 | 36.5998 | 37.0188
2000-03-23 | 37.1152 | 37.1152 | 36.1847
2000-03-24 | 36.7445 | 36.7445 | 37.1559
2000-03-25 | 37.0221 | 37.0221 | 37.4321
2000-03-26 | 37.3331 | 37.3331 | 36.1664
2000-03-27 | 37.1799 | 37.1799 | 37.5828
2000-03-28 | 36.9999 | 36.9999 | 37.3966
2000-03-29 | 37.2108 | 37.2108 | 36.2524
2000-03-30 | 36.1854 | 36.1854 | 36.5653
2000-03-31 | 37.2034 | 37.2034 | 36.2374
2000-04-01 | 36.5042 | 36.5042 | 36.8797
2000-04-02 | 36.3161 | 36.3161 | 36.6859
2000-04-03 | 36.099 | 36.099 | 36.463
2000-04-04 | 37.2863 | 37.2863 | 37.6585
2000-04-05 | 37.4944 | 37.4944 | 36.2843
2000-04-06 | 37.5047 | 37.5047 | 36.2017
2000-04-07 | 36.3517 | 36.3517 | 36.7042
2000-04-08 | 36.6837 | 36.6837 | 37.036
2000-04-09 | 36.7927 | 36.7927 | 37.1427
2000-04-10 | 37.4264 | 37.4264 | 36.202
2000-04-11 | 36.628 | 36.628 | 36.97
2000-04-12 | 37.0629 | 37.0629 | 37.4059
2000-04-13 | 36.4799 | 36.4799 | 36.8144
2000-04-14 | 37.8209 | 37.8209 | 36.1388
2000-04-15 | 37.6083 | 37.6083 | 36.1735
2000-04-16 | 37.5687 | 37.5687 | 36.1326
2000-04-17 | 36.9591 | 36.9591 | 37.2862
2000-04-18 | 36.7671 | 36.7671 | 37.0897
2000-04-19 | 36.1799 | 36.1799 | 36.4946
2000-04-20 | 36.4564 | 36.4564 | 36.7708
2000-04-21 | 36.0658 | 36.0658 | 36.3742
2000-04-22 | 37.1318 | 37.1318 | 37.4466
2000-04-23 | 36.7048 | 36.7048 | 37.0135
2000-04-24 | 36.5182 | 36.5182 | 36.8228
2000-04-25 | 36.4996 | 36.4996
2000-04-26 | 38.2469 | 38.2469 | 36.2184
2000-04-27 | 36.8855 | 36.8855 | 37.2123
2000-04-28 | 37.6705 | 37.6705 | 38.0015
2000-04-29 | 38.2522 | 38.2522 | 36.2158
2000-04-30 | 38.2457 | 38.2457 | 36.2071
2000-05-01 | 36.7877 | 36.7877
2000-05-02 | 37.5917 | 37.5917
2000-05-03 | 47.6093 | 47.6093 | 48.0774
2000-05-04 | 49.092 | 49.092 | 49.571
2000-05-05 | 48.7379 | 48.7379 | 49.2099
2000-05-06 | 47.9675 | 47.9675 | 48.4285
2000-05-07 | 47.0686 | 47.0686 | 47.5175
2000-05-08 | 37.8952 | 37.8952
2000-05-09 | 37.8216 | 37.8216 | 38.2023
2000-05-10 | 37.0187 | 37.0187 | 37.3885
2000-05-11 | 37.3004 | 37.3004 | 37.6703
2000-05-12 | 36.3013 | 36.3013
2000-05-13 | 37.7636 | 37.7636 | 38.1574
2000-05-14 | 37.0769 | 37.0769 | 37.4607
2000-05-15 | 36.6542 | 36.6542
2000-05-16 | 40.6769 | 40.6769 | 41.1182
2000-05-17 | 36.0619 | 36.0619
2000-05-18 | 37.0633 | 37.0633
2000-05-19 | 36.6545 | 36.6545
2000-05-20 | 36.0714 | 36.0714
2000-05-21 | 37.825 | 37.825
2000-05-22 | 36.8994 | 36.8994
2000-05-23 | 37.9918 | 37.9918 | 38.5276
2000-05-24 | 36.7519 | 36.7519
2000-05-25 | 37.4969 | 37.4969 | 38.0423
2000-05-26 | 37.6727 | 37.6727 | 38.2169
2000-05-27 | 37.2888 | 37.2888 | 37.8237
2000-05-28 | 36.6294 | 36.6294 | 37.1514
2000-05-29 | 37.2707 | 37.2707
2000-05-30 | 36.7212 | 36.7212 | 37.2602
2000-05-31 | 37.3006 | 37.3006 | 37.8445
2000-06-01 | 37.0143 | 37.0143 | 37.5504
2000-06-02 | 37.8108 | 37.8108 | 38.3549
2000-06-03 | 37.7806 | 37.7806 | 38.3207
2000-06-04 | 36.6452 | 36.6452 | 37.1657
2000-06-05 | 36.3694 | 36.3694
2000-06-06 | 37.5937 | 37.5937 | 38.1431
2000-06-07 | 37.4941 | 37.4941 | 38.0386
2000-06-08 | 36.1489 | 36.1489 | 36.6705
2000-06-09 | 36.3633 | 36.3633 | 36.8846
2000-06-10 | 36.9207 | 36.9207 | 37.4467
2000-06-11 | 36.582 | 36.582 | 37.1
2000-06-12 | 36.6802 | 36.6802 | 37.1964
2000-06-13 | 36.8487 | 36.8487 | 37.364
2000-06-14 | 37.2922 | 37.2922 | 37.8106
2000-06-15 | 37.6812 | 37.6812 | 36.0264
2000-06-16 | 37.2413 | 37.2413 | 37.7528
2000-06-17 | 36.2378 | 36.2378 | 36.7325
2000-06-18 | 38.184 | 38.184 | 36.3251
2000-06-19 | 36.0627 | 36.0627 | 36.5492
2000-06-20 | 37.4747 | 37.4747 | 37.9772
2000-06-21 | 37.4425 | 37.4425
2000-06-22 | 38.2959 | 38.2959 | 36.4395
2000-06-23 | 37.7457 | 37.7457 | 38.2632
2000-06-24 | 37.5798 | 37.5798 | 38.0921
2000-06-25 | 38.051 | 38.051 | 36.198
2000-06-26 | 36.1383 | 36.1383
2000-06-27 | 36.2589 | 36.2589 | 36.7637
2000-06-28 | 37.9398 | 37.9398 | 36.1025
2000-06-29 | 36.3036 | 36.3036 | 36.8034
2000-06-30 | 37.7317 | 37.7317 | 38.2482
2000-07-01 | 36.7896 | 36.7896 | 37.2904
2000-07-02 | 37.9105 | 37.9105 | 36.2356
2000-07-03 | 36.9921 | 36.9921
2000-07-04 | 36.8744 | 36.8744 | 37.3867
2000-07-05 | 36.052 | 36.052 | 36.5502
2000-07-06 | 37.949 | 37.949 | 36.2798
2000-07-07 | 38.1312 | 38.1312 | 36.4513
2000-07-08 | 36.8456 | 36.8456 | 37.3466
2000-07-09 | 36.2784 | 36.2784 | 36.769
2000-07-10 | 37.0704 | 37.0704
2000-07-11 | 37.2154 | 37.2154
2000-07-12 | 37.2864 | 37.2864 | 37.819
2000-07-13 | 36.1559 | 36.1559 | 36.6696
2000-07-14 | 36.6768 | 36.6768 | 37.1952
2000-07-15 | 37.7627 | 37.7627 | 38.2936
2000-07-16 | 36.3695 | 36.3695 | 36.8783
2000-07-17 | 36.9296 | 36.9296
2000-07-18 | 36.1182 | 36.1182 | 36.6354
2000-07-19 | 37.9745 | 37.9745 | 36.1499
2000-07-20 | 37.8996 | 37.8996 | 36.076
2000-07-21 | 37.0515 | 37.0515 | 37.5739
2000-07-22 | 36.9914 | 36.9914 | 37.5104
2000-07-23 | 36.601 | 36.601 | 37.112
2000-07-24 | 37.096 | 37.096
2000-07-25 | 36.9809 | 36.9809 | 37.509
2000-07-26 | 37.9338 | 37.9338 | 36.282
2000-07-27 | 36.7717 | 36.7717 | 37.2917
2000-07-28 | 37.5446 | 37.5446 | 38.0729
2000-07-29 | 37.4995 | 37.4995 | 38.0245
2000-07-30 | 38.1634 | 38.1634 | 36.4916
2000-07-31 | 36.2532 | 36.2532 | 36.7559
2000-08-01 | 36.9969 | 36.9969 | 37.5074
2000-08-02 | 37.6731 | 37.6731 | 36.0157
2000-08-03 | 37.1285 | 37.1285 | 37.636
2000-08-04 | 36.738 | 36.738
2000-08-05 | 36.4813 | 36.4813 | 36.9911
2000-08-06 | 37.5942 | 37.5942 | 36.0938
2000-08-07 | 36.2457 | 36.2457
2000-08-08 | 36.3365 | 36.3365 | 36.8529
2000-08-09 | 37.4483 | 37.4483 | 36.0902
2000-08-10 | 36.5873 | 36.5873 | 37.1024
2000-08-11 | 36.4712 | 36.4712 | 36.9823
2000-08-12 | 37.9966 | 37.9966 | 36.3327
2000-08-13 | 37.009 | 37.009 | 37.5229
2000-08-14 | 36.8672 | 36.8672
2000-08-15 | 36.5665 | 36.5665 | 37.085
2000-08-16 | 37.4099 | 37.4099 | 37.9379
2000-08-17 | 37.0813 | 37.0813 | 37.6023
2000-08-18 | 36.3371 | 36.3371 | 36.8454
2000-08-19 | 36.5272 | 36.5272 | 37.0359
2000-08-20 | 36.4087 | 36.4087
2000-08-21 | 37.1387 | 37.1387 | 37.6665
2000-08-22 | 37.1556 | 37.1556 | 37.6813
2000-08-23 | 37.4689 | 37.4689 | 37.9967
2000-08-24 | 38.1264 | 38.1264 | 36.4596
2000-08-25 | 37.4628 | 37.4628 | 37.9859
2000-08-26 | 36.8897 | 36.8897 | 37.4026
2000-08-27 | 36.4854 | 36.4854 | 36.9905
2000-08-28 | 36.685 | 36.685
2000-08-29 | 37.2984 | 37.2984 | 37.8251
2000-08-30 | 36.0749 | 36.0749
2000-08-31 | 37.8987 | 37.8987 | 36.4036
2000-09-01 | 37.7094 | 37.7094 | 36.2196
2000-09-02 | 37.7168 | 37.7168 | 36.2245
2000-09-03 | 37.8786 | 37.8786 | 36.3777
2000-09-04 | 37.415 | 37.415 | 37.9446
2000-09-05 | 36.8172 | 36.8172
2000-09-06 | 36.8279 | 36.8279 | 37.359
2000-09-07 | 36.8142 | 36.8142 | 37.3429
2000-09-08 | 36.6231 | 36.6231 | 37.1469
2000-09-09 | 37.7701 | 37.7701 | 38.308
2000-09-10 | 36.8237 | 36.8237 | 37.346
2000-09-11 | 36.2778 | 36.2778 | 36.7903
2000-09-12 | 37.8979 | 37.8979 | 38.4311
2000-09-13 | 37.7246 | 37.7246 | 38.2532
2000-09-14 | 37.9126 | 37.9126 | 38.4417
2000-09-15 | 37.6765 | 37.6765 | 38.2002
2000-09-16 | 37.4542 | 37.4542 | 37.9727
2000-09-17 | 38.2805 | 38.2805 | 38.8084
2000-09-18 | 36.4475 | 36.4475
2000-09-19 | 36.3633 | 36.3633
2000-09-20 | 37.4631 | 37.4631 | 36.4948
2000-09-21 | 37.4093 | 37.4093 | 36.513
2000-09-22 | 37.4657 | 37.4657 | 36.4933
2000-09-23 | 37.3778 | 37.3778 | 36.4057
2000-09-24 | 36.9804 | 36.9804 | 36.0884
2000-09-25 | 36.6774 | 36.6774
2000-09-26 | 36.8555 | 36.8555 | 36.0402
2000-09-27 | 37.2193 | 37.2193 | 36.3939
2000-09-28 | 36.9574 | 36.9574 | 36.1359
2000-09-29 | 37.1866 | 37.1866 | 36.4178
2000-09-30 | 36.6785 | 36.6785 | 37.1979
2000-10-01 | 36.1201 | 36.1201 | 36.6297
2000-10-02 | 36.2431 | 36.2431
2000-10-03 | 43.6181 | 43.6181 | 44.244 | 56.2666
2000-10-04 | 43.2835 | 43.2835 | 43.9023 | 55.5329
2000-10-05 | 42.9958 | 42.9958 | 43.6082 | 54.8852
2000-10-06 | 46.7881 | 46.7881 | 47.4519 | 59.4433
2000-10-07 | 48.2865 | 48.2865 | 48.969 | 61.0738
2000-10-08 | 49.0631 | 49.0631 | 49.754 | 61.7952
2000-10-09 | 50.1209 | 50.1209 | 50.8241 | 62.8765
2000-10-10 | 56.5645 | 56.5645 | 57.3553
2000-10-11 | 56.6476 | 56.6476 | 57.4367
2000-10-12 | 53.9426 | 53.9426 | 54.6912
2000-10-13 | 54.7199 | 54.7199 | 55.4765
2000-10-14 | 55.5029 | 55.5029 | 56.2676
2000-10-15 | 55.0385 | 55.0385 | 55.794
2000-10-16 | 42.3279 | 42.3279
2000-10-17 | 53.6755 | 53.6755 | 54.4248
2000-10-18 | 54.0192 | 54.0192 | 54.7706
2000-10-19 | 53.5532 | 53.5532 | 54.2954
2000-10-20 | 53.9232 | 53.9232 | 54.6679
2000-10-21 | 52.4651 | 52.4651 | 53.1871
2000-10-22 | 52.7522 | 52.7522 | 53.4756
2000-10-23 | 54.3404 | 54.3404 | 55.0829
2000-10-24 | 39.1719 | 39.1719 | 39.7053
2000-10-25 | 38.9576 | 38.9576 | 39.4863
2000-10-26 | 40.4076 | 40.4076 | 40.954
2000-10-27 | 37.9713 | 37.9713 | 38.483
2000-10-28 | 38.4829 | 38.4829 | 38.9997
2000-10-29 | 37.6103 | 37.6103 | 38.1137
2000-10-30 | 40.1404 | 40.1404 | 40.6757
2000-10-31 | 38.2945 | 38.2945 | 38.8035
2000-11-01 | 37.177 | 37.177 | 37.6694
2000-11-02 | 38.147 | 38.147 | 38.6505
2000-11-03 | 36.9576 | 36.9576 | 37.4438
2000-11-04 | 41.568 | 41.568 | 42.113
2000-11-05 | 41.3702 | 41.3702 | 41.9108
2000-11-06 | 36.936 | 36.936
2000-11-07 | 40.1878 | 40.1878 | 40.7217
2000-11-08 | 41.0259 | 41.0259 | 41.5692
2000-11-09 | 39.9079 | 39.9079 | 40.4346
2000-11-10 | 40.3396 | 40.3396 | 40.8703
2000-11-11 | 40.9382 | 40.9382 | 41.475
2000-11-12 | 40.6166 | 40.6166 | 41.1474
2000-11-13 | 41.2288 | 41.2288 | 41.7658
2000-11-14 | 36.0664 | 36.0664 | 36.5346
2000-11-15 | 36.4183 | 36.4183 | 36.8895
2000-11-16 | 36.5153 | 36.5153 | 36.9863
2000-11-17 | 36.6208 | 36.6208 | 37.0917
2000-11-18 | 36.7581 | 36.7581 | 37.2292
2000-11-19 | 37.5455 | 37.5455 | 36.0067
2000-11-20 | 37.2522 | 37.2522 | 37.7265
2000-11-21 | 38.3288 | 38.3288 | 36.4313
2000-11-22 | 36.9124 | 36.9124 | 37.3794
2000-11-23 | 38.2034 | 38.2034 | 36.3092
2000-11-24 | 37.777 | 37.777 | 38.2519
2000-11-25 | 37.8577 | 37.8577 | 38.3321
2000-11-26 | 36.7155 | 36.7155 | 37.1741
2000-11-27 | 38.2946 | 38.2946 | 38.7715
2000-11-28 | 40.1564 | 40.1564 | 40.6549
2000-11-29 | 39.7031 | 39.7031 | 40.1944
2000-11-30 | 40.7694 | 40.7694 | 41.2724
2000-12-01 | 39.0426 | 39.0426 | 39.5228
2000-12-02 | 44.6273 | 44.6273 | 45.1745
2000-12-03 | 44.9389 | 44.9389 | 45.4882
2000-12-04 | 46.749 | 46.749 | 47.3187
2000-12-05 | 42.0266 | 42.0266 | 42.5372
2000-12-06 | 41.4528 | 41.4528 | 41.9548
2000-12-07 | 42.4406 | 42.4406 | 42.953
2000-12-08 | 42.1009 | 42.1009 | 42.6077
2000-12-09 | 41.3429 | 41.3429 | 41.8391
2000-12-10 | 42.1732 | 42.1732 | 42.6778
2000-12-11 | 43.6701 | 43.6701 | 44.191
2000-12-12 | 42.0801 | 42.0801 | 42.5806
2000-12-13 | 41.9452 | 41.9452 | 42.4426
2000-12-14 | 42.0549 | 42.0549 | 42.5521
2000-12-15 | 42.074 | 42.074 | 42.5699
2000-12-16 | 42.3739 | 42.3739 | 42.8719
2000-12-17 | 42.0916 | 42.0916 | 42.5848
2000-12-18 | 36.2369 | 36.2369
2000-12-19 | 51.761 | 51.761 | 52.3778
2000-12-20 | 42.3009 | 42.3009
2000-12-21 | 50.1233 | 50.1233 | 50.7305
2000-12-22 | 53.1819 | 53.1819 | 53.8243
2000-12-23 | 49.845 | 49.845 | 50.4454
2000-12-24 | 50.2369 | 50.2369 | 50.8402
2000-12-25 | 49.553 | 49.553 | 50.1464
2000-12-26 | 37.3908 | 37.3908 | 37.8372
2000-12-27 | 37.5231 | 37.5231 | 37.9698
2000-12-28 | 38.0786 | 38.0786 | 36.1641
2000-12-29 | 37.3727 | 37.3727 | 37.8151
2000-12-30 | 36.9745 | 36.9745
2000-12-31 | 38.4061 | 38.4061
2001-01-01 | 37.1694 | 37.1694
2001-01-02 | 36.2812 | 36.2812
2001-01-03 | 36.8098
2001-01-04 | 45.2473
2001-01-05 | 43.7129 | 43.7322
2001-01-06 | 36.9077 | 36.924
2001-01-07 | 36.8708 | 36.887
2001-01-08 | 37.5749 | 37.5913
2001-01-09 | 38.2691 | 38.2858
2001-01-10 | 38.0833 | 38.0999
2001-01-11 | 38.0054 | 38.0219
2001-01-12 | 45.9307 | 45.9506 | 46.6058
2001-01-13 | 44.3925 | 44.4117 | 45.0431
2001-01-14 | 44.8589 | 44.8782 | 45.5146
2001-01-15 | 36.3898 | 36.4055
2001-01-16 | 37.1838 | 37.1998 | 37.7339
2001-01-17 | 36.9357 | 36.9515
2001-01-18 | 37.4476 | 37.4636 | 38.0082
2001-01-19 | 36.6086 | 36.6242
2001-01-20 | 37.3554 | 37.3712
2001-01-21 | 36.5516 | 36.5671 | 37.113
2001-01-22 | 36.0645 | 36.0798 | 36.6169
2001-01-23 | 38.7341 | 38.7504
2001-01-24 | 39.3088 | 39.3253
2001-01-25 | 38.6468 | 38.6631
2001-01-26 | 38.9026 | 38.9189
2001-01-27 | 43.95 | 43.9684
2001-01-28 | 44.0389 | 44.0572
2001-01-29 | 49.4455 | 49.466
2001-01-30 | 42.9143 | 42.9321
2001-01-31 | 43.9081 | 43.9262
2001-02-01 | 43.5626 | 43.5806
2001-02-02 | 43.316 | 43.3338
2001-02-03 | 42.8519 | 42.8695
2001-02-04 | 43.7318 | 43.7497
2001-02-05 | 46.1624 | 46.1812
2001-02-06 | 43.3228 | 43.3405
2001-02-07 | 43.6676 | 43.6854
2001-02-08 | 46.8805 | 46.8995
2001-02-09 | 60.0004 | 60.0247
2001-02-10 | 46.2333
2001-02-11 | 52.6641
2001-02-12
2001-02-13
2001-02-14
2001-02-15
2001-02-16 | 44.0802
2001-02-17 | 50.0634 | 50.1138
2001-02-18 | 49.2228 | 49.2721
2001-02-19 | 47.053 | 47.1001
2001-02-20 | 36.055 | 36.091
2001-02-21 | 36.5144 | 36.5507
2001-02-22 | 36.758 | 36.7945
2001-02-23 | 36.1644 | 36.2002
2001-02-24 | 36.3576 | 36.3936
2001-02-25 | 37.7828 | 37.8201
2001-02-26 | 36.7275 | 36.7637
2001-02-27 | 36.8641 | 36.9003
2001-02-28 | 37.9954 | 38.0326
2001-03-01 | 36.7332 | 36.7692
2001-03-02 | 36.7554 | 36.7913
2001-03-03 | 37.4569 | 37.4933
2001-03-04 | 37.8807 | 37.9175
2001-03-05 | 37.1989 | 37.2349
2001-03-06 | 37.9547 | 37.9914
2001-03-07 | 38.0386 | 38.0753
2001-03-08 | 37.5892 | 37.6254
2001-03-09 | 36.2286 | 36.2634
2001-03-10 | 37.9961 | 38.0325
2001-03-11 | 37.6553 | 37.6913
2001-03-12 | 37.643 | 37.6789
2001-03-13 | 39.8045 | 39.8423
2001-03-14 | 39.8864 | 39.9243
2001-03-15 | 40.0204 | 40.0583
2001-03-16 | 39.8667 | 39.9043
2001-03-17 | 38.8576 | 38.8942
2001-03-18 | 39.9706 | 40.0082
2001-03-19 | 41.8556 | 41.8949
2001-03-20 | 36.406 | 36.4401
2001-03-21 | 37.877 | 37.9124
2001-03-22 | 36.0453 | 36.079
2001-03-23 | 36.5538 | 36.5879
2001-03-24 | 41.5857 | 41.6244
2001-03-25 | 42.2272 | 42.2663
2001-03-26 | 40.5217 | 40.5592
2001-03-27 | 43.9915 | 44.0321
2001-03-28 | 42.4713 | 42.5104
2001-03-29 | 42.401 | 42.44
2001-03-30 | 43.8815 | 43.9217
2001-03-31 | 43.0051 | 43.0444
2001-04-01 | 44.3602 | 44.4006
2001-04-02 | 41.8042 | 41.8422
2001-04-03 | 37.6695 | 37.7037
2001-04-04 | 37.601 | 37.6351
2001-04-05 | 38.2785 | 38.3131
2001-04-06 | 37.7706 | 37.8047
2001-04-07 | 37.3251 | 37.3587
2001-04-08 | 37.0977 | 37.1311
2001-04-09 | 36.8225 | 36.8555
2001-04-10 | 37.052 | 37.0852
2001-04-11 | 36.4074 | 36.4399
2001-04-12 | 36.0706 | 36.1028
2001-04-13 | 36.8138 | 36.8465
2001-04-14 | 36.2364 | 36.2686
2001-04-15 | 37.4073 | 37.4404
2001-04-16 | 37.4445 | 37.4776
2001-04-17 | 37.89 | 37.9234
2001-04-18 | 40.4962 | 40.5318
2001-04-19 | 36.4647 | 36.4967
2001-04-20 | 39.0121 | 39.0463
2001-04-21 | 40.7203 | 40.756
2001-04-22 | 41.4225 | 41.4586
2001-04-23 | 42.112 | 42.1487
2001-04-24 | 38.2231 | 38.2563
2001-04-25 | 37.7857 | 37.8185
2001-04-26 | 37.7632 | 37.7959
2001-04-27 | 38.429 | 38.4622
2001-04-28 | 37.1805 | 37.2126
2001-04-29 | 36.7614 | 36.793
2001-04-30 | 36.6631 | 36.6946
2001-05-01 | 37.4657 | 37.4978
2001-05-02 | 36.4418 | 36.473
2001-05-03 | 44.0667 | 44.1043 | 45.557
2001-05-04 | 39.4686 | 39.5022 | 40.8001
2001-05-05 | 43.5917 | 43.6288 | 45.0586
2001-05-06 | 36.1384 | 36.169
2001-05-07 | 36.5942 | 36.6252
2001-05-08 | 37.322 | 37.3535
2001-05-09 | 37.2986 | 37.33
2001-05-10 | 44.5559 | 44.5934 | 46.0825
2001-05-11 | 42.0045 | 42.0398 | 43.4401
2001-05-12 | 40.3317 | 40.3655 | 41.7067
2001-05-13 | 40.2811 | 40.3148 | 41.6511
2001-05-14 | 41.7119 | 41.7467 | 43.127
2001-05-15 | 39.7088 | 39.7419 | 41.0527
2001-05-16 | 39.0913 | 39.1238 | 40.4111
2001-05-17 | 38.4637 | 38.4956 | 39.7592
2001-05-18 | 43.793 | 43.8292 | 45.2643
2001-05-19 | 47.5097 | 47.549 | 49.1021
2001-05-20 | 59.7263 | 44.1428 | 45.5812
2001-05-21 | 61.473 | 45.6866 | 47.1716
2001-05-22 | 56.1461 | 41.9447 | 43.3049
2001-05-23 | 55.4831 | 41.6517 | 42.9991
2001-05-24 | 55.887 | 42.1478 | 43.508
2001-05-25 | 54.8043 | 56.2114 | 42.8472
2001-05-26 | 58.9212 | 60.347 | 46.2521
2001-05-27 | 60.0895 | 61.4643 | 47.3501
2001-05-28 | 44.9602 | 45.9358
2001-05-29 | 44.0905 | 45.0003
2001-05-30 | 54.7088 | 55.785 | 43.5829
2001-05-31 | 54.6495 | 55.6766 | 43.674
2001-06-01 | 55.082 | 56.0729 | 44.1537
2001-06-02 | 53.2257 | 54.1441 | 42.7906
2001-06-03 | 53.5875 | 54.4758 | 43.2026
2001-06-04 | 54.3149 | 55.1811 | 43.9075
2001-06-05 | 53.6729 | 54.4978 | 43.5017
2001-06-06 | 52.0834 | 52.8557 | 42.3197
2001-06-07 | 54.1438 | 54.9193 | 44.1007
2001-06-08 | 56.1317 | 56.9093 | 45.8273
2001-06-09 | 56.7227 | 57.4836 | 46.4152
2001-06-10 | 52.4159 | 53.0973 | 42.9855
2001-06-11 | 57.1263 | 57.8468 | 46.9485
2001-06-12 | 36.2269 | 36.6705 | 37.4381
2001-06-13 | 36.056 | 36.4851 | 36.8714
2001-06-14 | 36.4513 | 36.8732 | 37.3485
2001-06-15 | 36.7714 | 37.1856 | 36.3241
2001-06-16 | 37.0043 | 37.4103 | 37.4531
2001-06-17 | 37.4487 | 37.8492 | 36.2965
2001-06-18 | 36.3862 | 36.7658 | 37.4619
2001-06-19 | 56.4706 | 57.0455 | 47.1125
2001-06-20 | 54.7681 | 55.3125 | 45.7682
2001-06-21 | 57.3901 | 57.9475 | 48.0373
2001-06-22 | 56.5776 | 57.1148 | 47.4323
2001-06-23 | 54.0992 | 54.6016 | 45.4247
2001-06-24 | 53.8106 | 54.2995 | 45.2507
2001-06-25 | 57.2282 | 57.7372 | 48.1958
2001-06-26 | 37.4646 | 37.7909 | 37.2341
2001-06-27 | 36.2778 | 36.5874 | 36.1056
2001-06-28 | 36.6186 | 36.9249 | 36.4952
2001-06-29 | 36.7664 | 37.068 | 36.6921
2001-06-30 | 36.1473 | 36.4382 | 36.1222
2001-07-01 | 37.4844 | 36.2032
2001-07-02 | 36.7142 | 36.9988 | 36.055
2001-07-03 | 37.3989 | 37.6836 | 36.7733
2001-07-04 | 36.8923 | 37.1682 | 36.3195
2001-07-05 | 37.7359 | 36.1236 | 36.8856
2001-07-06 | 37.3601 | 37.6299 | 37.2171
2001-07-07 | 36.2759 | 36.5335 | 36.1788
2001-07-08 | 36.1922 | 36.445 | 36.1362
2001-07-09 | 37.5249 | 37.7827 | 37.5085
2001-07-10 | 50.8202 | 51.1637 | 43.6219
2001-07-11 | 53.3363 | 53.6911 | 45.8307
2001-07-12 | 50.7267 | 51.059 | 43.6343
2001-07-13 | 50.7923 | 51.1199 | 43.736
2001-07-14 | 59.6157 | 59.9945 | 51.3859
2001-07-15 | 57.1951 | 57.5531 | 49.3489
2001-07-16 | 45.4917 | 45.7723
2001-07-17 | 62.761 | 63.1426 | 54.2685
2001-07-18 | 62.9063 | 63.2833 | 54.4459
2001-07-19 | 61.638 | 62.0023 | 53.3983
2001-07-20 | 63.1281 | 63.496 | 54.7396
2001-07-21 | 62.8354 | 63.1966 | 54.5353
2001-07-22 | 62.6613 | 63.0167 | 54.4328
2001-07-23 | 47.7179 | 47.985
2001-07-24 | 41.0216 | 41.2482 | 38.0409
2001-07-25 | 41.1332 | 41.3575 | 38.177
2001-07-26 | 41.4729 | 41.6961 | 36.1585
2001-07-27 | 41.6331 | 41.8544 | 36.3282
2001-07-28 | 39.1764 | 39.382 | 36.4513
2001-07-29 | 39.5916 | 39.7969 | 36.8673
2001-07-30 | 37.4172 | 37.6088
2001-07-31 | 40.0013 | 40.2038 | 37.3152
2001-08-01 | 39.2117 | 39.4078 | 36.6068
2001-08-02 | 39.6392 | 39.8351 | 37.034
2001-08-03 | 38.3617 | 38.5491 | 38.0332
2001-08-04 | 37.6016 | 37.7833 | 37.3073
2001-08-05 | 37.4299 | 37.6087 | 37.164
2001-08-06 | 36.894 | 37.0682 | 36.6583
2001-08-07 | 36.5232 | 36.6937
2001-08-08 | 38.0074 | 36.0086 | 37.2069
2001-08-09 | 37.8349 | 38.0078 | 37.6799
2001-08-10 | 37.2209 | 37.3891 | 36.7672
2001-08-11 | 40.1504 | 40.33 | 37.7602
2001-08-12 | 39.7984 | 39.9745 | 37.454
2001-08-13 | 41.8095 | 41.9926 | 36.9544
2001-08-14 | 36.1295 | 36.2861 | 36.1016
2001-08-15 | 37.1331 | 37.2924 | 37.1282
2001-08-16 | 38.3174 | 36.1168 | 37.9992
2001-08-17 | 36.207 | 36.3593 | 36.248
2001-08-18 | 37.7581 | 37.9153 | 37.4911
2001-08-19 | 36.9215 | 37.0737 | 37.0087
2001-08-20 | 36.9234 | 37.0742 | 37.0331
2001-08-21 | 36.0815 | 36.2274 | 36.2103
2001-08-22 | 36.9004 | 37.0482 | 37.054
2001-08-23 | 36.5003 | 36.6452 | 36.6736
2001-08-24 | 37.3198 | 37.4665
2001-08-25 | 37.3939 | 37.5396 | 37.6219
2001-08-26 | 37.0458 | 37.1888 | 37.2927
2001-08-27 | 37.269 | 37.4115 | 37.5383
2001-08-28 | 43.3059 | 43.47 | 38.6297
2001-08-29 | 41.4068 | 41.5623 | 36.9558
2001-08-30 | 43.3496 | 43.511 | 38.7106
2001-08-31 | 43.0611 | 43.22 | 38.4735
2001-09-01 | 43.5645 | 43.7239 | 38.9439
2001-09-02 | 42.1644 | 42.3174 | 37.712
2001-09-03 | 43.533 | 43.6896 | 38.9562
2001-09-04 | 36.226 | 36.3552 | 36.6252
2001-09-05 | 36.1372 | 36.265 | 36.3354
2001-09-06 | 37.2456 | 37.3762 | 36.2721
2001-09-07 | 36.0178 | 36.1431 | 36.4695
2001-09-08 | 36.4123 | 36.5379 | 36.0597
2001-09-09 | 36.7367 | 36.8624 | 36.1852
2001-09-10 | 36.1956 | 36.3185 | 37.5352
2001-09-11 | 37.1577 | 37.2828 | 37.0979
2001-09-12 | 36.8644 | 36.9876 | 36.8225
2001-09-13 | 36.7505 | 36.8723 | 36.7258
2001-09-14 | 37.3804 | 37.5033 | 37.1238
2001-09-15 | 36.9648 | 37.0855 | 36.974
2001-09-16 | 36.2515 | 36.3689 | 36.5554
2001-09-17 | 36.7164 | 36.8344 | 36.7586
2001-09-18 | 44.5422 | 44.6843 | 40.1453
2001-09-19 | 37.2831 | 37.4011
2001-09-20 | 45.5532 | 45.6963 | 41.0999
2001-09-21 | 46.5243 | 46.6694 | 41.9942
2001-09-22 | 45.0333 | 45.1727 | 40.6657
2001-09-23 | 43.7619 | 43.8965 | 39.5344
2001-09-24 | 36.0332 | 36.1432
2001-09-25 | 39.9443 | 40.0654
2001-09-26 | 39.9992 | 40.1196
2001-09-27 | 37.7066 | 37.8192
2001-09-28 | 38.1515 | 38.2647
2001-09-29 | 38.0983 | 38.2105
2001-09-30 | 41.0572 | 41.1773
2001-10-01 | 37.4565 | 37.5653
2001-10-02 | 39.9601 | 40.0754
2001-10-03 | 42.2744 | 42.3956
2001-10-04 | 45.4209 | 45.5502 | 41.2885
2001-10-05 | 43.0927 | 43.2146 | 39.1869
2001-10-06 | 46.1511 | 46.2808 | 41.9837
2001-10-07 | 46.0231 | 46.1515 | 41.8828
2001-10-08 | 47.7055 | 47.8377 | 43.4297
2001-10-09 | 43.4641 | 43.5838 | 39.5828
2001-10-10 | 43.25 | 43.3683 | 39.4021
2001-10-11 | 42.6364 | 42.7523 | 38.8569
2001-10-12 | 43.87 | 43.9885 | 39.9954
2001-10-13 | 42.3386 | 42.4522 | 38.6128
2001-10-14 | 42.7457 | 42.8597 | 38.9976
2001-10-15 | 37.4897 | 37.5891
2001-10-16 | 47.0119 | 47.1357 | 42.9269
2001-10-17 | 37.697 | 37.7957
2001-10-18 | 45.9539 | 46.0734 | 41.9967
2001-10-19 | 46.8699 | 46.991 | 42.8481
2001-10-20 | 45.0034 | 45.119 | 41.1553
2001-10-21 | 46.0391 | 46.1567 | 42.1164
2001-10-22 | 39.2191 | 39.3187
2001-10-23 | 39.9232 | 40.024
2001-10-24 | 38.5396 | 38.6362
2001-10-25 | 47.1367 | 47.2543 | 43.1986
2001-10-26 | 45.3278 | 45.4402 | 41.5539
2001-10-27 | 46.6453 | 46.7603 | 42.7751
2001-10-28 | 43.9891 | 44.0969 | 40.3518
2001-10-29 | 37.3949 | 37.486
2001-10-30 | 44.6921 | 44.8003 | 41.0288
2001-10-31 | 45.9978 | 46.1086 | 42.2403
2001-11-01 | 43.098 | 43.2012 | 39.5893
2001-11-02 | 44.8001 | 44.9068 | 41.1651
2001-11-03 | 48.4446 | 48.5594 | 44.527
2001-11-04 | 50.5417 | 50.6608 | 46.4682
2001-11-05 | 39.9818 | 40.0755
2001-11-06 | 40.109 | 40.2024
2001-11-07 | 47.0461 | 47.1551 | 43.3066
2001-11-08 | 38.0741 | 38.1618
2001-11-09 | 48.2351 | 48.3456 | 44.4338
2001-11-10 | 48.2383 | 48.3482 | 44.4492
2001-11-11 | 36.7929 | 36.8763
2001-11-12 | 48.2651 | 48.3739 | 44.506
2001-11-13 | 37.0292 | 37.1123
2001-11-14 | 36.7733 | 36.8554
2001-11-15 | 43.1737 | 43.2695 | 39.8571
2001-11-16 | 36.8069 | 36.8882
2001-11-17 | 37.902 | 37.9853
2001-11-18 | 42.97 | 43.0639 | 39.714
2001-11-19 | 36.8036 | 36.8836
2001-11-20 | 47.4849 | 47.5876 | 43.917
2001-11-21 | 36.8547 | 36.934
2001-11-22 | 48.8313 | 48.9359 | 45.193
2001-11-23 | 36.1752 | 36.2523
2001-11-24 | 46.7038 | 46.8028 | 43.253
2001-11-25 | 38.0102 | 38.0903
2001-11-26 | 38.6046 | 38.6856
2001-11-27 | 36.4912 | 36.5674
2001-11-28 | 39.9706 | 40.0536
2001-11-29 | 40.3538 | 40.4372 | 37.4431
2001-11-30 | 40.4047 | 40.4879 | 37.4993
2001-12-01 | 40.4652 | 40.548
2001-12-02 | 41.6343 | 41.7192
2001-12-03 | 39.3692 | 39.449
2001-12-04 | 46.7896 | 46.884
2001-12-05 | 45.63 | 45.7216
2001-12-06 | 46.902 | 46.9958
2001-12-07 | 45.5859 | 45.6766
2001-12-08 | 47.4209 | 47.5148
2001-12-09 | 45.3433 | 45.4326
2001-12-10 | 44.7421 | 44.8299
2001-12-11 | 40.0798 | 40.158
2001-12-12 | 38.43 | 38.5047
2001-12-13 | 39.6016 | 39.6782
2001-12-14 | 39.5515 | 39.6277
2001-12-15 | 39.6379 | 39.7139
2001-12-16 | 38.6288 | 38.7025
2001-12-17 | 38.9961 | 39.0702
2001-12-18 | 37.2069 | 37.2773
2001-12-19 | 36.8761 | 36.9456
2001-12-20 | 36.921 | 36.9902
2001-12-21 | 36.9211 | 36.99
2001-12-22 | 36.8731 | 36.9417
2001-12-23 | 36.7782 | 36.8463
2001-12-24 | 37.6068 | 37.6761
2001-12-25 | 36.9991 | 37.067
2001-12-26 | 37.7388 | 37.8077
2001-12-27 | 37.3892 | 37.4572
2001-12-28 | 36.0717 | 36.1371
2001-12-29 | 37.8082 | 37.8764
2001-12-30 | 37.1674 | 37.2341
2001-12-31 | 36.8682 | 36.9341
2002-01-01 | 36.0901 | 36.1544
2002-01-02 | 37.4275 | 37.4938
2002-01-03 | 36.2283 | 36.2922
2002-01-04 | 38.0316 | 38.0985 | 38.0975
2002-01-05 | 37.4816 | 37.5472
2002-01-06 | 36.8699 | 36.9342
2002-01-07 | 36.2732 | 36.3362
2002-01-08 | 37.4146 | 37.4793
2002-01-09 | 37.7328 | 37.7977
2002-01-10 | 36.6152 | 36.678
2002-01-11 | 37.4618 | 37.5258
2002-01-12 | 38.7675 | 38.8335 | 36.5433
2002-01-13 | 37.3729 | 37.4362
2002-01-14 | 37.6069 | 37.6703
2002-01-15 | 43.6786 | 43.7521 | 41.2071
2002-01-16 | 36.6847 | 36.7461
2002-01-17 | 43.552 | 43.6246
2002-01-18 | 37.2101 | 37.272
2002-01-19 | 36.1772 | 36.2371
2002-01-20 | 38.022 | 38.0847
2002-01-21 | 37.7093 | 37.7712
2002-01-22 | 37.1097 | 37.1704
2002-01-23 | 36.9351 | 36.9953
2002-01-24 | 37.2867 | 37.3472
2002-01-25 | 40.3573 | 40.4226 | 38.1918
2002-01-26 | 47.7007 | 47.7776 | 45.1481
2002-01-27 | 44.4928 | 44.5641 | 42.1181
2002-01-28 | 41.4629 | 41.5292
2002-01-29 | 43.5205 | 43.5898
2002-01-30 | 41.291 | 41.3566
2002-01-31 | 37.4147 | 37.4738
2002-02-01 | 36.9667 | 37.0249
2002-02-02 | 37.885 | 37.9445
2002-02-03 | 36.1048 | 36.1613
2002-02-04 | 41.2183 | 41.2825
2002-02-05 | 37.0549 | 37.1124
2002-02-06 | 36.0587 | 36.1145
2002-02-07 | 36.5327 | 36.589
2002-02-08 | 37.559 | 37.6166
2002-02-09 | 36.2841 | 36.3396
2002-02-10 | 36.6324 | 36.6882
2002-02-11 | 36.1243 | 36.1791
2002-02-12 | 42.2142 | 42.2781
2002-02-13 | 37.6914 | 37.7482
2002-02-14 | 36.3441 | 36.3987
2002-02-15 | 38.1323 | 36.0146
2002-02-16 | 37.8631 | 37.9195
2002-02-17 | 37.3776 | 37.4331
2002-02-18 | 38.1934 | 38.2499
2002-02-19 | 36.6066 | 36.6607
2002-02-20 | 36.3669 | 36.4204
2002-02-21 | 36.4353 | 36.4887
2002-02-22 | 36.1055 | 36.1583
2002-02-23 | 42.1176 | 42.1789
2002-02-24 | 41.2197 | 41.2795
2002-02-25 | 41.325 | 41.3847
2002-02-26 | 44.2598 | 44.3236
2002-02-27 | 43.5511 | 43.6137
2002-02-28 | 45.0169 | 45.0813
2002-03-01 | 42.7137 | 42.7746
2002-03-02 | 43.5881 | 43.6501
2002-03-03 | 42.8412 | 42.9019
2002-03-04 | 45.5027 | 45.567
2002-03-05 | 47.099 | 47.1653 | 45.0712
2002-03-06 | 37.309 | 37.3613
2002-03-07 | 41.0402 | 41.0975
2002-03-08 | 39.2989 | 39.3536
2002-03-09 | 39.0551 | 39.1093
2002-03-10 | 39.9243 | 39.9796
2002-03-11 | 39.6803 | 39.735
2002-03-12 | 40.2271 | 40.2824
2002-03-13 | 42.3044 | 42.3624
2002-03-14 | 42.3231 | 42.3809
2002-03-15 | 39.8072 | 39.8614
2002-03-16 | 42.1175 | 42.1746
2002-03-17 | 40.6545 | 40.7095
2002-03-18 | 39.9163 | 39.9702
2002-03-19 | 37.643 | 37.6936
2002-03-20 | 37.3112 | 37.3612
2002-03-21 | 36.722 | 36.771
2002-03-22 | 36.2099 | 36.2582
2002-03-23 | 39.0662 | 39.1181
2002-03-24 | 37.055 | 37.1041
2002-03-25 | 36.1175 | 36.1651
2002-03-26 | 48.0173 | 48.0804
2002-03-27 | 45.8464 | 45.9065
2002-03-28 | 50.421 | 50.4869
2002-03-29 | 53.2813 | 53.3508
2002-03-30 | 61.1045 | 61.1839
2002-03-31 | 54.253 | 54.3233
2002-04-01 | 51.3449 | 51.4112
2002-04-02 | 54.8257 | 54.8963
2002-04-03 | 52.742 | 52.8096
2002-04-04 | 54.1334 | 54.2026
2002-04-05 | 55.7958 | 55.867
2002-04-06 | 57.8822 | 57.9558
2002-04-07 | 59.7612 | 59.837
2002-04-08 | 36.8033
2002-04-09 | 38.8036
2002-04-10 | 41.9044
2002-04-11 | 40.2521
2002-04-12 | 42.8893
2002-04-13 | 37.8263
2002-04-14 | 40.3344
2002-04-15 | 37.5855
2002-04-16 | 41.7253
2002-04-17 | 40.2248
2002-04-18 | 42.6622
2002-04-19 | 40.1903
2002-04-20 | 48.4058
2002-04-21 | 52.5281
2002-04-22 | 130.9427
2002-04-23
2002-04-24
2002-04-25
2002-04-26 | 44.4906
2002-04-27 | 46.6381
2002-04-28 | 45.4006
2002-04-29 | 44.1648
2002-04-30 | 44.6588
2002-05-01 | 44.4835
2002-05-02 | 44.4407
2002-05-03 | 46.7868
2002-05-04 | 42.2099
2002-05-05 | 50.3424
2002-05-06 | 38.2692
2002-05-07 | 49.1953
2002-05-08 | 49.3179
2002-05-09 | 46.4313
2002-05-10 | 46.0612
2002-05-11 | 48.4555
2002-05-12 | 53.0067
2002-05-13 | 46.6857
2002-05-14 | 37.3794
2002-05-15 | 42.5184
2002-05-16 | 39.5657
2002-05-17 | 44.7004
2002-05-18 | 43.3335 | 43.7719
2002-05-19 | 41.4499
2002-05-20 | 48.7993
2002-05-21 | 43.6797
2002-05-22 | 48.6234
2002-05-23 | 54.1279
2002-05-24 | 46.0826
2002-05-25 | 49.5932
2002-05-26 | 47.9824
2002-05-27 | 43.3247
2002-05-28 | 36.4
2002-05-29 | 43.997
2002-05-30 | 59.1945 | 59.938
2002-05-31 | 38.6505
2002-06-01 | 42.76
2002-06-02 | 40.6092
2002-06-03 | 42.2466
2002-06-04 | 36.8772
2002-06-05 | 38.0676
2002-06-06 | 37.7853
2002-06-07 | 37.8754
2002-06-08 | 36.9766
2002-06-09 | 36.135
2002-06-10 | 37.6728
2002-06-11 | 41.9177 | 42.5434
2002-06-12 | 37.8686
2002-06-13 | 37.8573
2002-06-14 | 37.1444
2002-06-15 | 41.8632
2002-06-16 | 40.2999
2002-06-17 | 38.943
2002-06-18 | 45.284
2002-06-19 | 54.7247
2002-06-20 | 44.3388
2002-06-21 | 47.1936
2002-06-22 | 48.5728
2002-06-23 | 44.4418
2002-06-24 | 41.5266
2002-06-25 | 51.114 | 52.0157
2002-06-26 | 52.8997 | 53.8303
2002-06-27 | 51.7019 | 52.609
2002-06-28 | 37.6307
2002-06-29 | 41.5187
2002-06-30 | 40.5424
2002-07-01 | 37.9008
2002-07-02 | 59.8324 | 60.9287
2002-07-03 | 53.0622 | 54.0318
2002-07-04 | 39.461
2002-07-05 | 37.7769
2002-07-06 | 39.6776
2002-07-07 | 38.1753
2002-07-08 | 36.8954
2002-07-09 | 43.4465 | 44.2824
2002-07-10 | 37.2414
2002-07-11 | 37.8801
2002-07-12 | 37.2155
2002-07-13 | 36.3537 | 37.0732
2002-07-14 | 46.6614 | 47.5825
2002-07-15 | 36.8543
2002-07-16 | 36.8796
2002-07-17 | 37.5234
2002-07-18 | 36.5765
2002-07-19 | 36.7627
2002-07-20 | 36.988
2002-07-21 | 37.796
2002-07-22 | 52.3555 | 53.459
2002-07-23 | 37.5256
2002-07-24 | 62.5063 | 63.8325
2002-07-25 | 41.4298
2002-07-26 | 41.1521
2002-07-27 | 40.4975
2002-07-28 | 40.1228
2002-07-29 | 38.354
2002-07-30 | 38.1709
2002-07-31 | 37.8228
2002-08-01 | 37.8479
2002-08-02 | 38.5324
2002-08-03 | 40.0417
2002-08-04 | 37.7334
2002-08-05 | 36.7221
2002-08-06 | 41.1389
2002-08-07 | 40.5895
2002-08-08 | 41.0277
2002-08-09 | 42.4225
2002-08-10 | 47.9085
2002-08-11 | 46.3575
2002-08-12 | 43.4469
2002-08-13 | 46.0306 | 47.1722
2002-08-14 | 43.7767 | 44.8597 | 43.4052
2002-08-15 | 36.1059 | 36.9969
2002-08-16 | 41.6703 | 42.696 | 41.3249
2002-08-17 | 43.4648 | 44.532 | 43.1054
2002-08-18 | 42.893 | 43.9435 | 42.539
2002-08-19 | 37.4018 | 38.3155
2002-08-20 | 44.0803 | 45.1545 | 59.21
2002-08-21 | 37.1036 | 38.0055
2002-08-22 | 51.9507 | 53.2103
2002-08-23 | 49.7255 | 50.9282
2002-08-24 | 36.2448
2002-08-25 | 36.8403
2002-08-26 | 51.323 | 52.5801
2002-08-27 | 37.5828
2002-08-28 | 36.6471
2002-08-29 | 37.7162
2002-08-30 | 36.8736
2002-08-31 | 36.6174
2002-09-01 | 36.248
2002-09-02 | 36.0324
2002-09-03 | 37.5293
2002-09-04 | 37.6619
2002-09-05 | 41.219
2002-09-06 | 37.3658
2002-09-07 | 45.1117
2002-09-08 | 43.0049
2002-09-09 | 44.3401 | 45.5273
2002-09-10 | 53.9646 | 55.4059 | 72.3417
2002-09-11 | 43.4976 | 44.6565
2002-09-12 | 65.4849 | 67.2255
2002-09-13 | 46.4012 | 47.6315
2002-09-14 | 41.2475 | 42.3385
2002-09-15 | 43.3051
2002-09-16 | 64.6127 | 66.329
2002-09-17 | 36.4988
2002-09-18 | 38.0203
2002-09-19 | 57.399 | 58.9401
2002-09-20 | 38.311
2002-09-21 | 56.8669 | 58.4
2002-09-22 | 36.1813
2002-09-23 | 37.7539
2002-09-24 | 37.2139
2002-09-25 | 37.0196
2002-09-26 | 37.5328
2002-09-27 | 36.2455
2002-09-28 | 50.134 | 51.5342
2002-09-29 | 46.2761 | 47.5655
2002-09-30 | 51.9219 | 53.3652
2002-10-01 | 36.0545
2002-10-02 | 47.0054 | 48.317
2002-10-03 | 36.8955
2002-10-04 | 36.9098
2002-10-05 | 37.4844
2002-10-06 | 71.3696 | 54.1986
2002-10-07 | 69.1013 | 52.7648
2002-10-08 | 38.164
2002-10-09 | 37.8365
2002-10-10 | 38.8678
2002-10-11 | 38.366
2002-10-12 | 61.4279 | 48.0295
2002-10-13 | 37.9462
2002-10-14 | 59.1599 | 46.6147
2002-10-15 | 46.9507
2002-10-16 | 48.0926
2002-10-17 | 77.4521 | 61.6687
2002-10-18 | 50.7994
2002-10-19 | 75.7574 | 60.6951
2002-10-20 | 48.7666
2002-10-21 | 74.5558 | 60.077
2002-10-22 | 69.2493 | 55.9471
2002-10-23 | 43.0717
2002-10-24 | 40.7707
2002-10-25 | 43.1563
2002-10-26 | 40.3971
2002-10-27 | 68.3357 | 55.9142
2002-10-28 | 65.1637 | 53.433
2002-10-29 | 39.7017
2002-10-30 | 40.3628
2002-10-31 | 39.2435
2002-11-01 | 39.9306
2002-11-02 | 48.2063
2002-11-03 | 44.4517
2002-11-04 | 45.572
2002-11-05 | 44.9477
2002-11-06 | 46.8024
2002-11-07 | 45.3252
2002-11-08 | 48.6007
2002-11-09 | 45.3678
2002-11-10 | 48.2432
2002-11-11 | 43.1722
2002-11-12 | 51.7935
2002-11-13 | 48.1125
2002-11-14 | 52.4377
2002-11-15 | 46.6022
2002-11-16 | 50.7067
2002-11-17 | 45.7744 | 38.9448
2002-11-18 | 58.6282 | 49.9441
2002-11-19 | 40.5202
2002-11-20 | 40.3737
2002-11-21 | 38.5893
2002-11-22 | 37.7094
2002-11-23 | 40.1787
2002-11-24 | 40.35
2002-11-25 | 38.4542
2002-11-26 | 36.7463
2002-11-27 | 38.6522
2002-11-28 | 41.2227
2002-11-29 | 39.6943
2002-11-30 | 44.1809
2002-12-01 | 42.2252
2002-12-02 | 39.3086
2002-12-03 | 40.2707
2002-12-04 | 53.6958 | 46.6946
2002-12-05 | 36.6241 | 37.5655
2002-12-06 | 37.8289 | 37.234
2002-12-07 | 37.6737 | 36.7877
2002-12-08 | 37.3508 | 36.8288
2002-12-09 | 39.7481 | 36.9929
2002-12-10 | 51.8823 | 45.3591
2002-12-11 | 53.4196 | 46.7424
2002-12-12 | 47.8301 | 41.8864
2002-12-13 | 47.3976 | 41.5416
2002-12-14 | 59.6002 | 52.2786
2002-12-15 | 59.6399 | 52.3549 | 68.5314
2002-12-16 | 50.2431 | 44.1405
2002-12-17 | 36.7405 | 36.4949
2002-12-18 | 36.9086 | 36.6899
2002-12-19 | 40.5804 | 38.0712
2002-12-20 | 37.1054 | 36.9404
2002-12-21 | 36.894 | 36.4332
2002-12-22 | 36.8811 | 36.7705
2002-12-23 | 36.1513 | 36.0685
2002-12-24 | 37.4836 | 37.4239
2002-12-25 | 36.6887 | 36.6556
2002-12-26 | 38.2816 | 37.9362
2002-12-27 | 38.0018 | 37.6843
2002-12-28 | 40.0974 | 37.8564
2002-12-29 | 41.7502 | 37.0201
2002-12-30 | 37.1004 | 36.8631
2002-12-31 | 37.5302 | 37.0297
2003-01-01 | 38.9097 | 36.8299
2003-01-02 | 44.2963 | 39.378 | 51.4805
2003-01-03 | 36.9611 | 36.8171
2003-01-04 | 37.6177 | 37.2084
2003-01-05 | 42.927 | 38.2306
2003-01-06 | 38.1088 | 36.0105
2003-01-07 | 40.6396 | 36.2364
2003-01-08 | 38.071 | 36.1885
2003-01-09 | 50.3749 | 44.9689 | 58.5946
2003-01-10 | 38.8967 | 37.0157
2003-01-11 | 37.6371 | 38.0011
2003-01-12 | 38.6199 | 36.7933
2003-01-13 | 38.2379 | 36.4494
2003-01-14 | 37.9157 | 37.4674
2003-01-15 | 40.7572 | 36.5041 | 47.4086
2003-01-16 | 40.5151 | 36.3066 | 46.9604
2003-01-17 | 37.8819 | 37.4937
2003-01-18 | 36.3104 | 37.6158
2003-01-19 | 36.128 | 37.4461
2003-01-20 | 36.2916 | 37.6348
2003-01-21 | 36.596 | 36.7059
2003-01-22 | 36.3448 | 36.4722
2003-01-23 | 36.442 | 36.4073
2003-01-24 | 37.1168 | 36.0009
2003-01-25 | 36.7601 | 37.1441
2003-01-26 | 36.8332 | 37.148 | 40.1875
2003-01-27 | 36.7082 | 37.0393 | 39.9225
2003-01-28 | 36.6886 | 37.0369
2003-01-29 | 37.4769 | 37.8503
2003-01-30 | 37.9869 | 36.3456
2003-01-31 | 36.0972 | 36.8143
2003-02-01 | 38.1176 | 36.3546
2003-02-02 | 36.8648 | 37.2994
2003-02-03 | 37.97 | 36.3945
2003-02-04 | 36.1112 | 36.8939
2003-02-05 | 39.0912 | 37.6804
2003-02-06 | 37.717 | 36.3714
2003-02-07 | 36.6528 | 37.1653
2003-02-08 | 36.4935 | 37.0194
2003-02-09 | 37.4042 | 37.959
2003-02-10 | 36.0032 | 36.877
2003-02-11 | 41.0959 | 37.2733
2003-02-12 | 37.8236 | 36.5651
2003-02-13 | 37.61 | 36.3732
2003-02-14 | 39.4733 | 38.1905
2003-02-15 | 37.4512 | 36.2483
2003-02-16 | 37.3366 | 36.1516
2003-02-17 | 36.966 | 37.6344
2003-02-18 | 39.3752 | 38.1549
2003-02-19 | 39.1447 | 37.9459
2003-02-20 | 37.3482 | 36.218
2003-02-21 | 36.1612 | 37.1984
2003-02-22 | 40.108 | 36.5327
2003-02-23 | 40.3321 | 36.7503
2003-02-24 | 39.2379 | 38.1068
2003-02-25 | 51.38 | 46.851
2003-02-26 | 49.7683 | 45.3976
2003-02-27 | 53.0544 | 48.4123
2003-02-28 | 51.0817 | 46.6286
2003-03-01 | 50.2417 | 45.8778
2003-03-02 | 50.8721 | 46.4696
2003-03-03 | 48.1468 | 43.9952
2003-03-04 | 49.9146 | 45.6261
2003-03-05 | 48.44 | 44.2931
2003-03-06 | 48.1027 | 43.9994
2003-03-07 | 43.416 | 39.7257
2003-03-08 | 56.088 | 51.3375 | 66.2643
2003-03-09 | 57.1929 | 52.3659 | 67.364
2003-03-10 | 45.5863 | 41.7524
2003-03-11 | 36.6589 | 37.6113 | 40.4288
2003-03-12 | 37.2057 | 36.1575 | 40.9177
2003-03-13 | 36.6508 | 37.6268 | 40.2002
2003-03-14 | 36.2975 | 37.2758 | 39.7112
2003-03-15 | 36.6492 | 37.6487 | 39.9979
2003-03-16 | 36.4154 | 36.1589
2003-03-17 | 36.5568 | 36.3104
2003-03-18 | 50.0536 | 45.9589 | 58.1206 | 59.8789
2003-03-19 | 57.1828 | 52.5207 | 66.2483 | 68.1751
2003-03-20 | 50.6331 | 46.519 | 58.5321 | 60.1713
2003-03-21 | 58.7087 | 53.9544 | 67.7246 | 69.5534
2003-03-22 | 58.2891 | 53.5846 | 67.1039 | 68.8534
2003-03-23 | 60.0497 | 55.2193 | 68.9951 | 70.7339
2003-03-24 | 60.5312 | 55.6782 | 69.4163 | 71.1093
2003-03-25 | 44.2116 | 40.6788 | 50.6081
2003-03-26 | 40.1999 | 36.9982
2003-03-27 | 43.495 | 40.0423 | 49.7219
2003-03-28 | 36.0142 | 37.1387
2003-03-29 | 36.2422 | 37.3843
2003-03-30 | 37.8621 | 37.1687
2003-03-31 | 38.1934 | 37.3265
2003-04-01 | 37.2886 | 36.93
2003-04-02 | 36.4721 | 36.0178
2003-04-03 | 36.829 | 36.3802
2003-04-04 | 36.5714 | 36.1354
2003-04-05 | 36.851 | 36.4214
2003-04-06 | 36.5132 | 36.2106
2003-04-07 | 36.431 | 36.0252
2003-04-08 | 36.8212 | 36.22 | 36.5749
2003-04-09 | 37.1655 | 36.5682 | 36.8542
2003-04-10 | 36.3512 | 36.7246 | 36.2155
2003-04-11 | 36.878 | 36.1337 | 36.8942
2003-04-12 | 36.4347 | 36.7076 | 36.3941
2003-04-13 | 36.5733 | 36.8565 | 36.4772
2003-04-14 | 37.1125 | 36.391 | 36.9606
2003-04-15 | 43.1036 | 39.8821 | 48.8903
2003-04-16 | 41.7682 | 52.3457 | 47.3094
2003-04-17 | 37.7132 | 39.4044
2003-04-18 | 41.9172 | 51.9967 | 47.433
2003-04-19 | 47.742 | 58.9486 | 53.9526
2003-04-20 | 38.1736 | 44.0473
2003-04-21 | 37.7739 | 43.4079
2003-04-22 | 40.7444 | 49.6925 | 46.0219
2003-04-23 | 37.2034 | 42.4311
2003-04-24 | 37.7745 | 38.3386
2003-04-25 | 36.0895 | 43.557
2003-04-26 | 37.5513 | 39.9886
2003-04-27 | 39.7913 | 47.7288 | 44.9591
2003-04-28 | 37.1224 | 37.213
2003-04-29 | 39.6427 | 47.2822 | 44.7528
2003-04-30 | 40.5158 | 48.1953 | 45.6827
2003-05-01 | 37.5197 | 41.7832
2003-05-02 | 37.7421 | 41.9278
2003-05-03 | 36.6468 | 38.302
2003-05-04 | 37.4777 | 37.0066
2003-05-05 | 37.5511 | 41.4308
2003-05-06 | 37.1779 | 38.6009
2003-05-07 | 37.4092 | 38.7613
2003-05-08 | 37.1632 | 40.7504
2003-05-09 | 37.2176 | 38.4119
2003-05-10 | 37.4292 | 38.5581
2003-05-11 | 37.549 | 40.9431
2003-05-12 | 36.9145 | 37.8922
2003-05-13 | 39.8807 | 46.1706
2003-05-14 | 41.2052 | 47.6248
2003-05-15 | 48.3221 | 55.7604
2003-05-16 | 41.7236 | 48.0705
2003-05-17 | 48.3841 | 55.6589
2003-05-18 | 47.7954 | 54.8997
2003-05-19 | 47.2774 | 54.2259
2003-05-20 | 40.3041 | 46.1623
2003-05-21 | 37.7768 | 43.2079
2003-05-22 | 38.9373 | 44.4752
2003-05-23 | 39.376 | 44.9172
2003-05-24 | 38.2492 | 43.5757
2003-05-25 | 39.4558 | 44.8939
2003-05-26 | 37.6264 | 42.7598
2003-05-27 | 37.6338 | 36.6423 | 36.6989
2003-05-28 | 36.2879 | 36.8516
2003-05-29 | 36.5975 | 37.3072
2003-05-30 | 36.9792 | 37.8924 | 36.0417
2003-05-31 | 36.5612 | 37.6436 | 37.8092
2003-06-01 | 36.2188 | 37.0324 | 37.1926
2003-06-02 | 36.2506 | 36.6113
2003-06-03 | 37.5982 | 36.3261 | 36.5306
2003-06-04 | 36.5021 | 36.9586 | 37.1632
2003-06-05 | 36.5118 | 36.9317 | 37.1329
2003-06-06 | 36.7619 | 36.9787
2003-06-07 | 36.6393 | 37.237 | 37.4847
2003-06-08 | 36.0222 | 36.332 | 36.57
2003-06-09 | 36.6726 | 36.5859
2003-06-10 | 37.2116 | 36.8683
2003-06-11 | 36.258 | 36.715 | 37.0421
2003-06-12 | 37.0758 | 37.7316 | 36.1708
2003-06-13 | 36.4641 | 36.4472
2003-06-14 | 36.1774 | 36.0196 | 36.3734
2003-06-15 | 37.4947 | 37.3002 | 37.6613
2003-06-16 | 37.2724 | 37.3333 | 37.6897
2003-06-17 | 36.8679 | 36.8986 | 37.2459
2003-06-18 | 37.1874 | 37.0192
2003-06-19 | 37.2105 | 36.5931
2003-06-20 | 37.7464 | 37.9427 | 36.3407
2003-06-21 | 37.7051 | 37.8729 | 36.2683
2003-06-22 | 36.177 | 36.0696 | 36.4722
2003-06-23 | 36.3199 | 36.4282 | 36.8296
2003-06-24 | 36.6781 | 37.5024 | 36.3277
2003-06-25 | 36.5224 | 37.0566
2003-06-26 | 36.2766 | 36.7818
2003-06-27 | 36.7725 | 36.2791
2003-06-28 | 36.7566 | 36.2391
2003-06-29 | 37.4107 | 36.5299 | 37.0672
2003-06-30 | 37.0855 | 36.1889 | 36.7146
2003-07-01 | 36.9309 | 36.0148 | 36.5317
2003-07-02 | 36.8635 | 36.0984
2003-07-03 | 36.5963 | 37.0409 | 37.6007
2003-07-04 | 36.1651 | 36.3604
2003-07-05 | 36.2625 | 36.5554
2003-07-06 | 36.254 | 36.525
2003-07-07 | 36.0024 | 36.505 | 37.1495
2003-07-08 | 37.6291 | 37.3786 | 36.0123
2003-07-09 | 36.3918 | 37.9002 | 36.5076
2003-07-10 | 36.3861 | 37.8728 | 36.4743
2003-07-11 | 37.4664 | 36.0798
2003-07-12 | 37.7256 | 36.5341 | 37.1816
2003-07-13 | 37.3779 | 36.499 | 37.1389
2003-07-14 | 36.8981 | 38.0299 | 36.3131
2003-07-15 | 56.5716 | 61.795 | 62.8551
2003-07-16 | 55.7017 | 60.813 | 61.8452
2003-07-17 | 56.8651 | 62.0512 | 63.0934
2003-07-18 | 56.6902 | 61.8289 | 62.8566
2003-07-19 | 57.5498 | 62.7349 | 63.7669
2003-07-20 | 57.233 | 62.3586 | 63.374
2003-07-21 | 54.8271 | 59.708 | 60.6704
2003-07-22 | 55.6102 | 60.5314 | 61.4974
2003-07-23 | 49.1886 | 53.516 | 54.3616
2003-07-24 | 48.0214 | 52.2214 | 53.0385
2003-07-25 | 48.9462 | 53.2023 | 54.0267
2003-07-26 | 46.8411 | 50.8907 | 51.6718
2003-07-27 | 48.0809 | 52.2139 | 53.0076
2003-07-28 | 48.3112 | 52.4403 | 53.2301
2003-07-29 | 46.0216 | 49.9328 | 50.6777
2003-07-30 | 45.5605 | 49.4108 | 50.1411
2003-07-31 | 48.3854 | 52.4516 | 53.2198
2003-08-01 | 52.3558 | 56.7313 | 57.5547
2003-08-02 | 45.7812 | 49.5862 | 50.2994
2003-08-03 | 46.1001 | 49.9106 | 50.6221
2003-08-04 | 48.6383 | 52.6368 | 53.3805
2003-08-05 | 49.8553 | 53.9316 | 54.687
2003-08-06 | 39.4556 | 42.6642
2003-08-07 | 49.7377 | 53.761 | 54.5439
2003-08-08 | 45.7141 | 49.3923 | 50.1054
2003-08-09 | 50.0034 | 54.0055 | 54.7785
2003-08-10 | 49.9137 | 53.8877 | 54.6526
2003-08-11 | 50.3475 | 54.335 | 55.0998
2003-08-12 | 36.214 | 37.4364 | 36.2849
2003-08-13 | 36.1689 | 37.2838 | 36.0334
2003-08-14 | 37.2024 | 36.9063 | 37.4132
2003-08-15 | 37.1104 | 36.6302 | 37.1291
2003-08-16 | 36.9991 | 36.3169 | 36.8076
2003-08-17 | 37.1021 | 37.1891
2003-08-18 | 37.8811 | 36.6922
2003-08-19 | 36.1464 | 36.9615
2003-08-20 | 36.9152 | 36.1831
2003-08-21 | 37.1372 | 36.3881
2003-08-22 | 36.0858 | 36.8612
2003-08-23 | 36.0313 | 36.3538
2003-08-24 | 36.2077 | 36.3185
2003-08-25 | 36.574 | 36.7793
2003-08-26 | 44.0315 | 47.267
2003-08-27 | 49.4312 | 53.0461 | 54.0779
2003-08-28 | 50.3312 | 53.9945 | 55.0366
2003-08-29 | 40.3155 | 43.236
2003-08-30 | 47.1761 | 50.5775
2003-08-31 | 42.4112 | 45.4547
2003-09-01 | 49.9147 | 53.4801
2003-09-02 | 38.2851
2003-09-03 | 37.4539 | 36.108
2003-09-04 | 37.1732 | 37.8347
2003-09-05 | 37.3795 | 36.0143
2003-09-06 | 37.746 | 36.3565
2003-09-07 | 36.2899 | 36.9025
2003-09-08 | 37.3602 | 37.6902
2003-09-09 | 49.7328 | 53.1863
2003-09-10 | 57.2037 | 61.1582
2003-09-11 | 47.6999 | 50.9828
2003-09-12 | 49.2064 | 52.5781
2003-09-13 | 47.6245 | 50.8734
2003-09-14 | 47.4737 | 50.6981
2003-09-15 | 61.1333 | 65.2674
2003-09-16 | 53.7347
2003-09-17 | 52.4754
2003-09-18 | 40.8989
2003-09-19 | 56.8087 | 60.6765
2003-09-20 | 55.0004 | 58.7289 | 60.4329
2003-09-21 | 44.0531 | 47.0267
2003-09-22 | 54.1097 | 57.7466 | 59.4399
2003-09-23 | 36.335 | 38.7668
2003-09-24 | 43.7696 | 46.6867
2003-09-25 | 42.043
2003-09-26 | 41.2151
2003-09-27 | 50.4721
2003-09-28 | 56.2472
2003-09-29 | 58.1774
2003-09-30 | 79.9667
2003-10-01 | 66.3175
2003-10-02 | 65.3494
2003-10-03 | 65.5553
2003-10-04 | 58.8078
2003-10-05 | 63.327
2003-10-06 | 57.9043
2003-10-07 | 48.3235
2003-10-08 | 47.9961
2003-10-09 | 42.9452
2003-10-10 | 45.136
2003-10-11 | 51.8489
2003-10-12 | 44.9468
2003-10-13 | 48.0743
2003-10-14 | 42.1647
2003-10-15 | 85.2899
2003-10-16
2003-10-17 | 84.511
2003-10-18 | 37.641
2003-10-19 | 36.2772
2003-10-20 | 43.4239 | 46.5537
2003-10-21 | 36.9025 | 37.1222
2003-10-22 | 36.5586
2003-10-23 | 36.5309
2003-10-24 | 36.9705
2003-10-25 | 36.9126 | 37.1461
2003-10-26 | 36.2531
2003-10-27 | 37.0923 | 37.5026
2003-10-28 | 36.1657 | 36.8365
2003-10-29 | 36.2447 | 36.9071
2003-10-30 | 36.5677
2003-10-31 | 36.6717 | 37.3399
2003-11-01 | 36.0566
2003-11-02 | 36.8324 | 37.3683
2003-11-03 | 36.0922 | 37.0459
2003-11-04 | 37.0742 | 37.0723
2003-11-05 | 36.4379 | 36.1877
2003-11-06 | 36.76 | 36.6241
2003-11-07 | 36.0772 | 37.1479
2003-11-08 | 36.7897 | 36.3711
2003-11-09 | 37.0509 | 37.0021
2003-11-10 | 37.256 | 36.9536
2003-11-11 | 36.0928 | 37.2551
2003-11-12 | 36.1575 | 37.2516
2003-11-13 | 36.1893 | 36.9614
2003-11-14 | 36.6348
2003-11-15 | 36.8245 | 36.6233
2003-11-16 | 36.7335 | 37.2869 | 36.711
2003-11-17 | 36.3546 | 36.1388
2003-11-18 | 36.8669 | 36.2231
2003-11-19 | 37.5871 | 36.559
2003-11-20 | 36.0272 | 36.8417
2003-11-21 | 36.6544 | 37.3824
2003-11-22 | 36.8428 | 37.5659
2003-11-23 | 36.9617 | 37.6787
2003-11-24 | 36.8919 | 37.5991
2003-11-25 | 37.0634 | 36.8915
2003-11-26 | 37.1608 | 36.7376
2003-11-27 | 36.9216 | 36.493
2003-11-28 | 36.6607 | 36.0903
2003-11-29 | 37.4903 | 36.5735
2003-11-30 | 36.0987 | 36.8327
2003-12-01 | 36.8573 | 36.1085
2003-12-02 | 36.2229 | 37.1658
2003-12-03 | 36.0615 | 36.9924
2003-12-04 | 37.3536 | 36.5717
2003-12-05 | 36.0195 | 36.7131
2003-12-06 | 37.0489 | 36.2583
2003-12-07 | 36.0674 | 36.7468
2003-12-08 | 37.1586 | 36.1816
2003-12-09 | 36.0487 | 36.5217
2003-12-10 | 37.0631 | 36.395
2003-12-11 | 37.2771 | 36.7369
2003-12-12 | 36.9915 | 36.3103
2003-12-13 | 36.2289 | 36.9484
2003-12-14 | 36.3425 | 37.1308
2003-12-15 | 36.3213 | 37.1019
2003-12-16 | 36.9718 | 37.0171
2003-12-17 | 36.1652 | 36.2785
2003-12-18 | 36.4755 | 36.4239
2003-12-19 | 36.3992 | 36.1566
2003-12-20 | 37.0618 | 36.9955
2003-12-21 | 36.2466 | 36.175
2003-12-22 | 36.7444 | 36.665
2003-12-23 | 37.0036 | 36.6242
2003-12-24 | 37.1044 | 36.9204
2003-12-25 | 36.1796 | 37.1218
2003-12-26 | 36.6797 | 36.3883
2003-12-27 | 36.4816 | 37.1087
2003-12-28 | 36.1756 | 36.9912
2003-12-29 | 36.3271 | 37.0787
2003-12-30 | 36.3532 | 37.1597
2003-12-31 | 36.9401 | 36.3945
2004-01-01 | 36.4779 | 37.2742
2004-01-02 | 36.497 | 37.2873
2004-01-03 | 36.2456 | 36.9634
2004-01-04 | 37.1474 | 36.5736
2004-01-05 | 36.3441 | 37.112
2004-01-06 | 36.5547 | 36.946
2004-01-07 | 36.8484 | 37.2366
2004-01-08 | 36.8522 | 37.2342
2004-01-09 | 37.1761 | 37.6478
2004-01-10 | 36.5943 | 36.9614
2004-01-11 | 36.8068 | 37.2616
2004-01-12 | 37.3098 | 37.6719
2004-01-13 | 36.0033 | 36.5168
2004-01-14 | 37.3697 | 36.3146
2004-01-15 | 36.5968 | 37.0252
2004-01-16 | 36.2669 | 36.6856
2004-01-17 | 36.378 | 36.7922
2004-01-18 | 37.4206 | 36.3411
2004-01-19 | 36.3842 | 36.787
2004-01-20 | 36.1234 | 36.2144
2004-01-21 | 36.483 | 36.5692
2004-01-22 | 36.635 | 36.8308
2004-01-23 | 37.0404 | 37.5102
2004-01-24 | 37.1917 | 37.2626
2004-01-25 | 36.8789 | 36.9436
2004-01-26 | 36.6126 | 36.6714
2004-01-27 | 36.2823 | 36.2062 | 36.4441
2004-01-28 | 37.3638 | 37.2799 | 37.511
2004-01-29 | 37.021 | 37.3745
2004-01-30 | 36.9556 | 37.303
2004-01-31 | 37.3296 | 36.182
2004-02-01 | 37.3687 | 36.0462
2004-02-02 | 37.1987 | 37.5323
2004-02-03 | 36.0972 | 36.4961
2004-02-04 | 36.3631 | 36.7597
2004-02-05 | 36.637 | 36.9498
2004-02-06 | 36.2111 | 38.106
2004-02-07 | 37.2559 | 36.2264
2004-02-08 | 36.4154 | 36.7109
2004-02-09 | 36.6837 | 37.2598
2004-02-10 | 36.9048 | 36.7542 | 37.1067
2004-02-11 | 36.9297 | 37.3705
2004-02-12 | 36.8543 | 36.6939 | 37.0431
2004-02-13 | 37.1925 | 37.0257 | 37.3642
2004-02-14 | 36.0982 | 37.9457 | 36.2467
2004-02-15 | 36.3002 | 36.1277 | 36.4314
2004-02-16 | 36.1161 | 36.5228
2004-02-17 | 36.5284 | 36.6899
2004-02-18 | 37.0688 | 37.3195
2004-02-19 | 36.2357 | 36.3864
2004-02-20 | 36.3718 | 36.4841
2004-02-21 | 39.2859 | 36.5545
2004-02-22 | 39.6348 | 37.0663
2004-02-23 | 38.7235 | 36.3862
2004-02-24 | 38.0993 | 37.8407
2004-02-25 | 36.8693 | 36.7735
2004-02-26 | 38.3689 | 36.5122
2004-02-27 | 38.4678 | 36.7449
2004-02-28 | 39.1272 | 37.5093
2004-02-29 | 37.6895 | 36.255
2004-03-01 | 36.6896 | 37.2609
2004-03-02 | 38.0102 | 37.1692
2004-03-03 | 36.9699 | 36.6945
2004-03-04 | 37.0422 | 36.872
2004-03-05 | 36.6514 | 37.0823
2004-03-06 | 36.0582 | 36.5792
2004-03-07 | 36.3646 | 36.4876
2004-03-08 | 36.7667 | 36.9822
2004-03-09 | 38.9318 | 36.3634
2004-03-10 | 37.6745 | 37.2473
2004-03-11 | 42.4186 | 37.5336
2004-03-12 | 37.8727 | 37.6078
2004-03-13 | 36.1053 | 37.807
2004-03-14 | 36.4265 | 36.3209
2004-03-15 | 41.492 | 37.0174 | 37.4345
2004-03-16 | 37.1737 | 36.7513
2004-03-17 | 38.0501 | 37.6876
2004-03-18 | 36.941 | 36.6551
2004-03-19 | 37.3595 | 37.5988
2004-03-20 | 51.6999 | 43.6844 | 47.1
2004-03-21 | 39.8413 | 38.0965
2004-03-22 | 39.4737 | 37.8063
2004-03-23 | 37.354 | 37.1522
2004-03-24 | 38.019 | 37.6911
2004-03-25 | 37.3719 | 37
2004-03-26 | 36.8538 | 36.8209
2004-03-27 | 37.2261 | 37.2463
2004-03-28 | 36.4876 | 36.5588
2004-03-29 | 36.8053 | 36.6468
2004-03-30 | 37.8355 | 37.4754 | 36.8914
2004-03-31 | 36.2291 | 36.4463
2004-04-01 | 36.2676 | 36.532
2004-04-02 | 36.0732 | 36.382
2004-04-03 | 37.1694 | 37.2483
2004-04-04 | 37.2217 | 36.2779
2004-04-05 | 36.5351 | 36.4469
2004-04-06 | 36.9475 | 36.3362
2004-04-07 | 36.878 | 36.3092
2004-04-08 | 37.1657 | 36.6333
2004-04-09 | 36.6188 | 36.1338
2004-04-10 | 36.0997 | 37.0577
2004-04-11 | 37.5488 | 36.6638
2004-04-12 | 36.1489 | 37.1859
2004-04-13 | 36.0083 | 36.2351 | 36.6596
2004-04-14 | 36.7403 | 37.0087 | 36.0809
2004-04-15 | 36.9201 | 36.5409
2004-04-16 | 36.3874 | 36.0485
2004-04-17 | 37.034 | 36.2685
2004-04-18 | 36.8568 | 36.1287
2004-04-19 | 36.9591 | 36.2622
2004-04-20 | 36.7756 | 36.8826
2004-04-21 | 36.2498 | 36.5603
2004-04-22 | 36.1564 | 36.3256
2004-04-23 | 36.8725 | 36.2165 | 36.5688
2004-04-24 | 36.7372 | 36.1141 | 36.4513
2004-04-25 | 36.8528 | 36.0792 | 36.5166
2004-04-26 | 36.0627 | 36.5261
2004-04-27 | 36.2667 | 36.1415
2004-04-28 | 37.1729 | 36.9063
2004-04-29 | 36.9261 | 36.3933
2004-04-30 | 36.7586 | 36.2562
2004-05-01 | 36.9713 | 36.4938
2004-05-02 | 37.0424 | 36.5914
2004-05-03 | 36.0498 | 36.0912
2004-05-04 | 36.1946 | 36.4408
2004-05-05 | 36.0303 | 36.495
2004-05-06 | 36.5446 | 36.8458
2004-05-07 | 37.2686 | 36.5021
2004-05-08 | 36.1469 | 36.4955
2004-05-09 | 36.7234 | 36.0174
2004-05-10 | 36.9618 | 36.1374
2004-05-11 | 36.6143 | 36.6941
2004-05-12 | 36.4972 | 36.1723
2004-05-13 | 36.872 | 36.5739
2004-05-14 | 36.6974 | 36.2598
2004-05-15 | 37.6073 | 36.5348
2004-05-16 | 36.0619 | 36.2117
2004-05-17 | 36.33 | 36.5033
2004-05-18 | 65.6883 | 58.8357
2004-05-19 | 61.0901 | 54.75
2004-05-20 | 61.102 | 54.793
2004-05-21 | 54.9198 | 49.2779
2004-05-22 | 49.0686 | 44.0532
2004-05-23 | 48.9068 | 43.933
2004-05-24 | 48.3346 | 43.4434
2004-05-25 | 47.9479 | 43.1199
2004-05-26 | 48.4237 | 43.5717
2004-05-27 | 46.659 | 42.0066
2004-05-28 | 47.5407 | 42.8234
2004-05-29 | 47.7718 | 43.0545
2004-05-30 | 45.1434 | 40.7069
2004-05-31 | 45.5622 | 41.106
2004-06-01 | 45.4007 | 40.9812
2004-06-02 | 49.5179 | 44.7204
2004-06-03 | 44.1537 | 39.8959
2004-06-04 | 43.9384 | 39.7211
2004-06-05 | 44.1752 | 39.9549
2004-06-06 | 44.0484 | 39.8595
2004-06-07 | 45.0166 | 40.7552
2004-06-08 | 44.0895 | 39.9349
2004-06-09 | 42.4902 | 38.5044
2004-06-10 | 43.3952 | 39.3428
2004-06-11 | 42.1199 | 38.2042
2004-06-12 | 47.803 | 43.3787
2004-06-13 | 47.8514 | 43.4422
2004-06-14 | 47.7139 | 43.3367
2004-06-15 | 49.0696 | 44.5878
2004-06-16 | 47.2354 | 42.9399
2004-06-17 | 47.1297 | 42.8624
2004-06-18 | 47.9738 | 43.6488
2004-06-19 | 47.8785 | 43.5806
2004-06-20 | 46.8281 | 42.6424
2004-06-21 | 45.7058 | 41.6378
2004-06-22 | 45.4375 | 41.4105
2004-06-23 | 45.5143 | 41.4974
2004-06-24 | 45.7687 | 41.7462
2004-06-25 | 44.3398 | 40.4591
2004-06-26 | 45.4435 | 41.4827
2004-06-27 | 47.699 | 43.5587
2004-06-28 | 45.3187 | 41.4011
2004-06-29 | 46.3213 | 42.3334
2004-06-30 | 45.5019 | 41.6004
2004-07-01 | 46.2193 | 42.2723
2004-07-02 | 46.311 | 42.3721
2004-07-03 | 45.2141 | 41.3838
2004-07-04 | 51.235 | 46.912
2004-07-05 | 43.6267 | 39.9602
2004-07-06 | 36.1319 | 36.1436
2004-07-07 | 36.9116 | 36.611
2004-07-08 | 36.1532 | 36.1907
2004-07-09 | 36.0801 | 37.3718
2004-07-10 | 37.6124 | 36.3179
2004-07-11 | 36.9722 | 37.2433
2004-07-12 | 37.5893 | 36.2075
2004-07-13 | 36.7083 | 37.221
2004-07-14 | 37.0588 | 37.5891
2004-07-15 | 36.0543 | 36.8276
2004-07-16 | 37.6219 | 36.2875
2004-07-17 | 37.7117 | 36.4999
2004-07-18 | 37.2288 | 36.0442
2004-07-19 | 36.0829 | 36.6595

## TARGET POWER 1
Train | 1 | 2 | 3 | 4
Reactor | 1 | 1 | 1 | 1
Bank | 1 | 1 | 1 | 1
| Train 1, Bank 1 | Train 2, Bank 1 | Train 3, Bank 1 | Train 4, Bank 1
Date/Time | Target Power 1 (kW)
2000-01-01 | 0.098664 | 0.098664 | 0.098664
2000-01-02 | 0.12753 | 0.12753
2000-01-03 | 0.12393 | 0.12393
2000-01-04 | 0.13133 | 0.13133
2000-01-05 | 0.12502 | 0.12502
2000-01-06 | 0.13243 | 0.13243
2000-01-07 | 0.1347 | 0.1347
2000-01-08 | 0.13151 | 0.13151
2000-01-09 | 0.14086 | 0.14086
2000-01-10 | 0.14094 | 0.14094
2000-01-11 | 0.1704 | 0.1704
2000-01-12 | 0.15017 | 0.15017 | 0.14223
2000-01-13 | 0.1518 | 0.1518 | 0.14414
2000-01-14 | 0.21114 | 0.21114
2000-01-15 | 0.1522 | 0.1522 | 0.14431
2000-01-16 | 0.15696 | 0.15696 | 0.14917
2000-01-17 | 0.21552 | 0.21552
2000-01-18 | 0.13156 | 0.13156 | 0.12486
2000-01-19 | 0.13675 | 0.13675 | 0.13006
2000-01-20 | 0.13419 | 0.13419 | 0.12786
2000-01-21 | 0.13383 | 0.13383 | 0.12775
2000-01-22 | 0.13555 | 0.13555 | 0.12959
2000-01-23 | 0.14139 | 0.14139 | 0.13538
2000-01-24 | 0.14305 | 0.14305 | 0.13717
2000-01-25 | 0.17817 | 0.17817 | 0.17107
2000-01-26 | 0.18009 | 0.18009 | 0.17314
2000-01-27 | 0.16558 | 0.16558 | 0.15937
2000-01-28 | 0.15957 | 0.15957 | 0.15376
2000-01-29 | 0.15819 | 0.15819 | 0.15259
2000-01-30 | 0.15073 | 0.15073 | 0.14553
2000-01-31 | 0.15647 | 0.15647 | 0.15121
2000-02-01 | 0.12634 | 0.12634 | 0.1222
2000-02-02 | 0.12044 | 0.12044 | 0.1166
2000-02-03 | 0.12628 | 0.12628 | 0.12235
2000-02-04 | 0.10599 | 0.10599 | 0.10276
2000-02-05 | 0.13608 | 0.13608 | 0.13204
2000-02-06 | 0.13481 | 0.13481 | 0.1309
2000-02-07 | 0.13163 | 0.13163 | 0.12789
2000-02-08 | 0.11493 | 0.11493 | 0.11174
2000-02-09 | 0.11854 | 0.11854 | 0.11532
2000-02-10 | 0.11353 | 0.11353 | 0.1105
2000-02-11 | 0.1194 | 0.1194 | 0.11628
2000-02-12 | 0.11633 | 0.11633 | 0.11336
2000-02-13 | 0.1209 | 0.1209 | 0.11786
2000-02-14 | 0.099209 | 0.099209 | 0.096767
2000-02-15 | 0.16128 | 0.16128 | 0.15738
2000-02-16 | 0.16977 | 0.16977 | 0.16574
2000-02-17 | 0.16882 | 0.16882 | 0.16489
2000-02-18 | 0.16373 | 0.16373 | 0.15999
2000-02-19 | 0.16571 | 0.16571 | 0.16199
2000-02-20 | 0.16998 | 0.16998 | 0.16622
2000-02-21 | 0.14698 | 0.14698 | 0.14379
2000-02-22 | 0.20583 | 0.20583 | 0.20143
2000-02-23 | 0.19471 | 0.19471 | 0.19062
2000-02-24 | 0.21448 | 0.21448 | 0.21004
2000-02-25 | 0.21588 | 0.21588 | 0.21149
2000-02-26 | 0.17983 | 0.17983 | 0.17623
2000-02-27 | 0.19607 | 0.19607 | 0.19221
2000-02-28 | 0.16734 | 0.16734 | 0.16409
2000-02-29 | 0.19796 | 0.19796 | 0.19417
2000-03-01 | 0.19239 | 0.19239 | 0.18876
2000-03-02 | 0.19565 | 0.19565 | 0.19201
2000-03-03 | 0.18989 | 0.18989 | 0.18641
2000-03-04 | 0.18369 | 0.18369 | 0.18037
2000-03-05 | 0.19952 | 0.19952 | 0.19597
2000-03-06 | 0.17031 | 0.17031 | 0.16731
2000-03-07 | 0.13064 | 0.13064 | 0.12838
2000-03-08 | 0.14225 | 0.14225 | 0.13981
2000-03-09 | 0.14752 | 0.14752 | 0.14503
2000-03-10 | 0.15077 | 0.15077 | 0.14826
2000-03-11 | 0.15264 | 0.15264 | 0.15013
2000-03-12 | 0.15374 | 0.15374 | 0.15124
2000-03-13 | 0.13718 | 0.13718 | 0.13498
2000-03-14 | 0.14699 | 0.14699 | 0.14466
2000-03-15 | 0.14162 | 0.14162 | 0.1394
2000-03-16 | 0.14627 | 0.14627 | 0.144
2000-03-17 | 0.14867 | 0.14867 | 0.14639
2000-03-18 | 0.14712 | 0.14712 | 0.1449
2000-03-19 | 0.15357 | 0.15357 | 0.15128
2000-03-20 | 0.13926 | 0.13926 | 0.13721
2000-03-21 | 0.20214 | 0.20214 | 0.19918
2000-03-22 | 0.22751 | 0.22751 | 0.22422
2000-03-23 | 0.22347 | 0.22347 | 0.22028
2000-03-24 | 0.22636 | 0.22636 | 0.22316
2000-03-25 | 0.19341 | 0.19341 | 0.1907
2000-03-26 | 0.19135 | 0.19135 | 0.1887
2000-03-27 | 0.17194 | 0.17194 | 0.16959
2000-03-28 | 0.2141 | 0.2141 | 0.2112
2000-03-29 | 0.22274 | 0.22274 | 0.21976
2000-03-30 | 0.22028 | 0.22028 | 0.21735
2000-03-31 | 0.2228 | 0.2228 | 0.21987
2000-04-01 | 0.21782 | 0.21782 | 0.21499
2000-04-02 | 0.21926 | 0.21926 | 0.21644
2000-04-03 | 0.18915 | 0.18915 | 0.18674
2000-04-04 | 0.16115 | 0.16115 | 0.15911
2000-04-05 | 0.1903 | 0.1903 | 0.18792
2000-04-06 | 0.18014 | 0.18014 | 0.17791
2000-04-07 | 0.18747 | 0.18747 | 0.18517
2000-04-08 | 0.19569 | 0.19569 | 0.19331
2000-04-09 | 0.19495 | 0.19495 | 0.1926
2000-04-10 | 0.19074 | 0.19074 | 0.18847
2000-04-11 | 0.14405 | 0.14405 | 0.14235
2000-04-12 | 0.15214 | 0.15214 | 0.15036
2000-04-13 | 0.16572 | 0.16572 | 0.16379
2000-04-14 | 0.14825 | 0.14825 | 0.14655
2000-04-15 | 0.16944 | 0.16944 | 0.16751
2000-04-16 | 0.16967 | 0.16967 | 0.16776
2000-04-17 | 0.15269 | 0.15269 | 0.15098
2000-04-18 | 0.20548 | 0.20548 | 0.20319
2000-04-19 | 0.19918 | 0.19918 | 0.19699
2000-04-20 | 0.20772 | 0.20772 | 0.20545
2000-04-21 | 0.19999 | 0.19999 | 0.19782
2000-04-22 | 0.17223 | 0.17223 | 0.17038
2000-04-23 | 0.17479 | 0.17479 | 0.17293
2000-04-24 | 0.13416 | 0.13416 | 0.13275
2000-04-25 | 0.17605 | 0.17605
2000-04-26 | 0.12646 | 0.12646 | 0.12503
2000-04-27 | 0.12215 | 0.12215 | 0.12078
2000-04-28 | 0.12894 | 0.12894 | 0.1275
2000-04-29 | 0.12644 | 0.12644 | 0.12504
2000-04-30 | 0.12646 | 0.12646 | 0.12508
2000-05-01 | 0.17429 | 0.17429
2000-05-02 | 0.11922 | 0.11922
2000-05-03 | 0.08814 | 0.08814 | 0.087044
2000-05-04 | 0.08475 | 0.08475 | 0.083705
2000-05-05 | 0.085538 | 0.085538 | 0.084491
2000-05-06 | 0.087299 | 0.087299 | 0.086238
2000-05-07 | 0.089436 | 0.089436 | 0.088357
2000-05-08 | 0.118 | 0.118
2000-05-09 | 0.12828 | 0.12828 | 0.12665
2000-05-10 | 0.13185 | 0.13185 | 0.13018
2000-05-11 | 0.13058 | 0.13058 | 0.12894
2000-05-12 | 0.18781 | 0.18781
2000-05-13 | 0.12853 | 0.12853 | 0.12684
2000-05-14 | 0.13158 | 0.13158 | 0.12986
2000-05-15 | 0.1751 | 0.1751
2000-05-16 | 0.10778 | 0.10778 | 0.10631
2000-05-17 | 0.15756 | 0.15756
2000-05-18 | 0.14189 | 0.14189
2000-05-19 | 0.15431 | 0.15431
2000-05-20 | 0.13629 | 0.13629
2000-05-21 | 0.13825 | 0.13825
2000-05-22 | 0.12209 | 0.12209
2000-05-23 | 0.11762 | 0.11762 | 0.11553
2000-05-24 | 0.17451 | 0.17451
2000-05-25 | 0.1196 | 0.1196 | 0.11742
2000-05-26 | 0.12893 | 0.12893 | 0.12659
2000-05-27 | 0.13063 | 0.13063 | 0.12827
2000-05-28 | 0.13364 | 0.13364 | 0.13125
2000-05-29 | 0.17141 | 0.17141
2000-05-30 | 0.13321 | 0.13321 | 0.13076
2000-05-31 | 0.14074 | 0.14074 | 0.13816
2000-06-01 | 0.14213 | 0.14213 | 0.13954
2000-06-02 | 0.12833 | 0.12833 | 0.126
2000-06-03 | 0.12846 | 0.12846 | 0.12615
2000-06-04 | 0.13357 | 0.13357 | 0.13118
2000-06-05 | 0.18736 | 0.18736
2000-06-06 | 0.13934 | 0.13934 | 0.13678
2000-06-07 | 0.12971 | 0.12971 | 0.12734
2000-06-08 | 0.13592 | 0.13592 | 0.13345
2000-06-09 | 0.14539 | 0.14539 | 0.14277
2000-06-10 | 0.14259 | 0.14259 | 0.14004
2000-06-11 | 0.14428 | 0.14428 | 0.14171
2000-06-12 | 0.13341 | 0.13341 | 0.13104
2000-06-13 | 0.14295 | 0.14295 | 0.14043
2000-06-14 | 0.14078 | 0.14078 | 0.13832
2000-06-15 | 0.13892 | 0.13892 | 0.13651
2000-06-16 | 0.14103 | 0.14103 | 0.13859
2000-06-17 | 0.12494 | 0.12494 | 0.1228
2000-06-18 | 0.12673 | 0.12673 | 0.12456
2000-06-19 | 0.13633 | 0.13633 | 0.13402
2000-06-20 | 0.1298 | 0.1298 | 0.12761
2000-06-21 | 0.1704 | 0.1704
2000-06-22 | 0.12625 | 0.12625 | 0.12406
2000-06-23 | 0.12861 | 0.12861 | 0.12639
2000-06-24 | 0.12934 | 0.12934 | 0.12712
2000-06-25 | 0.12729 | 0.12729 | 0.12512
2000-06-26 | 0.17831 | 0.17831
2000-06-27 | 0.13539 | 0.13539 | 0.13302
2000-06-28 | 0.12777 | 0.12777 | 0.12554
2000-06-29 | 0.13518 | 0.13518 | 0.13283
2000-06-30 | 0.12867 | 0.12867 | 0.12645
2000-07-01 | 0.1329 | 0.1329 | 0.13062
2000-07-02 | 0.13785 | 0.13785 | 0.1355
2000-07-03 | 0.18333 | 0.18333
2000-07-04 | 0.14282 | 0.14282 | 0.14033
2000-07-05 | 0.13638 | 0.13638 | 0.13401
2000-07-06 | 0.13767 | 0.13767 | 0.13529
2000-07-07 | 0.13683 | 0.13683 | 0.13448
2000-07-08 | 0.14297 | 0.14297 | 0.14052
2000-07-09 | 0.1353 | 0.1353 | 0.13299
2000-07-10 | 0.19308 | 0.19308
2000-07-11 | 0.19212 | 0.19212
2000-07-12 | 0.14081 | 0.14081 | 0.13828
2000-07-13 | 0.14646 | 0.14646 | 0.14384
2000-07-14 | 0.14381 | 0.14381 | 0.14125
2000-07-15 | 0.12854 | 0.12854 | 0.12626
2000-07-16 | 0.12437 | 0.12437 | 0.12218
2000-07-17 | 0.17344 | 0.17344
2000-07-18 | 0.13606 | 0.13606 | 0.13361
2000-07-19 | 0.12762 | 0.12762 | 0.12533
2000-07-20 | 0.12794 | 0.12794 | 0.12566
2000-07-21 | 0.1317 | 0.1317 | 0.12936
2000-07-22 | 0.13197 | 0.13197 | 0.12964
2000-07-23 | 0.13377 | 0.13377 | 0.13142
2000-07-24 | 0.17244 | 0.17244
2000-07-25 | 0.1423 | 0.1423 | 0.13974
2000-07-26 | 0.13774 | 0.13774 | 0.13528
2000-07-27 | 0.13298 | 0.13298 | 0.13061
2000-07-28 | 0.13957 | 0.13957 | 0.1371
2000-07-29 | 0.13979 | 0.13979 | 0.13732
2000-07-30 | 0.13668 | 0.13668 | 0.13429
2000-07-31 | 0.13542 | 0.13542 | 0.13305
2000-08-01 | 0.14222 | 0.14222 | 0.13975
2000-08-02 | 0.13896 | 0.13896 | 0.13656
2000-08-03 | 0.14157 | 0.14157 | 0.13914
2000-08-04 | 0.19532 | 0.19532
2000-08-05 | 0.15525 | 0.15525 | 0.15252
2000-08-06 | 0.1494 | 0.1494 | 0.14678
2000-08-07 | 0.19872 | 0.19872
2000-08-08 | 0.15604 | 0.15604 | 0.15325
2000-08-09 | 0.16026 | 0.16026 | 0.1574
2000-08-10 | 0.15468 | 0.15468 | 0.15194
2000-08-11 | 0.15531 | 0.15531 | 0.15257
2000-08-12 | 0.13745 | 0.13745 | 0.13504
2000-08-13 | 0.13189 | 0.13189 | 0.12959
2000-08-14 | 0.17381 | 0.17381
2000-08-15 | 0.13394 | 0.13394 | 0.13155
2000-08-16 | 0.13009 | 0.13009 | 0.12778
2000-08-17 | 0.13156 | 0.13156 | 0.12924
2000-08-18 | 0.13502 | 0.13502 | 0.13264
2000-08-19 | 0.13412 | 0.13412 | 0.13177
2000-08-20 | 0.1871 | 0.1871
2000-08-21 | 0.1313 | 0.1313 | 0.12896
2000-08-22 | 0.14144 | 0.14144 | 0.13892
2000-08-23 | 0.13993 | 0.13993 | 0.13745
2000-08-24 | 0.13685 | 0.13685 | 0.13444
2000-08-25 | 0.13996 | 0.13996 | 0.1375
2000-08-26 | 0.14275 | 0.14275 | 0.14025
2000-08-27 | 0.14477 | 0.14477 | 0.14225
2000-08-28 | 0.19568 | 0.19568
2000-08-29 | 0.14075 | 0.14075 | 0.13825
2000-08-30 | 0.19992 | 0.19992
2000-08-31 | 0.14787 | 0.14787 | 0.14519
2000-09-01 | 0.14882 | 0.14882 | 0.14613
2000-09-02 | 0.14878 | 0.14878 | 0.14611
2000-09-03 | 0.14797 | 0.14797 | 0.14532
2000-09-04 | 0.15031 | 0.15031 | 0.14764
2000-09-05 | 0.20512 | 0.20512
2000-09-06 | 0.15338 | 0.15338 | 0.1506
2000-09-07 | 0.15346 | 0.15346 | 0.15069
2000-09-08 | 0.15448 | 0.15448 | 0.1517
2000-09-09 | 0.1285 | 0.1285 | 0.1262
2000-09-10 | 0.13274 | 0.13274 | 0.13037
2000-09-11 | 0.12477 | 0.12477 | 0.12255
2000-09-12 | 0.11799 | 0.11799 | 0.1159
2000-09-13 | 0.11868 | 0.11868 | 0.11659
2000-09-14 | 0.11793 | 0.11793 | 0.11586
2000-09-15 | 0.11888 | 0.11888 | 0.1168
2000-09-16 | 0.11978 | 0.11978 | 0.11769
2000-09-17 | 0.11648 | 0.11648 | 0.11446
2000-09-18 | 0.1659 | 0.1659
2000-09-19 | 0.2819 | 0.2819
2000-09-20 | 0.20061 | 0.20061 | 0.19699
2000-09-21 | 0.2111 | 0.2111 | 0.20731
2000-09-22 | 0.20059 | 0.20059 | 0.197
2000-09-23 | 0.20119 | 0.20119 | 0.1976
2000-09-24 | 0.21424 | 0.21424 | 0.21043
2000-09-25 | 0.28921 | 0.28921
2000-09-26 | 0.22549 | 0.22549 | 0.22141
2000-09-27 | 0.22268 | 0.22268 | 0.21866
2000-09-28 | 0.2247 | 0.2247 | 0.22066
2000-09-29 | 0.23313 | 0.23313 | 0.22896
2000-09-30 | 0.22688 | 0.22688 | 0.22284
2000-10-01 | 0.23138 | 0.23138 | 0.22727
2000-10-02 | 0.32528 | 0.32528
2000-10-03 | 0.28166 | 0.28166 | 0.27657 | 0.20339
2000-10-04 | 0.28444 | 0.28444 | 0.27933 | 0.20683
2000-10-05 | 0.28688 | 0.28688 | 0.28174 | 0.20996
2000-10-06 | 0.25749 | 0.25749 | 0.2529 | 0.1896
2000-10-07 | 0.24732 | 0.24732 | 0.24292 | 0.18315
2000-10-08 | 0.24233 | 0.24233 | 0.23803 | 0.18042
2000-10-09 | 0.23581 | 0.23581 | 0.23164 | 0.17647
2000-10-10 | 0.070708 | 0.070708 | 0.069464
2000-10-11 | 0.070575 | 0.070575 | 0.069338
2000-10-12 | 0.075132 | 0.075132 | 0.073819
2000-10-13 | 0.07377 | 0.07377 | 0.072486
2000-10-14 | 0.072442 | 0.072442 | 0.071186
2000-10-15 | 0.073224 | 0.073224 | 0.071959
2000-10-16 | 0.10244 | 0.10244
2000-10-17 | 0.07561 | 0.07561 | 0.074282
2000-10-18 | 0.074995 | 0.074995 | 0.073682
2000-10-19 | 0.075831 | 0.075831 | 0.074508
2000-10-20 | 0.075166 | 0.075166 | 0.073859
2000-10-21 | 0.077847 | 0.077847 | 0.076499
2000-10-22 | 0.077306 | 0.077306 | 0.075971
2000-10-23 | 0.074429 | 0.074429 | 0.073149
2000-10-24 | 0.11311 | 0.11311 | 0.11117
2000-10-25 | 0.1139 | 0.1139 | 0.11196
2000-10-26 | 0.1087 | 0.1087 | 0.10685
2000-10-27 | 0.1177 | 0.1177 | 0.1157
2000-10-28 | 0.1157 | 0.1157 | 0.11374
2000-10-29 | 0.11914 | 0.11914 | 0.11714
2000-10-30 | 0.10963 | 0.10963 | 0.10779
2000-10-31 | 0.11643 | 0.11643 | 0.11448
2000-11-01 | 0.12092 | 0.12092 | 0.11891
2000-11-02 | 0.11701 | 0.11701 | 0.11506
2000-11-03 | 0.12184 | 0.12184 | 0.11982
2000-11-04 | 0.10484 | 0.10484 | 0.10311
2000-11-05 | 0.10548 | 0.10548 | 0.10374
2000-11-06 | 0.14252 | 0.14252
2000-11-07 | 0.10946 | 0.10946 | 0.10763
2000-11-08 | 0.10661 | 0.10661 | 0.10483
2000-11-09 | 0.11045 | 0.11045 | 0.10861
2000-11-10 | 0.10894 | 0.10894 | 0.10713
2000-11-11 | 0.1069 | 0.1069 | 0.10514
2000-11-12 | 0.10799 | 0.10799 | 0.10621
2000-11-13 | 0.10594 | 0.10594 | 0.1042
2000-11-14 | 0.14693 | 0.14693 | 0.14452
2000-11-15 | 0.14511 | 0.14511 | 0.14275
2000-11-16 | 0.15507 | 0.15507 | 0.15255
2000-11-17 | 0.14409 | 0.14409 | 0.14175
2000-11-18 | 0.15376 | 0.15376 | 0.15127
2000-11-19 | 0.14965 | 0.14965 | 0.14724
2000-11-20 | 0.14097 | 0.14097 | 0.13871
2000-11-21 | 0.12611 | 0.12611 | 0.1241
2000-11-22 | 0.12203 | 0.12203 | 0.12009
2000-11-23 | 0.12664 | 0.12664 | 0.12463
2000-11-24 | 0.12847 | 0.12847 | 0.12644
2000-11-25 | 0.12812 | 0.12812 | 0.1261
2000-11-26 | 0.12287 | 0.12287 | 0.12093
2000-11-27 | 0.11643 | 0.11643 | 0.1146
2000-11-28 | 0.10957 | 0.10957 | 0.10786
2000-11-29 | 0.11117 | 0.11117 | 0.10944
2000-11-30 | 0.10747 | 0.10747 | 0.1058
2000-12-01 | 0.11358 | 0.11358 | 0.11182
2000-12-02 | 0.095738 | 0.095738 | 0.094258
2000-12-03 | 0.094891 | 0.094891 | 0.093428
2000-12-04 | 0.090219 | 0.090219 | 0.088832
2000-12-05 | 0.10338 | 0.10338 | 0.10179
2000-12-06 | 0.10521 | 0.10521 | 0.1036
2000-12-07 | 0.10209 | 0.10209 | 0.10054
2000-12-08 | 0.10314 | 0.10314 | 0.10158
2000-12-09 | 0.10557 | 0.10557 | 0.10397
2000-12-10 | 0.10292 | 0.10292 | 0.10136
2000-12-11 | 0.09843 | 0.09843 | 0.096948
2000-12-12 | 0.10321 | 0.10321 | 0.10166
2000-12-13 | 0.10363 | 0.10363 | 0.10208
2000-12-14 | 0.10329 | 0.10329 | 0.10175
2000-12-15 | 0.10323 | 0.10323 | 0.10169
2000-12-16 | 0.1023 | 0.1023 | 0.10078
2000-12-17 | 0.10317 | 0.10317 | 0.10165
2000-12-18 | 0.14604 | 0.14604
2000-12-19 | 0.079204 | 0.079204 | 0.078013
2000-12-20 | 0.10252 | 0.10252
2000-12-21 | 0.082527 | 0.082527 | 0.081267
2000-12-22 | 0.076508 | 0.076508 | 0.075343
2000-12-23 | 0.083117 | 0.083117 | 0.081854
2000-12-24 | 0.082289 | 0.082289 | 0.081042
2000-12-25 | 0.083744 | 0.083744 | 0.082479
2000-12-26 | 0.13017 | 0.13017 | 0.12821
2000-12-27 | 0.12959 | 0.12959 | 0.12764
2000-12-28 | 0.12717 | 0.12717 | 0.12527
2000-12-29 | 0.14039 | 0.14039 | 0.1383
2000-12-30 | 0.13205 | 0.13205
2000-12-31 | 0.116 | 0.116
2001-01-01 | 0.12095 | 0.12095
2001-01-02 | 0.12475 | 0.12475
2001-01-03 | 0.16382
2001-01-04 | 0.094064
2001-01-05 | 0.098306 | 0.098251
2001-01-06 | 0.14266 | 0.14258
2001-01-07 | 0.14284 | 0.14276
2001-01-08 | 0.15957 | 0.15948
2001-01-09 | 0.11653 | 0.11646
2001-01-10 | 0.12715 | 0.12708
2001-01-11 | 0.11756 | 0.1175
2001-01-12 | 0.092279 | 0.092228 | 0.090573
2001-01-13 | 0.096386 | 0.096333 | 0.09461
2001-01-14 | 0.095107 | 0.095054 | 0.093359
2001-01-15 | 0.13477 | 0.13469
2001-01-16 | 0.1413 | 0.14123 | 0.13868
2001-01-17 | 0.19398 | 0.19388
2001-01-18 | 0.14003 | 0.13996 | 0.1374
2001-01-19 | 0.18579 | 0.18569
2001-01-20 | 0.20135 | 0.20124
2001-01-21 | 0.14444 | 0.14436 | 0.14165
2001-01-22 | 0.14694 | 0.14686 | 0.14411
2001-01-23 | 0.11474 | 0.11468
2001-01-24 | 0.1126 | 0.11254
2001-01-25 | 0.11507 | 0.11501
2001-01-26 | 0.11411 | 0.11405
2001-01-27 | 0.097629 | 0.097577
2001-01-28 | 0.097377 | 0.097325
2001-01-29 | 0.083977 | 0.083932
2001-01-30 | 0.10065 | 0.1006
2001-01-31 | 0.097748 | 0.097696
2001-02-01 | 0.09874 | 0.098688
2001-02-02 | 0.099459 | 0.099407
2001-02-03 | 0.10084 | 0.10079
2001-02-04 | 0.098252 | 0.0982
2001-02-05 | 0.091687 | 0.091639
2001-02-06 | 0.099439 | 0.099388
2001-02-07 | 0.098437 | 0.098385
2001-02-08 | 0.089895 | 0.089849
2001-02-09 | 0.065573 | 0.065539
2001-02-10 | 0.091507
2001-02-11 | 0.077471
2001-02-12
2001-02-13
2001-02-14
2001-02-15
2001-02-16 | 0.09726
2001-02-17 | 0.082654 | 0.082547
2001-02-18 | 0.084463 | 0.084354
2001-02-19 | 0.089474 | 0.08936
2001-02-20 | 0.1576 | 0.1574
2001-02-21 | 0.17596 | 0.17574
2001-02-22 | 0.16411 | 0.16391
2001-02-23 | 0.16757 | 0.16735
2001-02-24 | 0.14542 | 0.14524
2001-02-25 | 0.14845 | 0.14826
2001-02-26 | 0.14355 | 0.14337
2001-02-27 | 0.12224 | 0.12208
2001-02-28 | 0.12753 | 0.12737
2001-03-01 | 0.13316 | 0.13299
2001-03-02 | 0.1227 | 0.12255
2001-03-03 | 0.12988 | 0.12972
2001-03-04 | 0.12802 | 0.12787
2001-03-05 | 0.12083 | 0.12068
2001-03-06 | 0.1277 | 0.12755
2001-03-07 | 0.12734 | 0.12719
2001-03-08 | 0.12929 | 0.12914
2001-03-09 | 0.12498 | 0.12483
2001-03-10 | 0.12753 | 0.12737
2001-03-11 | 0.129 | 0.12885
2001-03-12 | 0.1391 | 0.13894
2001-03-13 | 0.11081 | 0.11068
2001-03-14 | 0.11052 | 0.11039
2001-03-15 | 0.11005 | 0.10992
2001-03-16 | 0.11059 | 0.11046
2001-03-17 | 0.11428 | 0.11414
2001-03-18 | 0.11022 | 0.11009
2001-03-19 | 0.10392 | 0.10379
2001-03-20 | 0.12421 | 0.12406
2001-03-21 | 0.12804 | 0.12789
2001-03-22 | 0.1258 | 0.12565
2001-03-23 | 0.12356 | 0.12342
2001-03-24 | 0.10478 | 0.10466
2001-03-25 | 0.10275 | 0.10263
2001-03-26 | 0.10831 | 0.10818
2001-03-27 | 0.097511 | 0.097396
2001-03-28 | 0.102 | 0.10188
2001-03-29 | 0.10221 | 0.10209
2001-03-30 | 0.097824 | 0.097709
2001-03-31 | 0.10038 | 0.10026
2001-04-01 | 0.096476 | 0.096364
2001-04-02 | 0.10408 | 0.10396
2001-04-03 | 0.12894 | 0.12879
2001-04-04 | 0.12924 | 0.12909
2001-04-05 | 0.12633 | 0.12618
2001-04-06 | 0.1285 | 0.12835
2001-04-07 | 0.13047 | 0.13032
2001-04-08 | 0.13149 | 0.13134
2001-04-09 | 0.12241 | 0.12227
2001-04-10 | 0.1522 | 0.15203
2001-04-11 | 0.15565 | 0.15548
2001-04-12 | 0.15751 | 0.15733
2001-04-13 | 0.15346 | 0.15329
2001-04-14 | 0.15659 | 0.15642
2001-04-15 | 0.16048 | 0.1603
2001-04-16 | 0.15016 | 0.14999
2001-04-17 | 0.11802 | 0.11789
2001-04-18 | 0.1084 | 0.10828
2001-04-19 | 0.12395 | 0.12381
2001-04-20 | 0.1137 | 0.11357
2001-04-21 | 0.10764 | 0.10752
2001-04-22 | 0.10531 | 0.10519
2001-04-23 | 0.10311 | 0.10299
2001-04-24 | 0.11671 | 0.11658
2001-04-25 | 0.11844 | 0.11831
2001-04-26 | 0.11853 | 0.1184
2001-04-27 | 0.11591 | 0.11578
2001-04-28 | 0.12091 | 0.12077
2001-04-29 | 0.12267 | 0.12254
2001-04-30 | 0.12309 | 0.12296
2001-05-01 | 0.13995 | 0.13979
2001-05-02 | 0.13452 | 0.13438
2001-05-03 | 0.097298 | 0.097192 | 0.093247
2001-05-04 | 0.11202 | 0.1119 | 0.10737
2001-05-05 | 0.098656 | 0.098549 | 0.094568
2001-05-06 | 0.13597 | 0.13582
2001-05-07 | 0.14422 | 0.14407
2001-05-08 | 0.13048 | 0.13034
2001-05-09 | 0.13058 | 0.13044
2001-05-10 | 0.095934 | 0.095831 | 0.09189
2001-05-11 | 0.10345 | 0.10334 | 0.099096
2001-05-12 | 0.10896 | 0.10885 | 0.10439
2001-05-13 | 0.10914 | 0.10902 | 0.10457
2001-05-14 | 0.10438 | 0.10426 | 0.10002
2001-05-15 | 0.11115 | 0.11104 | 0.10652
2001-05-16 | 0.1134 | 0.11328 | 0.10869
2001-05-17 | 0.11577 | 0.11565 | 0.11097
2001-05-18 | 0.098077 | 0.097973 | 0.094019
2001-05-19 | 0.088376 | 0.088282 | 0.084728
2001-05-20 | 0.065958 | 0.097084 | 0.093184
2001-05-21 | 0.063572 | 0.09291 | 0.089186
2001-05-22 | 0.071382 | 0.10364 | 0.099492
2001-05-23 | 0.072475 | 0.10457 | 0.1004
2001-05-24 | 0.071806 | 0.103 | 0.098899
2001-05-25 | 0.073625 | 0.071276 | 0.10085
2001-05-26 | 0.067113 | 0.065092 | 0.09146
2001-05-27 | 0.065449 | 0.063583 | 0.088757
2001-05-28 | 0.094833 | 0.092265
2001-05-29 | 0.097231 | 0.094725
2001-05-30 | 0.073789 | 0.071974 | 0.098681
2001-05-31 | 0.073891 | 0.072153 | 0.098418
2001-06-01 | 0.07315 | 0.071502 | 0.097053
2001-06-02 | 0.076428 | 0.074774 | 0.10102
2001-06-03 | 0.075769 | 0.074193 | 0.099793
2001-06-04 | 0.074474 | 0.072982 | 0.09775
2001-06-05 | 0.075615 | 0.074155 | 0.098917
2001-06-06 | 0.078577 | 0.077113 | 0.10246
2001-06-07 | 0.074775 | 0.073427 | 0.097202
2001-06-08 | 0.071406 | 0.070161 | 0.092545
2001-06-09 | 0.070456 | 0.069266 | 0.091049
2001-06-10 | 0.077941 | 0.076664 | 0.10044
2001-06-11 | 0.06982 | 0.06871 | 0.089729
2001-06-12 | 0.15665 | 0.15423 | 0.20078
2001-06-13 | 0.16821 | 0.16569 | 0.21505
2001-06-14 | 0.16588 | 0.16346 | 0.21154
2001-06-15 | 0.16404 | 0.16171 | 0.20869
2001-06-16 | 0.14218 | 0.14021 | 0.18045
2001-06-17 | 0.14003 | 0.13814 | 0.17731
2001-06-18 | 0.13478 | 0.13301 | 0.17029
2001-06-19 | 0.070858 | 0.069947 | 0.08933
2001-06-20 | 0.073687 | 0.072761 | 0.092698
2001-06-21 | 0.06941 | 0.068558 | 0.087137
2001-06-22 | 0.070687 | 0.069838 | 0.08856
2001-06-23 | 0.074854 | 0.073974 | 0.093595
2001-06-24 | 0.075367 | 0.074501 | 0.094055
2001-06-25 | 0.069661 | 0.068877 | 0.086771
2001-06-26 | 0.12984 | 0.12841 | 0.16144
2001-06-27 | 0.1353 | 0.13384 | 0.16792
2001-06-28 | 0.13369 | 0.13228 | 0.16563
2001-06-29 | 0.13301 | 0.13162 | 0.16449
2001-06-30 | 0.13592 | 0.13454 | 0.16782
2001-07-01 | 0.19036 | 0.18846
2001-07-02 | 0.15399 | 0.15248 | 0.18945
2001-07-03 | 0.1504 | 0.14895 | 0.18473
2001-07-04 | 0.15304 | 0.15159 | 0.18769
2001-07-05 | 0.1587 | 0.15722 | 0.19432
2001-07-06 | 0.14045 | 0.13917 | 0.17172
2001-07-07 | 0.14584 | 0.14453 | 0.17805
2001-07-08 | 0.14627 | 0.14498 | 0.17832
2001-07-09 | 0.13966 | 0.13845 | 0.17002
2001-07-10 | 0.081083 | 0.080388 | 0.098569
2001-07-11 | 0.076225 | 0.075582 | 0.092536
2001-07-12 | 0.081274 | 0.080599 | 0.098533
2001-07-13 | 0.08114 | 0.080476 | 0.09824
2001-07-14 | 0.066115 | 0.065581 | 0.079944
2001-07-15 | 0.069713 | 0.069159 | 0.084187
2001-07-16 | 0.093419 | 0.092687
2001-07-17 | 0.061908 | 0.06143 | 0.074555
2001-07-18 | 0.061726 | 0.061256 | 0.074245
2001-07-19 | 0.063354 | 0.062879 | 0.076112
2001-07-20 | 0.061448 | 0.060994 | 0.073736
2001-07-21 | 0.061815 | 0.061363 | 0.074089
2001-07-22 | 0.062034 | 0.061587 | 0.074268
2001-07-23 | 0.087883 | 0.087258
2001-07-24 | 0.10663 | 0.10588 | 0.12733
2001-07-25 | 0.10626 | 0.10552 | 0.12675
2001-07-26 | 0.10515 | 0.10443 | 0.12529
2001-07-27 | 0.10463 | 0.10392 | 0.12455
2001-07-28 | 0.11309 | 0.11233 | 0.13448
2001-07-29 | 0.11157 | 0.11084 | 0.13254
2001-07-30 | 0.1503 | 0.14932
2001-07-31 | 0.11012 | 0.10941 | 0.13051
2001-08-01 | 0.11296 | 0.11224 | 0.13375
2001-08-02 | 0.1114 | 0.1107 | 0.13178
2001-08-03 | 0.11617 | 0.11545 | 0.13728
2001-08-04 | 0.11918 | 0.11845 | 0.14071
2001-08-05 | 0.11988 | 0.11915 | 0.1414
2001-08-06 | 0.12211 | 0.12138 | 0.1439
2001-08-07 | 0.16546 | 0.16448
2001-08-08 | 0.1374 | 0.13659 | 0.16159
2001-08-09 | 0.11824 | 0.11755 | 0.13893
2001-08-10 | 0.13093 | 0.13018 | 0.15371
2001-08-11 | 0.10959 | 0.10897 | 0.12855
2001-08-12 | 0.11083 | 0.11021 | 0.12989
2001-08-13 | 0.10406 | 0.10348 | 0.12185
2001-08-14 | 0.12542 | 0.12473 | 0.14674
2001-08-15 | 0.12111 | 0.12044 | 0.14158
2001-08-16 | 0.12616 | 0.12548 | 0.14737
2001-08-17 | 0.12508 | 0.12441 | 0.14599
2001-08-18 | 0.12856 | 0.12787 | 0.14992
2001-08-19 | 0.12199 | 0.12135 | 0.14216
2001-08-20 | 0.12199 | 0.12135 | 0.14204
2001-08-21 | 0.12564 | 0.12499 | 0.14618
2001-08-22 | 0.12208 | 0.12146 | 0.14194
2001-08-23 | 0.1238 | 0.12317 | 0.14382
2001-08-24 | 0.1508 | 0.15005
2001-08-25 | 0.12003 | 0.11943 | 0.1392
2001-08-26 | 0.12147 | 0.12087 | 0.14078
2001-08-27 | 0.12054 | 0.11995 | 0.1396
2001-08-28 | 0.099489 | 0.099009 | 0.11514
2001-08-29 | 0.10536 | 0.10486 | 0.12185
2001-08-30 | 0.099361 | 0.09889 | 0.11483
2001-08-31 | 0.10021 | 0.099742 | 0.11574
2001-09-01 | 0.098735 | 0.098275 | 0.11395
2001-09-02 | 0.10295 | 0.10247 | 0.11873
2001-09-03 | 0.098826 | 0.098373 | 0.11391
2001-09-04 | 0.18831 | 0.18745 | 0.2169
2001-09-05 | 0.19948 | 0.19858 | 0.22962
2001-09-06 | 0.18174 | 0.18093 | 0.20907
2001-09-07 | 0.1897 | 0.18886 | 0.21808
2001-09-08 | 0.15563 | 0.15494 | 0.1788
2001-09-09 | 0.16424 | 0.16352 | 0.18858
2001-09-10 | 0.15682 | 0.15614 | 0.17995
2001-09-11 | 0.14143 | 0.14083 | 0.16219
2001-09-12 | 0.14287 | 0.14226 | 0.16375
2001-09-13 | 0.14344 | 0.14283 | 0.1643
2001-09-14 | 0.15049 | 0.14986 | 0.17228
2001-09-15 | 0.14238 | 0.14178 | 0.16289
2001-09-16 | 0.13543 | 0.13487 | 0.15485
2001-09-17 | 0.14361 | 0.14302 | 0.16411
2001-09-18 | 0.095972 | 0.095582 | 0.10961
2001-09-19 | 0.12048 | 0.12
2001-09-20 | 0.093258 | 0.092884 | 0.10637
2001-09-21 | 0.090776 | 0.090415 | 0.10348
2001-09-22 | 0.094636 | 0.094263 | 0.10782
2001-09-23 | 0.098165 | 0.097781 | 0.11178
2001-09-24 | 0.13648 | 0.13594
2001-09-25 | 0.11032 | 0.10989
2001-09-26 | 0.11012 | 0.1097
2001-09-27 | 0.11876 | 0.1183
2001-09-28 | 0.11699 | 0.11655
2001-09-29 | 0.1172 | 0.11676
2001-09-30 | 0.10651 | 0.10611
2001-10-01 | 0.11977 | 0.11933
2001-10-02 | 0.11026 | 0.10986
2001-10-03 | 0.1026 | 0.10223
2001-10-04 | 0.093605 | 0.093265 | 0.10575
2001-10-05 | 0.10012 | 0.099758 | 0.11305
2001-10-06 | 0.091715 | 0.091387 | 0.10351
2001-10-07 | 0.092042 | 0.091714 | 0.10383
2001-10-08 | 0.087912 | 0.087602 | 0.099127
2001-10-09 | 0.099026 | 0.098679 | 0.11161
2001-10-10 | 0.099654 | 0.099306 | 0.11226
2001-10-11 | 0.10149 | 0.10114 | 0.11428
2001-10-12 | 0.097856 | 0.097519 | 0.11014
2001-10-13 | 0.1024 | 0.10205 | 0.1152
2001-10-14 | 0.10116 | 0.10082 | 0.11375
2001-10-15 | 0.13983 | 0.13936
2001-10-16 | 0.089574 | 0.089273 | 0.10061
2001-10-17 | 0.12882 | 0.12839
2001-10-18 | 0.092219 | 0.091913 | 0.10347
2001-10-19 | 0.089921 | 0.089625 | 0.10085
2001-10-20 | 0.094717 | 0.094406 | 0.10618
2001-10-21 | 0.092001 | 0.091701 | 0.1031
2001-10-22 | 0.11293 | 0.11257
2001-10-23 | 0.11039 | 0.11004
2001-10-24 | 0.11548 | 0.11511
2001-10-25 | 0.089271 | 0.088987 | 0.099805
2001-10-26 | 0.093851 | 0.093554 | 0.10488
2001-10-27 | 0.090475 | 0.090191 | 0.10107
2001-10-28 | 0.097518 | 0.097213 | 0.10889
2001-10-29 | 0.12002 | 0.11965
2001-10-30 | 0.095561 | 0.095266 | 0.1066
2001-10-31 | 0.092107 | 0.091824 | 0.10271
2001-11-01 | 0.1001 | 0.099797 | 0.11158
2001-11-02 | 0.095266 | 0.094977 | 0.10615
2001-11-03 | 0.086201 | 0.085941 | 0.096014
2001-11-04 | 0.081655 | 0.08141 | 0.090916
2001-11-05 | 0.11018 | 0.10986
2001-11-06 | 0.10974 | 0.10941
2001-11-07 | 0.089491 | 0.089226 | 0.099487
2001-11-08 | 0.11729 | 0.11695
2001-11-09 | 0.08668 | 0.086427 | 0.096272
2001-11-10 | 0.086673 | 0.086421 | 0.096229
2001-11-11 | 0.12254 | 0.12218
2001-11-12 | 0.086611 | 0.086362 | 0.096072
2001-11-13 | 0.14206 | 0.14165
2001-11-14 | 0.14332 | 0.14292
2001-11-15 | 0.099879 | 0.099596 | 0.11063
2001-11-16 | 0.14316 | 0.14275
2001-11-17 | 0.14785 | 0.14744
2001-11-18 | 0.10048 | 0.1002 | 0.11114
2001-11-19 | 0.13283 | 0.13247
2001-11-20 | 0.088435 | 0.088191 | 0.097722
2001-11-21 | 0.12228 | 0.12194
2001-11-22 | 0.085329 | 0.085096 | 0.094209
2001-11-23 | 0.12522 | 0.12488
2001-11-24 | 0.09033 | 0.090086 | 0.099645
2001-11-25 | 0.12747 | 0.12712
2001-11-26 | 0.11523 | 0.11493
2001-11-27 | 0.14474 | 0.14436
2001-11-28 | 0.11022 | 0.10993
2001-11-29 | 0.10889 | 0.1086 | 0.11982
2001-11-30 | 0.10871 | 0.10843 | 0.1196
2001-12-01 | 0.1085 | 0.10822
2001-12-02 | 0.10462 | 0.10435
2001-12-03 | 0.11238 | 0.11209
2001-12-04 | 0.090118 | 0.089886
2001-12-05 | 0.093057 | 0.092819
2001-12-06 | 0.089842 | 0.089613
2001-12-07 | 0.093172 | 0.092936
2001-12-08 | 0.088588 | 0.088364
2001-12-09 | 0.09381 | 0.093574
2001-12-10 | 0.095424 | 0.095186
2001-12-11 | 0.10984 | 0.10957
2001-12-12 | 0.1159 | 0.11562
2001-12-13 | 0.11154 | 0.11126
2001-12-14 | 0.11172 | 0.11145
2001-12-15 | 0.11141 | 0.11114
2001-12-16 | 0.11514 | 0.11486
2001-12-17 | 0.11376 | 0.11348
2001-12-18 | 0.16159 | 0.1612
2001-12-19 | 0.16344 | 0.16305
2001-12-20 | 0.17349 | 0.17307
2001-12-21 | 0.16319 | 0.1628
2001-12-22 | 0.17378 | 0.17336
2001-12-23 | 0.17435 | 0.17394
2001-12-24 | 0.15939 | 0.15902
2001-12-25 | 0.14221 | 0.14187
2001-12-26 | 0.15868 | 0.15831
2001-12-27 | 0.18085 | 0.18043
2001-12-28 | 0.17873 | 0.17831
2001-12-29 | 0.15831 | 0.15794
2001-12-30 | 0.1516 | 0.15125
2001-12-31 | 0.14285 | 0.14253
2002-01-01 | 0.15741 | 0.15705
2002-01-02 | 0.15025 | 0.14991
2002-01-03 | 0.16719 | 0.16681
2002-01-04 | 0.11746 | 0.1172 | 0.12709
2002-01-05 | 0.17018 | 0.1698
2002-01-06 | 0.16348 | 0.16311
2002-01-07 | 0.16692 | 0.16655
2002-01-08 | 0.16044 | 0.16009
2002-01-09 | 0.1487 | 0.14837
2002-01-10 | 0.1233 | 0.12303
2002-01-11 | 0.13997 | 0.13966
2002-01-12 | 0.11462 | 0.11437 | 0.12361
2002-01-13 | 0.16067 | 0.16032
2002-01-14 | 0.15939 | 0.15905
2002-01-15 | 0.098405 | 0.098194 | 0.10601
2002-01-16 | 0.123 | 0.12274
2002-01-17 | 0.098771 | 0.098561
2002-01-18 | 0.12078 | 0.12053
2002-01-19 | 0.13578 | 0.13549
2002-01-20 | 0.13733 | 0.13705
2002-01-21 | 0.13879 | 0.1385
2002-01-22 | 0.14167 | 0.14137
2002-01-23 | 0.14252 | 0.14223
2002-01-24 | 0.14081 | 0.14051
2002-01-25 | 0.10888 | 0.10865 | 0.11683
2002-01-26 | 0.087924 | 0.087743 | 0.094329
2002-01-27 | 0.096109 | 0.095912 | 0.10309
2002-01-28 | 0.10518 | 0.10496
2002-01-29 | 0.098862 | 0.098661
2002-01-30 | 0.10574 | 0.10552
2002-01-31 | 0.13007 | 0.1298
2002-02-01 | 0.1218 | 0.12156
2002-02-02 | 0.12801 | 0.12775
2002-02-03 | 0.12553 | 0.12528
2002-02-04 | 0.10598 | 0.10577
2002-02-05 | 0.13168 | 0.13142
2002-02-06 | 0.16819 | 0.16786
2002-02-07 | 0.17585 | 0.1755
2002-02-08 | 0.16973 | 0.1694
2002-02-09 | 0.17739 | 0.17704
2002-02-10 | 0.17524 | 0.1749
2002-02-11 | 0.15721 | 0.15691
2002-02-12 | 0.10279 | 0.10259
2002-02-13 | 0.12885 | 0.1286
2002-02-14 | 0.13498 | 0.13473
2002-02-15 | 0.13683 | 0.13657
2002-02-16 | 0.13807 | 0.13781
2002-02-17 | 0.14037 | 0.1401
2002-02-18 | 0.12669 | 0.12645
2002-02-19 | 0.12334 | 0.1231
2002-02-20 | 0.12438 | 0.12414
2002-02-21 | 0.12408 | 0.12385
2002-02-22 | 0.12553 | 0.1253
2002-02-23 | 0.10309 | 0.1029
2002-02-24 | 0.10597 | 0.10578
2002-02-25 | 0.10563 | 0.10543
2002-02-26 | 0.096756 | 0.096578
2002-02-27 | 0.098773 | 0.098592
2002-02-28 | 0.09468 | 0.094507
2002-03-01 | 0.10126 | 0.10107
2002-03-02 | 0.098666 | 0.098487
2002-03-03 | 0.10087 | 0.10069
2002-03-04 | 0.09339 | 0.093221
2002-03-05 | 0.089362 | 0.089202 | 0.094534
2002-03-06 | 0.12038 | 0.12016
2002-03-07 | 0.10656 | 0.10637
2002-03-08 | 0.11264 | 0.11244
2002-03-09 | 0.11354 | 0.11334
2002-03-10 | 0.11039 | 0.11019
2002-03-11 | 0.11126 | 0.11106
2002-03-12 | 0.10933 | 0.10913
2002-03-13 | 0.10251 | 0.10233
2002-03-14 | 0.10245 | 0.10227
2002-03-15 | 0.1108 | 0.11061
2002-03-16 | 0.10309 | 0.10291
2002-03-17 | 0.10786 | 0.10767
2002-03-18 | 0.11042 | 0.11023
2002-03-19 | 0.1391 | 0.13887
2002-03-20 | 0.14069 | 0.14045
2002-03-21 | 0.14358 | 0.14334
2002-03-22 | 0.12507 | 0.12485
2002-03-23 | 0.1135 | 0.1133
2002-03-24 | 0.12143 | 0.12123
2002-03-25 | 0.12548 | 0.12526
2002-03-26 | 0.087183 | 0.087037
2002-03-27 | 0.092496 | 0.092341
2002-03-28 | 0.081905 | 0.081768
2002-03-29 | 0.076326 | 0.076199
2002-03-30 | 0.064062 | 0.063956
2002-03-31 | 0.074582 | 0.074459
2002-04-01 | 0.080025 | 0.079893
2002-04-02 | 0.073588 | 0.073467
2002-04-03 | 0.077325 | 0.077199
2002-04-04 | 0.074793 | 0.074671
2002-04-05 | 0.071956 | 0.071839
2002-04-06 | 0.068657 | 0.068545
2002-04-07 | 0.065909 | 0.065802
2002-04-08 | 0.12249
2002-04-09 | 0.11448
2002-04-10 | 0.10376
2002-04-11 | 0.10924
2002-04-12 | 0.10073
2002-04-13 | 0.11828
2002-04-14 | 0.10895
2002-04-15 | 0.11924
2002-04-16 | 0.10433
2002-04-17 | 0.10933
2002-04-18 | 0.10141
2002-04-19 | 0.10945
2002-04-20 | 0.086289
2002-04-21 | 0.077728
2002-04-22 | 0.024177
2002-04-23
2002-04-24
2002-04-25
2002-04-26 | 0.096115
2002-04-27 | 0.090493
2002-04-28 | 0.093658
2002-04-29 | 0.097022
2002-04-30 | 0.095652
2002-05-01 | 0.096134
2002-05-02 | 0.096253
2002-05-03 | 0.090125
2002-05-04 | 0.1028
2002-05-05 | 0.082069
2002-05-06 | 0.11653
2002-05-07 | 0.084523
2002-05-08 | 0.084254
2002-05-09 | 0.091009
2002-05-10 | 0.091944
2002-05-11 | 0.086176
2002-05-12 | 0.076832
2002-05-13 | 0.090375
2002-05-14 | 0.12009
2002-05-15 | 0.10185
2002-05-16 | 0.11167
2002-05-17 | 0.095538
2002-05-18 | 0.099408 | 0.098137
2002-05-19 | 0.10522
2002-05-20 | 0.085401
2002-05-21 | 0.098402
2002-05-22 | 0.085796
2002-05-23 | 0.074803
2002-05-24 | 0.09189
2002-05-25 | 0.083657
2002-05-26 | 0.087264
2002-05-27 | 0.099434
2002-05-28 | 0.12423
2002-05-29 | 0.097495
2002-05-30 | 0.066717 | 0.06566
2002-05-31 | 0.11506
2002-06-01 | 0.10112
2002-06-02 | 0.10801
2002-06-03 | 0.10269
2002-06-04 | 0.14281
2002-06-05 | 0.13712
2002-06-06 | 0.13844
2002-06-07 | 0.13801
2002-06-08 | 0.14232
2002-06-09 | 0.13598
2002-06-10 | 0.13896
2002-06-11 | 0.10372 | 0.10177
2002-06-12 | 0.11811
2002-06-13 | 0.14807
2002-06-14 | 0.15172
2002-06-15 | 0.10389
2002-06-16 | 0.10907
2002-06-17 | 0.11396
2002-06-18 | 0.093967
2002-06-19 | 0.073762
2002-06-20 | 0.096535
2002-06-21 | 0.089133
2002-06-22 | 0.08591
2002-06-23 | 0.09625
2002-06-24 | 0.10497
2002-06-25 | 0.080488 | 0.078708
2002-06-26 | 0.077031 | 0.075332
2002-06-27 | 0.07932 | 0.077575
2002-06-28 | 0.12911
2002-06-29 | 0.105
2002-06-30 | 0.10824
2002-07-01 | 0.12794
2002-07-02 | 0.065809 | 0.064299
2002-07-03 | 0.076729 | 0.074973
2002-07-04 | 0.11205
2002-07-05 | 0.11847
2002-07-06 | 0.11127
2002-07-07 | 0.11689
2002-07-08 | 0.13241
2002-07-09 | 0.099078 | 0.096693
2002-07-10 | 0.17158
2002-07-11 | 0.15792
2002-07-12 | 0.17173
2002-07-13 | 0.12443 | 0.12136
2002-07-14 | 0.090435 | 0.088203
2002-07-15 | 0.15324
2002-07-16 | 0.12217
2002-07-17 | 0.1195
2002-07-18 | 0.14431
2002-07-19 | 0.13302
2002-07-20 | 0.13199
2002-07-21 | 0.1184
2002-07-22 | 0.078056 | 0.076002
2002-07-23 | 0.11949
2002-07-24 | 0.062231 | 0.060583
2002-07-25 | 0.10529
2002-07-26 | 0.10619
2002-07-27 | 0.10839
2002-07-28 | 0.10969
2002-07-29 | 0.1162
2002-07-30 | 0.11691
2002-07-31 | 0.11829
2002-08-01 | 0.11819
2002-08-02 | 0.11551
2002-08-03 | 0.10997
2002-08-04 | 0.11865
2002-08-05 | 0.12284
2002-08-06 | 0.10624
2002-08-07 | 0.10808
2002-08-08 | 0.10661
2002-08-09 | 0.10215
2002-08-10 | 0.087436
2002-08-11 | 0.091194
2002-08-12 | 0.099076
2002-08-13 | 0.092023 | 0.089185
2002-08-14 | 0.098123 | 0.095105 | 0.099198
2002-08-15 | 0.13612 | 0.13195
2002-08-16 | 0.10451 | 0.10131 | 0.10563
2002-08-17 | 0.099024 | 0.096 | 0.10008
2002-08-18 | 0.10072 | 0.097647 | 0.10179
2002-08-19 | 0.13012 | 0.12617
2002-08-20 | 0.09726 | 0.094312 | 0.066694
2002-08-21 | 0.13146 | 0.12749
2002-08-22 | 0.078834 | 0.076456
2002-08-23 | 0.083372 | 0.080863
2002-08-24 | 0.13546
2002-08-25 | 0.12234
2002-08-26 | 0.080069 | 0.07763
2002-08-27 | 0.13939
2002-08-28 | 0.15435
2002-08-29 | 0.14878
2002-08-30 | 0.13251
2002-08-31 | 0.1337
2002-09-01 | 0.14599
2002-09-02 | 0.15773
2002-09-03 | 0.11947
2002-09-04 | 0.12898
2002-09-05 | 0.10597
2002-09-06 | 0.13028
2002-09-07 | 0.094426
2002-09-08 | 0.10038
2002-09-09 | 0.096532 | 0.093325
2002-09-10 | 0.075092 | 0.072604 | 0.051626
2002-09-11 | 0.098929 | 0.095658
2002-09-12 | 0.058635 | 0.056701
2002-09-13 | 0.091084 | 0.088087
2002-09-14 | 0.10588 | 0.1024
2002-09-15 | 0.099491
2002-09-16 | 0.059649 | 0.057683
2002-09-17 | 0.13425
2002-09-18 | 0.12742
2002-09-19 | 0.069397 | 0.067085
2002-09-20 | 0.12619
2002-09-21 | 0.070228 | 0.067879
2002-09-22 | 0.12519
2002-09-23 | 0.11857
2002-09-24 | 0.15135
2002-09-25 | 0.15237
2002-09-26 | 0.14971
2002-09-27 | 0.13545
2002-09-28 | 0.082505 | 0.07965
2002-09-29 | 0.091399 | 0.088243
2002-09-30 | 0.07889 | 0.076173
2002-10-01 | 0.16822
2002-10-02 | 0.08959 | 0.086492
2002-10-03 | 0.17364
2002-10-04 | 0.17355
2002-10-05 | 0.13986
2002-10-06 | 0.052526 | 0.074678
2002-10-07 | 0.054741 | 0.077283
2002-10-08 | 0.11694
2002-10-09 | 0.11823
2002-10-10 | 0.11424
2002-10-11 | 0.11615
2002-10-12 | 0.063631 | 0.087155
2002-10-13 | 0.1178
2002-10-14 | 0.066767 | 0.090551
2002-10-15 | 0.089723
2002-10-16 | 0.087009
2002-10-17 | 0.047311 | 0.063314
2002-10-18 | 0.081126
2002-10-19 | 0.048668 | 0.064615
2002-10-20 | 0.085474
2002-10-21 | 0.049674 | 0.065466
2002-10-22 | 0.054591 | 0.071707
2002-10-23 | 0.10018
2002-10-24 | 0.10747
2002-10-25 | 0.09993
2002-10-26 | 0.10874
2002-10-27 | 0.055526 | 0.071761
2002-10-28 | 0.059005 | 0.076049
2002-10-29 | 0.11118
2002-10-30 | 0.10886
2002-10-31 | 0.11284
2002-11-01 | 0.11037
2002-11-02 | 0.086746
2002-11-03 | 0.096222
2002-11-04 | 0.093208
2002-11-05 | 0.094867
2002-11-06 | 0.090087
2002-11-07 | 0.093858
2002-11-08 | 0.085847
2002-11-09 | 0.093745
2002-11-10 | 0.086661
2002-11-11 | 0.099883
2002-11-12 | 0.07914
2002-11-13 | 0.086963
2002-11-14 | 0.077899
2002-11-15 | 0.090582
2002-11-16 | 0.081315
2002-11-17 | 0.092682 | 0.11395
2002-11-18 | 0.067542 | 0.082906
2002-11-19 | 0.10832
2002-11-20 | 0.10882
2002-11-21 | 0.11529
2002-11-22 | 0.11874
2002-11-23 | 0.10949
2002-11-24 | 0.1089
2002-11-25 | 0.11581
2002-11-26 | 0.12274
2002-11-27 | 0.11505
2002-11-28 | 0.10596
2002-11-29 | 0.11121
2002-11-30 | 0.096977
2002-12-01 | 0.10276
2002-12-02 | 0.1126
2002-12-03 | 0.10918
2002-12-04 | 0.075573 | 0.090353
2002-12-05 | 0.13367 | 0.15962
2002-12-06 | 0.11826 | 0.14106
2002-12-07 | 0.12892 | 0.1536
2002-12-08 | 0.1202 | 0.14305
2002-12-09 | 0.11101 | 0.13197
2002-12-10 | 0.078967 | 0.093768
2002-12-11 | 0.076073 | 0.090235
2002-12-12 | 0.08762 | 0.10382
2002-12-13 | 0.088643 | 0.10492
2002-12-14 | 0.066137 | 0.078203
2002-12-15 | 0.06608 | 0.078057 | 0.055323
2002-12-16 | 0.082276 | 0.09709
2002-12-17 | 0.12276 | 0.14472
2002-12-18 | 0.12205 | 0.14374
2002-12-19 | 0.10811 | 0.12721
2002-12-20 | 0.12122 | 0.1425
2002-12-21 | 0.13242 | 0.15551
2002-12-22 | 0.12216 | 0.14334
2002-12-23 | 0.12533 | 0.14692
2002-12-24 | 0.11966 | 0.14015
2002-12-25 | 0.12298 | 0.14391
2002-12-26 | 0.12631 | 0.14768
2002-12-27 | 0.1275 | 0.14894
2002-12-28 | 0.10978 | 0.12813
2002-12-29 | 0.10425 | 0.12158
2002-12-30 | 0.13148 | 0.1532
2002-12-31 | 0.13964 | 0.16258
2003-01-01 | 0.11408 | 0.13271
2003-01-02 | 0.096654 | 0.11235 | 0.079756
2003-01-03 | 0.13211 | 0.15344
2003-01-04 | 0.13922 | 0.16158
2003-01-05 | 0.10061 | 0.11668
2003-01-06 | 0.12704 | 0.14722
2003-01-07 | 0.10791 | 0.12495
2003-01-08 | 0.1173 | 0.13573
2003-01-09 | 0.082001 | 0.09481 | 0.067591
2003-01-10 | 0.11413 | 0.13186
2003-01-11 | 0.11904 | 0.13743
2003-01-12 | 0.11518 | 0.13288
2003-01-13 | 0.11665 | 0.13449
2003-01-14 | 0.14778 | 0.17026
2003-01-15 | 0.10751 | 0.12378 | 0.088617
2003-01-16 | 0.10833 | 0.12464 | 0.0897
2003-01-17 | 0.14795 | 0.17011
2003-01-18 | 0.15619 | 0.17946
2003-01-19 | 0.15719 | 0.1805
2003-01-20 | 0.15629 | 0.17934
2003-01-21 | 0.20671 | 0.23704
2003-01-22 | 0.20853 | 0.23898
2003-01-23 | 0.21829 | 0.25001
2003-01-24 | 0.203 | 0.23236
2003-01-25 | 0.19517 | 0.22325
2003-01-26 | 0.1327 | 0.1517 | 0.10946
2003-01-27 | 0.13328 | 0.15227 | 0.11039
2003-01-28 | 0.13337 | 0.15228
2003-01-29 | 0.12979 | 0.14811
2003-01-30 | 0.12757 | 0.14548
2003-01-31 | 0.12557 | 0.14312
2003-02-01 | 0.13689 | 0.15594
2003-02-02 | 0.13255 | 0.15091
2003-02-03 | 0.12764 | 0.14523
2003-02-04 | 0.1255 | 0.14273
2003-02-05 | 0.1134 | 0.12889
2003-02-06 | 0.11871 | 0.13485
2003-02-07 | 0.13353 | 0.15161
2003-02-08 | 0.13428 | 0.15237
2003-02-09 | 0.13011 | 0.14757
2003-02-10 | 0.12599 | 0.14281
2003-02-11 | 0.10638 | 0.12052
2003-02-12 | 0.11829 | 0.13394
2003-02-13 | 0.11915 | 0.13485
2003-02-14 | 0.112 | 0.1267
2003-02-15 | 0.11979 | 0.13544
2003-02-16 | 0.12026 | 0.1359
2003-02-17 | 0.13209 | 0.14919
2003-02-18 | 0.11236 | 0.12685
2003-02-19 | 0.11321 | 0.12774
2003-02-20 | 0.12021 | 0.13559
2003-02-21 | 0.12528 | 0.14123
2003-02-22 | 0.10974 | 0.12366
2003-02-23 | 0.10896 | 0.12272
2003-02-24 | 0.11286 | 0.12705
2003-02-25 | 0.079955 | 0.089967
2003-02-26 | 0.083281 | 0.093666
2003-02-27 | 0.076744 | 0.086275
2003-02-28 | 0.080553 | 0.090516
2003-03-01 | 0.082279 | 0.092415
2003-03-02 | 0.080978 | 0.090913
2003-03-03 | 0.086883 | 0.097501
2003-03-04 | 0.082969 | 0.093067
2003-03-05 | 0.086212 | 0.096663
2003-03-06 | 0.086985 | 0.097489
2003-03-07 | 0.099167 | 0.11109
2003-03-08 | 0.071477 | 0.08004 | 0.057755
2003-03-09 | 0.069716 | 0.078036 | 0.056552
2003-03-10 | 0.093171 | 0.10425
2003-03-11 | 0.1335 | 0.14931 | 0.10863
2003-03-12 | 0.131 | 0.14645 | 0.10697
2003-03-13 | 0.13354 | 0.14923 | 0.10942
2003-03-14 | 0.13521 | 0.15103 | 0.11115
2003-03-15 | 0.13355 | 0.14912 | 0.11013
2003-03-16 | 0.19754 | 0.22048
2003-03-17 | 0.19656 | 0.21931
2003-03-18 | 0.23621 | 0.26345 | 0.19513 | 0.18784
2003-03-19 | 0.19923 | 0.22212 | 0.16507 | 0.15912
2003-03-20 | 0.23276 | 0.2594 | 0.19338 | 0.18667
2003-03-21 | 0.19264 | 0.2146 | 0.16048 | 0.1551
2003-03-22 | 0.19441 | 0.2165 | 0.16238 | 0.15712
2003-03-23 | 0.18716 | 0.20834 | 0.15671 | 0.1518
2003-03-24 | 0.18525 | 0.20614 | 0.1555 | 0.15078
2003-03-25 | 0.096891 | 0.10778 | 0.081518
2003-03-26 | 0.10942 | 0.12167
2003-03-27 | 0.098936 | 0.10997 | 0.08338
2003-03-28 | 0.13657 | 0.15175
2003-03-29 | 0.13547 | 0.15047
2003-03-30 | 0.11813 | 0.13117
2003-03-31 | 0.12669 | 0.14061
2003-04-01 | 0.21198 | 0.2352
2003-04-02 | 0.22853 | 0.25348
2003-04-03 | 0.2257 | 0.25025
2003-04-04 | 0.22773 | 0.25242
2003-04-05 | 0.22552 | 0.24989
2003-04-06 | 0.21775 | 0.24119
2003-04-07 | 0.22885 | 0.25341
2003-04-08 | 0.24643 | 0.27278 | 0.20686
2003-04-09 | 0.24351 | 0.26946 | 0.20486
2003-04-10 | 0.26101 | 0.28873 | 0.22004
2003-04-11 | 0.26657 | 0.29478 | 0.22519
2003-04-12 | 0.27072 | 0.29928 | 0.22915
2003-04-13 | 0.26941 | 0.29773 | 0.22848
2003-04-14 | 0.26442 | 0.29212 | 0.22467
2003-04-15 | 0.10009 | 0.11054 | 0.085198
2003-04-16 | 0.1042 | 0.078074 | 0.088854
2003-04-17 | 0.1488 | 0.11225
2003-04-18 | 0.10372 | 0.078745 | 0.088559
2003-04-19 | 0.087826 | 0.067073 | 0.075114
2003-04-20 | 0.12677 | 0.097353
2003-04-21 | 0.12849 | 0.09919
2003-04-22 | 0.10755 | 0.083443 | 0.092045
2003-04-23 | 0.13101 | 0.10212
2003-04-24 | 0.14849 | 0.11626
2003-04-25 | 0.1256 | 0.098756
2003-04-26 | 0.13954 | 0.11016
2003-04-27 | 0.11086 | 0.087857 | 0.094836
2003-04-28 | 0.15183 | 0.12077
2003-04-29 | 0.11139 | 0.08892 | 0.095395
2003-04-30 | 0.10833 | 0.086772 | 0.09292
2003-05-01 | 0.1296 | 0.10415
2003-05-02 | 0.12863 | 0.10369
2003-05-03 | 0.14396 | 0.1164
2003-05-04 | 0.14999 | 0.12163
2003-05-05 | 0.12946 | 0.10528
2003-05-06 | 0.14133 | 0.11525
2003-05-07 | 0.14022 | 0.11464
2003-05-08 | 0.13119 | 0.10753
2003-05-09 | 0.14114 | 0.11597
2003-05-10 | 0.14012 | 0.11541
2003-05-11 | 0.12947 | 0.10689
2003-05-12 | 0.14262 | 0.11801
2003-05-13 | 0.11054 | 0.091666
2003-05-14 | 0.10602 | 0.088103
2003-05-15 | 0.086481 | 0.072014
2003-05-16 | 0.10434 | 0.08706
2003-05-17 | 0.086339 | 0.072182
2003-05-18 | 0.087701 | 0.073461
2003-05-19 | 0.088931 | 0.07463
2003-05-20 | 0.10906 | 0.091687
2003-05-21 | 0.11847 | 0.099778
2003-05-22 | 0.11398 | 0.096157
2003-05-23 | 0.11236 | 0.094949
2003-05-24 | 0.11661 | 0.098702
2003-05-25 | 0.11207 | 0.095012
2003-05-26 | 0.11908 | 0.10112
2003-05-27 | 0.1693 | 0.14398 | 0.1437
2003-05-28 | 0.24054 | 0.20487
2003-05-29 | 0.24835 | 0.21184
2003-05-30 | 0.17314 | 0.1479 | 0.14705
2003-05-31 | 0.1861 | 0.15919 | 0.1583
2003-06-01 | 0.1778 | 0.1523 | 0.15146
2003-06-02 | 0.24085 | 0.20659
2003-06-03 | 0.1695 | 0.14558 | 0.14454
2003-06-04 | 0.16559 | 0.14241 | 0.1414
2003-06-05 | 0.16553 | 0.14254 | 0.14155
2003-06-06 | 0.23658 | 0.20397
2003-06-07 | 0.17519 | 0.15123 | 0.14996
2003-06-08 | 0.16841 | 0.14555 | 0.14434
2003-06-09 | 0.22693 | 0.19636
2003-06-10 | 0.21254 | 0.18412
2003-06-11 | 0.17755 | 0.15399 | 0.15225
2003-06-12 | 0.18281 | 0.15872 | 0.15696
2003-06-13 | 0.23905 | 0.20778
2003-06-14 | 0.15692 | 0.13654 | 0.13485
2003-06-15 | 0.14991 | 0.13058 | 0.12898
2003-06-16 | 0.16122 | 0.14058 | 0.13888
2003-06-17 | 0.16349 | 0.1427 | 0.141
2003-06-18 | 0.23312 | 0.20369
2003-06-19 | 0.21255 | 0.18589
2003-06-20 | 0.16865 | 0.14765 | 0.14551
2003-06-21 | 0.16889 | 0.14799 | 0.14588
2003-06-22 | 0.16749 | 0.14691 | 0.14484
2003-06-23 | 0.17717 | 0.15554 | 0.15338
2003-06-24 | 0.2165 | 0.19024 | 0.18763
2003-06-25 | 0.30122 | 0.26493
2003-06-26 | 0.30383 | 0.26746
2003-06-27 | 0.30895 | 0.27221
2003-06-28 | 0.30912 | 0.27259
2003-06-29 | 0.21109 | 0.1863 | 0.18286
2003-06-30 | 0.21346 | 0.18855 | 0.18511
2003-07-01 | 0.21461 | 0.18972 | 0.18629
2003-07-02 | 0.29766 | 0.26335
2003-07-03 | 0.2067 | 0.18303 | 0.17955
2003-07-04 | 0.29445 | 0.26093
2003-07-05 | 0.30398 | 0.26958
2003-07-06 | 0.30407 | 0.26987
2003-07-07 | 0.22171 | 0.19692 | 0.19256
2003-07-08 | 0.16932 | 0.1505 | 0.14721
2003-07-09 | 0.16623 | 0.14786 | 0.14466
2003-07-10 | 0.16626 | 0.148 | 0.14483
2003-07-11 | 0.20059 | 0.17868
2003-07-12 | 0.13872 | 0.12365 | 0.1209
2003-07-13 | 0.15051 | 0.13425 | 0.1313
2003-07-14 | 0.14271 | 0.12738 | 0.12461
2003-07-15 | 0.070697 | 0.063148 | 0.06179
2003-07-16 | 0.072112 | 0.064455 | 0.063083
2003-07-17 | 0.070231 | 0.062815 | 0.061492
2003-07-18 | 0.070508 | 0.063104 | 0.061788
2003-07-19 | 0.069164 | 0.061941 | 0.060663
2003-07-20 | 0.069654 | 0.06242 | 0.061144
2003-07-21 | 0.073585 | 0.065984 | 0.064649
2003-07-22 | 0.072263 | 0.064839 | 0.063539
2003-07-23 | 0.084538 | 0.075898 | 0.074392
2003-07-24 | 0.087174 | 0.078312 | 0.076773
2003-07-25 | 0.085073 | 0.076471 | 0.074982
2003-07-26 | 0.089992 | 0.08094 | 0.079379
2003-07-27 | 0.087036 | 0.078327 | 0.07683
2003-07-28 | 0.086506 | 0.077894 | 0.07642
2003-07-29 | 0.092046 | 0.08293 | 0.081375
2003-07-30 | 0.093238 | 0.084052 | 0.08249
2003-07-31 | 0.086336 | 0.077873 | 0.076439
2003-08-01 | 0.078055 | 0.070442 | 0.069157
2003-08-02 | 0.092664 | 0.083672 | 0.082158
2003-08-03 | 0.091845 | 0.082977 | 0.081489
2003-08-04 | 0.085762 | 0.077523 | 0.076145
2003-08-05 | 0.083095 | 0.075151 | 0.073826
2003-08-06 | 0.11207 | 0.10141
2003-08-07 | 0.083346 | 0.075456 | 0.074074
2003-08-08 | 0.092838 | 0.084092 | 0.082565
2003-08-09 | 0.08278 | 0.07502 | 0.073669
2003-08-10 | 0.082971 | 0.07523 | 0.073886
2003-08-11 | 0.082058 | 0.074439 | 0.07312
2003-08-12 | 0.19894 | 0.18056 | 0.17738
2003-08-13 | 0.18869 | 0.17133 | 0.16835
2003-08-14 | 0.20241 | 0.18388 | 0.1807
2003-08-15 | 0.19282 | 0.17525 | 0.17224
2003-08-16 | 0.18329 | 0.16667 | 0.16383
2003-08-17 | 0.23381 | 0.2127
2003-08-18 | 0.15792 | 0.14373
2003-08-19 | 0.16767 | 0.15268
2003-08-20 | 0.18382 | 0.16746
2003-08-21 | 0.18242 | 0.16625
2003-08-22 | 0.16803 | 0.15321
2003-08-23 | 0.2746 | 0.25048
2003-08-24 | 0.25178 | 0.22976
2003-08-25 | 0.25898 | 0.23644
2003-08-26 | 0.097398 | 0.088956
2003-08-27 | 0.084008 | 0.076759 | 0.074891
2003-08-28 | 0.082092 | 0.075039 | 0.073227
2003-08-29 | 0.10902 | 0.099695
2003-08-30 | 0.089176 | 0.081581
2003-08-31 | 0.10218 | 0.093516
2003-09-01 | 0.082969 | 0.075963
2003-09-02 | 0.11647
2003-09-03 | 0.16023 | 0.14671
2003-09-04 | 0.16177 | 0.14819
2003-09-05 | 0.16063 | 0.1472
2003-09-06 | 0.15864 | 0.14543
2003-09-07 | 0.16683 | 0.15299
2003-09-08 | 0.14045 | 0.12885
2003-09-09 | 0.083357 | 0.0765
2003-09-10 | 0.0697 | 0.06399
2003-09-11 | 0.087926 | 0.080753
2003-09-12 | 0.084498 | 0.077633
2003-09-13 | 0.088104 | 0.080975
2003-09-14 | 0.088462 | 0.081333
2003-09-15 | 0.064024 | 0.058885
2003-09-16 | 0.075504
2003-09-17 | 0.077828
2003-09-18 | 0.10704
2003-09-19 | 0.07032 | 0.06464
2003-09-20 | 0.073289 | 0.067394 | 0.064974
2003-09-21 | 0.097337 | 0.089538
2003-09-22 | 0.074835 | 0.068863 | 0.066365
2003-09-23 | 0.12452 | 0.11462
2003-09-24 | 0.098143 | 0.090372
2003-09-25 | 0.10333
2003-09-26 | 0.10599
2003-09-27 | 0.081799
2003-09-28 | 0.071219
2003-09-29 | 0.068212
2003-09-30 | 0.045417
2003-10-01 | 0.057696
2003-10-02 | 0.058791
2003-10-03 | 0.058555
2003-10-04 | 0.067278
2003-10-05 | 0.061202
2003-10-06 | 0.068623
2003-10-07 | 0.086477
2003-10-08 | 0.087232
2003-10-09 | 0.10056
2003-10-10 | 0.094361
2003-10-11 | 0.079032
2003-10-12 | 0.094869
2003-10-13 | 0.087051
2003-10-14 | 0.10294
2003-10-15 | 0.041825
2003-10-16
2003-10-17 | 0.042319
2003-10-18 | 0.1793
2003-10-19 | 0.17743
2003-10-20 | 0.099144 | 0.090703
2003-10-21 | 0.13238 | 0.12115
2003-10-22 | 0.22783
2003-10-23 | 0.21762
2003-10-24 | 0.23487
2003-10-25 | 0.13233 | 0.12105
2003-10-26 | 0.24083
2003-10-27 | 0.14175 | 0.12968
2003-10-28 | 0.16756 | 0.15334
2003-10-29 | 0.16709 | 0.15296
2003-10-30 | 0.26946
2003-10-31 | 0.16461 | 0.1507
2003-11-01 | 0.25313
2003-11-02 | 0.15336 | 0.14041
2003-11-03 | 0.1998 | 0.18299
2003-11-04 | 0.24428 | 0.22381
2003-11-05 | 0.2288 | 0.20969
2003-11-06 | 0.2366 | 0.21691
2003-11-07 | 0.22112 | 0.20279
2003-11-08 | 0.21566 | 0.19784
2003-11-09 | 0.24447 | 0.22435
2003-11-10 | 0.2224 | 0.20415
2003-11-11 | 0.2422 | 0.2224
2003-11-12 | 0.23107 | 0.21225
2003-11-13 | 0.18855 | 0.17324
2003-11-14 | 0.19602
2003-11-15 | 0.23607 | 0.21691
2003-11-16 | 0.16425 | 0.15097 | 0.14364
2003-11-17 | 0.23997 | 0.22064
2003-11-18 | 0.20477 | 0.18832
2003-11-19 | 0.17963 | 0.16526
2003-11-20 | 0.20026 | 0.18429
2003-11-21 | 0.1855 | 0.17075
2003-11-22 | 0.18428 | 0.16969
2003-11-23 | 0.18353 | 0.16904
2003-11-24 | 0.18397 | 0.1695
2003-11-25 | 0.24437 | 0.22521
2003-11-26 | 0.22312 | 0.20569
2003-11-27 | 0.22497 | 0.20745
2003-11-28 | 0.21663 | 0.19981
2003-11-29 | 0.19032 | 0.1756
2003-11-30 | 0.19975 | 0.18435
2003-12-01 | 0.20483 | 0.18909
2003-12-02 | 0.23054 | 0.21287
2003-12-03 | 0.23186 | 0.21415
2003-12-04 | 0.20136 | 0.18603
2003-12-05 | 0.20032 | 0.18512
2003-12-06 | 0.20348 | 0.18809
2003-12-07 | 0.19998 | 0.1849
2003-12-08 | 0.1925 | 0.17803
2003-12-09 | 0.17887 | 0.16547
2003-12-10 | 0.21363 | 0.19768
2003-12-11 | 0.22223 | 0.20569
2003-12-12 | 0.21416 | 0.19827
2003-12-13 | 0.20939 | 0.1939
2003-12-14 | 0.21906 | 0.20291
2003-12-15 | 0.21922 | 0.20311
2003-12-16 | 0.28626 | 0.26529
2003-12-17 | 0.30503 | 0.28275
2003-12-18 | 0.28079 | 0.26035
2003-12-19 | 0.26057 | 0.24166
2003-12-20 | 0.27513 | 0.25521
2003-12-21 | 0.28306 | 0.26264
2003-12-22 | 0.27817 | 0.25816
2003-12-23 | 0.24487 | 0.22731
2003-12-24 | 0.26449 | 0.24558
2003-12-25 | 0.2626 | 0.24388
2003-12-26 | 0.25803 | 0.23969
2003-12-27 | 0.20753 | 0.19283
2003-12-28 | 0.24149 | 0.22443
2003-12-29 | 0.22969 | 0.21351
2003-12-30 | 0.23999 | 0.22313
2003-12-31 | 0.23512 | 0.21866
2004-01-01 | 0.23894 | 0.22226
2004-01-02 | 0.23878 | 0.22216
2004-01-03 | 0.23035 | 0.21437
2004-01-04 | 0.23345 | 0.21729
2004-01-05 | 0.24006 | 0.2235
2004-01-06 | 0.18614 | 0.17334
2004-01-07 | 0.18425 | 0.17161
2004-01-08 | 0.18422 | 0.17162
2004-01-09 | 0.19238 | 0.17926
2004-01-10 | 0.18589 | 0.17324
2004-01-11 | 0.19485 | 0.18164
2004-01-12 | 0.18134 | 0.16908
2004-01-13 | 0.21107 | 0.19683
2004-01-14 | 0.20125 | 0.18772
2004-01-15 | 0.19628 | 0.18312
2004-01-16 | 0.19857 | 0.18529
2004-01-17 | 0.1978 | 0.18461
2004-01-18 | 0.2009 | 0.18754
2004-01-19 | 0.19775 | 0.18464
2004-01-20 | 0.16781 | 0.15672
2004-01-21 | 0.1657 | 0.15477
2004-01-22 | 0.17522 | 0.1637
2004-01-23 | 0.20354 | 0.19019
2004-01-24 | 0.16167 | 0.1511
2004-01-25 | 0.16343 | 0.15277
2004-01-26 | 0.16495 | 0.15422
2004-01-27 | 0.15634 | 0.1462 | 0.13451
2004-01-28 | 0.15058 | 0.14084 | 0.12964
2004-01-29 | 0.19341 | 0.18094
2004-01-30 | 0.19385 | 0.18138
2004-01-31 | 0.20153 | 0.1886
2004-02-01 | 0.19112 | 0.17889
2004-02-02 | 0.19223 | 0.17997
2004-02-03 | 0.21036 | 0.19698
2004-02-04 | 0.2084 | 0.19517
2004-02-05 | 0.19601 | 0.1836
2004-02-06 | 0.12506 | 0.11717
2004-02-07 | 0.21222 | 0.19885
2004-02-08 | 0.19754 | 0.18513
2004-02-09 | 0.23722 | 0.22237
2004-02-10 | 0.15298 | 0.14342 | 0.13145
2004-02-11 | 0.21462 | 0.20124
2004-02-12 | 0.15324 | 0.14372 | 0.13174
2004-02-13 | 0.15146 | 0.14208 | 0.13029
2004-02-14 | 0.15736 | 0.14763 | 0.13545
2004-02-15 | 0.15624 | 0.14661 | 0.13457
2004-02-16 | 0.22082 | 0.20724
2004-02-17 | 0.18631 | 0.17489
2004-02-18 | 0.1931 | 0.18128
2004-02-19 | 0.18824 | 0.17675
2004-02-20 | 0.13485 | 0.1866
2004-02-21 | 0.11269 | 0.15485
2004-02-22 | 0.11142 | 0.15212
2004-02-23 | 0.11478 | 0.15577
2004-02-24 | 0.11719 | 0.15813
2004-02-25 | 0.12221 | 0.16403
2004-02-26 | 0.11614 | 0.15508
2004-02-27 | 0.11576 | 0.15383
2004-02-28 | 0.11327 | 0.14983
2004-02-29 | 0.11882 | 0.15649
2004-03-01 | 0.12298 | 0.16129
2004-03-02 | 0.14731 | 0.19243
2004-03-03 | 0.14235 | 0.18524
2004-03-04 | 0.142 | 0.1841
2004-03-05 | 0.13354 | 0.17252
2004-03-06 | 0.13635 | 0.17556
2004-03-07 | 0.14539 | 0.18658
2004-03-08 | 0.14336 | 0.1834
2004-03-09 | 0.114 | 0.14539
2004-03-10 | 0.11888 | 0.15118
2004-03-11 | 0.10216 | 0.12954
2004-03-12 | 0.11809 | 0.14933
2004-03-13 | 0.12553 | 0.15832
2004-03-14 | 0.12412 | 0.15613
2004-03-15 | 0.10508 | 0.13185 | 0.11986
2004-03-16 | 0.13114 | 0.16415
2004-03-17 | 0.1273 | 0.15896
2004-03-18 | 0.1322 | 0.1647
2004-03-19 | 0.12017 | 0.14938
2004-03-20 | 0.079324 | 0.098388 | 0.08936
2004-03-21 | 0.11068 | 0.13699
2004-03-22 | 0.112 | 0.13834
2004-03-23 | 0.18107 | 0.22319
2004-03-24 | 0.13735 | 0.16897
2004-03-25 | 0.1911 | 0.23464
2004-03-26 | 0.18421 | 0.22576
2004-03-27 | 0.18186 | 0.22247
2004-03-28 | 0.18658 | 0.22783
2004-03-29 | 0.19486 | 0.23753
2004-03-30 | 0.14818 | 0.18032 | 0.16336
2004-03-31 | 0.18828 | 0.22873
2004-04-01 | 0.18803 | 0.22805
2004-04-02 | 0.18933 | 0.22925
2004-04-03 | 0.19243 | 0.23264
2004-04-04 | 0.18189 | 0.21956
2004-04-05 | 0.20715 | 0.24967
2004-04-06 | 0.17333 | 0.2086
2004-04-07 | 0.17375 | 0.2088
2004-04-08 | 0.17203 | 0.20644
2004-04-09 | 0.17532 | 0.21009
2004-04-10 | 0.17855 | 0.21367
2004-04-11 | 0.18994 | 0.227
2004-04-12 | 0.17824 | 0.21273
2004-04-13 | 0.21103 | 0.25153 | 0.22703
2004-04-14 | 0.20567 | 0.24483 | 0.22109
2004-04-15 | 0.29708 | 0.3532
2004-04-16 | 0.30265 | 0.35938
2004-04-17 | 0.26513 | 0.31445
2004-04-18 | 0.26676 | 0.31601
2004-04-19 | 0.26582 | 0.31452
2004-04-20 | 0.27787 | 0.3284
2004-04-21 | 0.27249 | 0.32168
2004-04-22 | 0.28397 | 0.33485
2004-04-23 | 0.20473 | 0.24114 | 0.21733
2004-04-24 | 0.20569 | 0.24202 | 0.21822
2004-04-25 | 0.21519 | 0.25292 | 0.22817
2004-04-26 | 0.2743 | 0.32206
2004-04-27 | 0.25125 | 0.2947
2004-04-28 | 0.25366 | 0.29722
2004-04-29 | 0.27642 | 0.32356
2004-04-30 | 0.27803 | 0.32513
2004-05-01 | 0.27599 | 0.32243
2004-05-02 | 0.27531 | 0.32133
2004-05-03 | 0.25319 | 0.29523
2004-05-04 | 0.24133 | 0.28114
2004-05-05 | 0.23211 | 0.27015
2004-05-06 | 0.23838 | 0.27719
2004-05-07 | 0.23247 | 0.27008
2004-05-08 | 0.24174 | 0.2806
2004-05-09 | 0.2369 | 0.27474
2004-05-10 | 0.24523 | 0.28416
2004-05-11 | 0.25862 | 0.29942
2004-05-12 | 0.29103 | 0.33667
2004-05-13 | 0.21505 | 0.24856
2004-05-14 | 0.22673 | 0.26185
2004-05-15 | 0.17951 | 0.20715
2004-05-16 | 0.20001 | 0.23063
2004-05-17 | 0.19813 | 0.22828
2004-05-18 | 0.058403 | 0.067237
2004-05-19 | 0.064081 | 0.073718
2004-05-20 | 0.064065 | 0.073644
2004-05-21 | 0.073427 | 0.084342
2004-05-22 | 0.084802 | 0.097337
2004-05-23 | 0.085161 | 0.097677
2004-05-24 | 0.086452 | 0.099087
2004-05-25 | 0.087344 | 0.10004
2004-05-26 | 0.086249 | 0.098714
2004-05-27 | 0.090441 | 0.10344
2004-05-28 | 0.088302 | 0.10092
2004-05-29 | 0.087756 | 0.10023
2004-05-30 | 0.094341 | 0.10768
2004-05-31 | 0.093234 | 0.10635
2004-06-01 | 0.093658 | 0.10676
2004-06-02 | 0.08382 | 0.095484
2004-06-03 | 0.097053 | 0.11049
2004-06-04 | 0.097662 | 0.11111
2004-06-05 | 0.096993 | 0.11028
2004-06-06 | 0.09735 | 0.11062
2004-06-07 | 0.094681 | 0.10752
2004-06-08 | 0.097234 | 0.11035
2004-06-09 | 0.10194 | 0.11562
2004-06-10 | 0.099227 | 0.11248
2004-06-11 | 0.10308 | 0.11678
2004-06-12 | 0.087683 | 0.099276
2004-06-13 | 0.08757 | 0.09909
2004-06-14 | 0.087893 | 0.099399
2004-06-15 | 0.0848 | 0.095847
2004-06-16 | 0.089033 | 0.10057
2004-06-17 | 0.089288 | 0.10081
2004-06-18 | 0.087284 | 0.098491
2004-06-19 | 0.087506 | 0.098688
2004-06-20 | 0.090024 | 0.10147
2004-06-21 | 0.09286 | 0.10461
2004-06-22 | 0.093561 | 0.10535
2004-06-23 | 0.093359 | 0.10507
2004-06-24 | 0.092696 | 0.10427
2004-06-25 | 0.096533 | 0.10853
2004-06-26 | 0.093545 | 0.10511
2004-06-27 | 0.087928 | 0.098751
2004-06-28 | 0.093875 | 0.10538
2004-06-29 | 0.091285 | 0.10242
2004-06-30 | 0.093392 | 0.10473
2004-07-01 | 0.091543 | 0.10261
2004-07-02 | 0.091311 | 0.1023
2004-07-03 | 0.094153 | 0.10543
2004-07-04 | 0.080245 | 0.089818
2004-07-05 | 0.098555 | 0.11026
2004-07-06 | 0.17835 | 0.19944
2004-07-07 | 0.19415 | 0.21701
2004-07-08 | 0.17821 | 0.1991
2004-07-09 | 0.18928 | 0.21138
2004-07-10 | 0.14931 | 0.16666
2004-07-11 | 0.1629 | 0.18175
2004-07-12 | 0.15949 | 0.17787
2004-07-13 | 0.15402 | 0.1717
2004-07-14 | 0.15216 | 0.16955
2004-07-15 | 0.14699 | 0.16372
2004-07-16 | 0.15931 | 0.17737
2004-07-17 | 0.1488 | 0.1656
2004-07-18 | 0.15128 | 0.16828
2004-07-19 | 0.15745 | 0.17507

## TARGET POWER 2
Train | 1 | 2 | 3 | 4
Reactor | 1 | 1 | 1 | 1
Bank | 1 | 1 | 1 | 1
| Train 1, Bank 1 | Train 2, Bank 1 | Train 3, Bank 1 | Train 4, Bank 1
Date/Time | Target Power 2 (kW)
2000-01-01
2000-01-02
2000-01-03
2000-01-04
2000-01-05
2000-01-06
2000-01-07
2000-01-08
2000-01-09
2000-01-10
2000-01-11
2000-01-12
2000-01-13
2000-01-14
2000-01-15
2000-01-16
2000-01-17
2000-01-18
2000-01-19
2000-01-20
2000-01-21
2000-01-22
2000-01-23
2000-01-24
2000-01-25
2000-01-26
2000-01-27
2000-01-28
2000-01-29
2000-01-30
2000-01-31
2000-02-01
2000-02-02
2000-02-03
2000-02-04
2000-02-05
2000-02-06
2000-02-07
2000-02-08
2000-02-09
2000-02-10
2000-02-11
2000-02-12
2000-02-13
2000-02-14
2000-02-15
2000-02-16
2000-02-17
2000-02-18
2000-02-19
2000-02-20
2000-02-21
2000-02-22
2000-02-23
2000-02-24
2000-02-25
2000-02-26
2000-02-27
2000-02-28
2000-02-29
2000-03-01
2000-03-02
2000-03-03
2000-03-04
2000-03-05
2000-03-06
2000-03-07
2000-03-08
2000-03-09
2000-03-10
2000-03-11
2000-03-12
2000-03-13
2000-03-14
2000-03-15
2000-03-16
2000-03-17
2000-03-18
2000-03-19
2000-03-20
2000-03-21
2000-03-22
2000-03-23
2000-03-24
2000-03-25
2000-03-26
2000-03-27
2000-03-28
2000-03-29
2000-03-30
2000-03-31
2000-04-01
2000-04-02
2000-04-03
2000-04-04
2000-04-05
2000-04-06
2000-04-07
2000-04-08
2000-04-09
2000-04-10
2000-04-11
2000-04-12
2000-04-13
2000-04-14
2000-04-15
2000-04-16
2000-04-17
2000-04-18
2000-04-19
2000-04-20
2000-04-21
2000-04-22
2000-04-23
2000-04-24
2000-04-25
2000-04-26
2000-04-27
2000-04-28
2000-04-29
2000-04-30
2000-05-01
2000-05-02
2000-05-03
2000-05-04
2000-05-05
2000-05-06
2000-05-07
2000-05-08
2000-05-09
2000-05-10
2000-05-11
2000-05-12
2000-05-13
2000-05-14
2000-05-15
2000-05-16
2000-05-17
2000-05-18
2000-05-19
2000-05-20
2000-05-21
2000-05-22
2000-05-23
2000-05-24
2000-05-25
2000-05-26
2000-05-27
2000-05-28
2000-05-29
2000-05-30
2000-05-31
2000-06-01
2000-06-02
2000-06-03
2000-06-04
2000-06-05
2000-06-06
2000-06-07
2000-06-08
2000-06-09
2000-06-10
2000-06-11
2000-06-12
2000-06-13
2000-06-14
2000-06-15
2000-06-16
2000-06-17
2000-06-18
2000-06-19
2000-06-20
2000-06-21
2000-06-22
2000-06-23
2000-06-24
2000-06-25
2000-06-26
2000-06-27
2000-06-28
2000-06-29
2000-06-30
2000-07-01
2000-07-02
2000-07-03
2000-07-04
2000-07-05
2000-07-06
2000-07-07
2000-07-08
2000-07-09
2000-07-10
2000-07-11
2000-07-12
2000-07-13
2000-07-14
2000-07-15
2000-07-16
2000-07-17
2000-07-18
2000-07-19
2000-07-20
2000-07-21
2000-07-22
2000-07-23
2000-07-24
2000-07-25
2000-07-26
2000-07-27
2000-07-28
2000-07-29
2000-07-30
2000-07-31
2000-08-01
2000-08-02
2000-08-03
2000-08-04
2000-08-05
2000-08-06
2000-08-07
2000-08-08
2000-08-09
2000-08-10
2000-08-11
2000-08-12
2000-08-13
2000-08-14
2000-08-15
2000-08-16
2000-08-17
2000-08-18
2000-08-19
2000-08-20
2000-08-21
2000-08-22
2000-08-23
2000-08-24
2000-08-25
2000-08-26
2000-08-27
2000-08-28
2000-08-29
2000-08-30
2000-08-31
2000-09-01
2000-09-02
2000-09-03
2000-09-04
2000-09-05
2000-09-06
2000-09-07
2000-09-08
2000-09-09
2000-09-10
2000-09-11
2000-09-12
2000-09-13
2000-09-14
2000-09-15
2000-09-16
2000-09-17
2000-09-18
2000-09-19
2000-09-20
2000-09-21
2000-09-22
2000-09-23
2000-09-24
2000-09-25
2000-09-26
2000-09-27
2000-09-28
2000-09-29
2000-09-30
2000-10-01
2000-10-02
2000-10-03
2000-10-04
2000-10-05
2000-10-06
2000-10-07
2000-10-08
2000-10-09
2000-10-10
2000-10-11
2000-10-12
2000-10-13
2000-10-14
2000-10-15
2000-10-16
2000-10-17
2000-10-18
2000-10-19
2000-10-20
2000-10-21
2000-10-22
2000-10-23
2000-10-24
2000-10-25
2000-10-26
2000-10-27
2000-10-28
2000-10-29
2000-10-30
2000-10-31
2000-11-01
2000-11-02
2000-11-03
2000-11-04
2000-11-05
2000-11-06
2000-11-07
2000-11-08
2000-11-09
2000-11-10
2000-11-11
2000-11-12
2000-11-13
2000-11-14
2000-11-15
2000-11-16
2000-11-17
2000-11-18
2000-11-19
2000-11-20
2000-11-21
2000-11-22
2000-11-23
2000-11-24
2000-11-25
2000-11-26
2000-11-27
2000-11-28
2000-11-29
2000-11-30
2000-12-01
2000-12-02
2000-12-03
2000-12-04
2000-12-05
2000-12-06
2000-12-07
2000-12-08
2000-12-09
2000-12-10
2000-12-11
2000-12-12
2000-12-13
2000-12-14
2000-12-15
2000-12-16
2000-12-17
2000-12-18
2000-12-19
2000-12-20
2000-12-21
2000-12-22
2000-12-23
2000-12-24
2000-12-25
2000-12-26
2000-12-27
2000-12-28
2000-12-29
2000-12-30
2000-12-31
2001-01-01
2001-01-02
2001-01-03
2001-01-04
2001-01-05
2001-01-06
2001-01-07
2001-01-08
2001-01-09
2001-01-10
2001-01-11
2001-01-12
2001-01-13
2001-01-14
2001-01-15
2001-01-16
2001-01-17
2001-01-18
2001-01-19
2001-01-20
2001-01-21
2001-01-22
2001-01-23
2001-01-24
2001-01-25
2001-01-26
2001-01-27
2001-01-28
2001-01-29
2001-01-30
2001-01-31
2001-02-01
2001-02-02
2001-02-03
2001-02-04
2001-02-05
2001-02-06
2001-02-07
2001-02-08
2001-02-09
2001-02-10
2001-02-11
2001-02-12
2001-02-13
2001-02-14
2001-02-15
2001-02-16
2001-02-17
2001-02-18
2001-02-19
2001-02-20
2001-02-21
2001-02-22
2001-02-23
2001-02-24
2001-02-25
2001-02-26
2001-02-27
2001-02-28
2001-03-01
2001-03-02
2001-03-03
2001-03-04
2001-03-05
2001-03-06
2001-03-07
2001-03-08
2001-03-09
2001-03-10
2001-03-11
2001-03-12
2001-03-13
2001-03-14
2001-03-15
2001-03-16
2001-03-17
2001-03-18
2001-03-19
2001-03-20
2001-03-21
2001-03-22
2001-03-23
2001-03-24
2001-03-25
2001-03-26
2001-03-27
2001-03-28
2001-03-29
2001-03-30
2001-03-31
2001-04-01
2001-04-02
2001-04-03
2001-04-04
2001-04-05
2001-04-06
2001-04-07
2001-04-08
2001-04-09
2001-04-10
2001-04-11
2001-04-12
2001-04-13
2001-04-14
2001-04-15
2001-04-16
2001-04-17
2001-04-18
2001-04-19
2001-04-20
2001-04-21
2001-04-22
2001-04-23
2001-04-24
2001-04-25
2001-04-26
2001-04-27
2001-04-28
2001-04-29
2001-04-30
2001-05-01
2001-05-02
2001-05-03
2001-05-04
2001-05-05
2001-05-06
2001-05-07
2001-05-08
2001-05-09
2001-05-10
2001-05-11
2001-05-12
2001-05-13
2001-05-14
2001-05-15
2001-05-16
2001-05-17
2001-05-18
2001-05-19
2001-05-20
2001-05-21
2001-05-22
2001-05-23
2001-05-24
2001-05-25
2001-05-26
2001-05-27
2001-05-28
2001-05-29
2001-05-30
2001-05-31
2001-06-01
2001-06-02
2001-06-03
2001-06-04
2001-06-05
2001-06-06
2001-06-07
2001-06-08
2001-06-09
2001-06-10
2001-06-11
2001-06-12
2001-06-13
2001-06-14
2001-06-15
2001-06-16
2001-06-17
2001-06-18
2001-06-19
2001-06-20
2001-06-21
2001-06-22
2001-06-23
2001-06-24
2001-06-25
2001-06-26
2001-06-27
2001-06-28
2001-06-29
2001-06-30
2001-07-01
2001-07-02
2001-07-03
2001-07-04
2001-07-05
2001-07-06
2001-07-07
2001-07-08
2001-07-09
2001-07-10
2001-07-11
2001-07-12
2001-07-13
2001-07-14
2001-07-15
2001-07-16
2001-07-17
2001-07-18
2001-07-19
2001-07-20
2001-07-21
2001-07-22
2001-07-23
2001-07-24
2001-07-25
2001-07-26
2001-07-27
2001-07-28
2001-07-29
2001-07-30
2001-07-31
2001-08-01
2001-08-02
2001-08-03
2001-08-04
2001-08-05
2001-08-06
2001-08-07
2001-08-08
2001-08-09
2001-08-10
2001-08-11
2001-08-12
2001-08-13
2001-08-14
2001-08-15
2001-08-16
2001-08-17
2001-08-18
2001-08-19
2001-08-20
2001-08-21
2001-08-22
2001-08-23
2001-08-24
2001-08-25
2001-08-26
2001-08-27
2001-08-28
2001-08-29
2001-08-30
2001-08-31
2001-09-01
2001-09-02
2001-09-03
2001-09-04
2001-09-05
2001-09-06
2001-09-07
2001-09-08
2001-09-09
2001-09-10
2001-09-11
2001-09-12
2001-09-13
2001-09-14
2001-09-15
2001-09-16
2001-09-17
2001-09-18
2001-09-19
2001-09-20
2001-09-21
2001-09-22
2001-09-23
2001-09-24
2001-09-25
2001-09-26
2001-09-27
2001-09-28
2001-09-29
2001-09-30
2001-10-01
2001-10-02
2001-10-03
2001-10-04
2001-10-05
2001-10-06
2001-10-07
2001-10-08
2001-10-09
2001-10-10
2001-10-11
2001-10-12
2001-10-13
2001-10-14
2001-10-15
2001-10-16
2001-10-17
2001-10-18
2001-10-19
2001-10-20
2001-10-21
2001-10-22
2001-10-23
2001-10-24
2001-10-25
2001-10-26
2001-10-27
2001-10-28
2001-10-29
2001-10-30
2001-10-31
2001-11-01
2001-11-02
2001-11-03
2001-11-04
2001-11-05
2001-11-06
2001-11-07
2001-11-08
2001-11-09
2001-11-10
2001-11-11
2001-11-12
2001-11-13
2001-11-14
2001-11-15
2001-11-16
2001-11-17
2001-11-18
2001-11-19
2001-11-20
2001-11-21
2001-11-22
2001-11-23
2001-11-24
2001-11-25
2001-11-26
2001-11-27
2001-11-28
2001-11-29
2001-11-30
2001-12-01
2001-12-02
2001-12-03
2001-12-04
2001-12-05
2001-12-06
2001-12-07
2001-12-08
2001-12-09
2001-12-10
2001-12-11
2001-12-12
2001-12-13
2001-12-14
2001-12-15
2001-12-16
2001-12-17
2001-12-18
2001-12-19
2001-12-20
2001-12-21
2001-12-22
2001-12-23
2001-12-24
2001-12-25
2001-12-26
2001-12-27
2001-12-28
2001-12-29
2001-12-30
2001-12-31
2002-01-01
2002-01-02
2002-01-03
2002-01-04
2002-01-05
2002-01-06
2002-01-07
2002-01-08
2002-01-09
2002-01-10
2002-01-11
2002-01-12
2002-01-13
2002-01-14
2002-01-15
2002-01-16
2002-01-17
2002-01-18
2002-01-19
2002-01-20
2002-01-21
2002-01-22
2002-01-23
2002-01-24
2002-01-25
2002-01-26
2002-01-27
2002-01-28
2002-01-29
2002-01-30
2002-01-31
2002-02-01
2002-02-02
2002-02-03
2002-02-04
2002-02-05
2002-02-06
2002-02-07
2002-02-08
2002-02-09
2002-02-10
2002-02-11
2002-02-12
2002-02-13
2002-02-14
2002-02-15
2002-02-16
2002-02-17
2002-02-18
2002-02-19
2002-02-20
2002-02-21
2002-02-22
2002-02-23
2002-02-24
2002-02-25
2002-02-26
2002-02-27
2002-02-28
2002-03-01
2002-03-02
2002-03-03
2002-03-04
2002-03-05
2002-03-06
2002-03-07
2002-03-08
2002-03-09
2002-03-10
2002-03-11
2002-03-12
2002-03-13
2002-03-14
2002-03-15
2002-03-16
2002-03-17
2002-03-18
2002-03-19
2002-03-20
2002-03-21
2002-03-22
2002-03-23
2002-03-24
2002-03-25
2002-03-26
2002-03-27
2002-03-28
2002-03-29
2002-03-30
2002-03-31
2002-04-01
2002-04-02
2002-04-03
2002-04-04
2002-04-05
2002-04-06
2002-04-07
2002-04-08
2002-04-09
2002-04-10
2002-04-11
2002-04-12
2002-04-13
2002-04-14
2002-04-15
2002-04-16
2002-04-17
2002-04-18
2002-04-19
2002-04-20
2002-04-21
2002-04-22
2002-04-23
2002-04-24
2002-04-25
2002-04-26
2002-04-27
2002-04-28
2002-04-29
2002-04-30
2002-05-01
2002-05-02
2002-05-03
2002-05-04
2002-05-05
2002-05-06
2002-05-07
2002-05-08
2002-05-09
2002-05-10
2002-05-11
2002-05-12
2002-05-13
2002-05-14
2002-05-15
2002-05-16
2002-05-17
2002-05-18
2002-05-19
2002-05-20
2002-05-21
2002-05-22
2002-05-23
2002-05-24
2002-05-25
2002-05-26
2002-05-27
2002-05-28
2002-05-29
2002-05-30
2002-05-31
2002-06-01
2002-06-02
2002-06-03
2002-06-04
2002-06-05
2002-06-06
2002-06-07
2002-06-08
2002-06-09
2002-06-10
2002-06-11
2002-06-12
2002-06-13
2002-06-14
2002-06-15
2002-06-16
2002-06-17
2002-06-18
2002-06-19
2002-06-20
2002-06-21
2002-06-22
2002-06-23
2002-06-24
2002-06-25
2002-06-26
2002-06-27
2002-06-28
2002-06-29
2002-06-30
2002-07-01
2002-07-02
2002-07-03
2002-07-04
2002-07-05
2002-07-06
2002-07-07
2002-07-08
2002-07-09
2002-07-10
2002-07-11
2002-07-12
2002-07-13
2002-07-14
2002-07-15
2002-07-16
2002-07-17
2002-07-18
2002-07-19
2002-07-20
2002-07-21
2002-07-22
2002-07-23
2002-07-24
2002-07-25
2002-07-26
2002-07-27
2002-07-28
2002-07-29
2002-07-30
2002-07-31
2002-08-01
2002-08-02
2002-08-03
2002-08-04
2002-08-05
2002-08-06
2002-08-07
2002-08-08
2002-08-09
2002-08-10
2002-08-11
2002-08-12
2002-08-13
2002-08-14
2002-08-15
2002-08-16
2002-08-17
2002-08-18
2002-08-19
2002-08-20
2002-08-21
2002-08-22
2002-08-23
2002-08-24
2002-08-25
2002-08-26
2002-08-27
2002-08-28
2002-08-29
2002-08-30
2002-08-31
2002-09-01
2002-09-02
2002-09-03
2002-09-04
2002-09-05
2002-09-06
2002-09-07
2002-09-08
2002-09-09
2002-09-10
2002-09-11
2002-09-12
2002-09-13
2002-09-14
2002-09-15
2002-09-16
2002-09-17
2002-09-18
2002-09-19
2002-09-20
2002-09-21
2002-09-22
2002-09-23
2002-09-24
2002-09-25
2002-09-26
2002-09-27
2002-09-28
2002-09-29
2002-09-30
2002-10-01
2002-10-02
2002-10-03
2002-10-04
2002-10-05
2002-10-06
2002-10-07
2002-10-08
2002-10-09
2002-10-10
2002-10-11
2002-10-12
2002-10-13
2002-10-14
2002-10-15
2002-10-16
2002-10-17
2002-10-18
2002-10-19
2002-10-20
2002-10-21
2002-10-22
2002-10-23
2002-10-24
2002-10-25
2002-10-26
2002-10-27
2002-10-28
2002-10-29
2002-10-30
2002-10-31
2002-11-01
2002-11-02
2002-11-03
2002-11-04
2002-11-05
2002-11-06
2002-11-07
2002-11-08
2002-11-09
2002-11-10
2002-11-11
2002-11-12
2002-11-13
2002-11-14
2002-11-15
2002-11-16
2002-11-17
2002-11-18
2002-11-19
2002-11-20
2002-11-21
2002-11-22
2002-11-23
2002-11-24
2002-11-25
2002-11-26
2002-11-27
2002-11-28
2002-11-29
2002-11-30
2002-12-01
2002-12-02
2002-12-03
2002-12-04
2002-12-05
2002-12-06
2002-12-07
2002-12-08
2002-12-09
2002-12-10
2002-12-11
2002-12-12
2002-12-13
2002-12-14
2002-12-15
2002-12-16
2002-12-17
2002-12-18
2002-12-19
2002-12-20
2002-12-21
2002-12-22
2002-12-23
2002-12-24
2002-12-25
2002-12-26
2002-12-27
2002-12-28
2002-12-29
2002-12-30
2002-12-31
2003-01-01
2003-01-02
2003-01-03
2003-01-04
2003-01-05
2003-01-06
2003-01-07
2003-01-08
2003-01-09
2003-01-10
2003-01-11
2003-01-12
2003-01-13
2003-01-14
2003-01-15
2003-01-16
2003-01-17
2003-01-18
2003-01-19
2003-01-20
2003-01-21
2003-01-22
2003-01-23
2003-01-24
2003-01-25
2003-01-26
2003-01-27
2003-01-28
2003-01-29
2003-01-30
2003-01-31
2003-02-01
2003-02-02
2003-02-03
2003-02-04
2003-02-05
2003-02-06
2003-02-07
2003-02-08
2003-02-09
2003-02-10
2003-02-11
2003-02-12
2003-02-13
2003-02-14
2003-02-15
2003-02-16
2003-02-17
2003-02-18
2003-02-19
2003-02-20
2003-02-21
2003-02-22
2003-02-23
2003-02-24
2003-02-25
2003-02-26
2003-02-27
2003-02-28
2003-03-01
2003-03-02
2003-03-03
2003-03-04
2003-03-05
2003-03-06
2003-03-07
2003-03-08
2003-03-09
2003-03-10
2003-03-11
2003-03-12
2003-03-13
2003-03-14
2003-03-15
2003-03-16
2003-03-17
2003-03-18
2003-03-19
2003-03-20
2003-03-21
2003-03-22
2003-03-23
2003-03-24
2003-03-25
2003-03-26
2003-03-27
2003-03-28
2003-03-29
2003-03-30
2003-03-31
2003-04-01
2003-04-02
2003-04-03
2003-04-04
2003-04-05
2003-04-06
2003-04-07
2003-04-08
2003-04-09
2003-04-10
2003-04-11
2003-04-12
2003-04-13
2003-04-14
2003-04-15
2003-04-16
2003-04-17
2003-04-18
2003-04-19
2003-04-20
2003-04-21
2003-04-22
2003-04-23
2003-04-24
2003-04-25
2003-04-26
2003-04-27
2003-04-28
2003-04-29
2003-04-30
2003-05-01
2003-05-02
2003-05-03
2003-05-04
2003-05-05
2003-05-06
2003-05-07
2003-05-08
2003-05-09
2003-05-10
2003-05-11
2003-05-12
2003-05-13
2003-05-14
2003-05-15
2003-05-16
2003-05-17
2003-05-18
2003-05-19
2003-05-20
2003-05-21
2003-05-22
2003-05-23
2003-05-24
2003-05-25
2003-05-26
2003-05-27
2003-05-28
2003-05-29
2003-05-30
2003-05-31
2003-06-01
2003-06-02
2003-06-03
2003-06-04
2003-06-05
2003-06-06
2003-06-07
2003-06-08
2003-06-09
2003-06-10
2003-06-11
2003-06-12
2003-06-13
2003-06-14
2003-06-15
2003-06-16
2003-06-17
2003-06-18
2003-06-19
2003-06-20
2003-06-21
2003-06-22
2003-06-23
2003-06-24
2003-06-25
2003-06-26
2003-06-27
2003-06-28
2003-06-29
2003-06-30
2003-07-01
2003-07-02
2003-07-03
2003-07-04
2003-07-05
2003-07-06
2003-07-07
2003-07-08
2003-07-09
2003-07-10
2003-07-11
2003-07-12
2003-07-13
2003-07-14
2003-07-15
2003-07-16
2003-07-17
2003-07-18
2003-07-19
2003-07-20
2003-07-21
2003-07-22
2003-07-23
2003-07-24
2003-07-25
2003-07-26
2003-07-27
2003-07-28
2003-07-29
2003-07-30
2003-07-31
2003-08-01
2003-08-02
2003-08-03
2003-08-04
2003-08-05
2003-08-06
2003-08-07
2003-08-08
2003-08-09
2003-08-10
2003-08-11
2003-08-12
2003-08-13
2003-08-14
2003-08-15
2003-08-16
2003-08-17
2003-08-18
2003-08-19
2003-08-20
2003-08-21
2003-08-22
2003-08-23
2003-08-24
2003-08-25
2003-08-26
2003-08-27
2003-08-28
2003-08-29
2003-08-30
2003-08-31
2003-09-01
2003-09-02
2003-09-03
2003-09-04
2003-09-05
2003-09-06
2003-09-07
2003-09-08
2003-09-09
2003-09-10
2003-09-11
2003-09-12
2003-09-13
2003-09-14
2003-09-15
2003-09-16
2003-09-17
2003-09-18
2003-09-19
2003-09-20
2003-09-21
2003-09-22
2003-09-23
2003-09-24
2003-09-25
2003-09-26
2003-09-27
2003-09-28
2003-09-29
2003-09-30
2003-10-01
2003-10-02
2003-10-03
2003-10-04
2003-10-05
2003-10-06
2003-10-07
2003-10-08
2003-10-09
2003-10-10
2003-10-11
2003-10-12
2003-10-13
2003-10-14
2003-10-15
2003-10-16
2003-10-17
2003-10-18
2003-10-19
2003-10-20
2003-10-21
2003-10-22
2003-10-23
2003-10-24
2003-10-25
2003-10-26
2003-10-27
2003-10-28
2003-10-29
2003-10-30
2003-10-31
2003-11-01
2003-11-02
2003-11-03
2003-11-04
2003-11-05
2003-11-06
2003-11-07
2003-11-08
2003-11-09
2003-11-10
2003-11-11
2003-11-12
2003-11-13
2003-11-14
2003-11-15
2003-11-16
2003-11-17
2003-11-18
2003-11-19
2003-11-20
2003-11-21
2003-11-22
2003-11-23
2003-11-24
2003-11-25
2003-11-26
2003-11-27
2003-11-28
2003-11-29
2003-11-30
2003-12-01
2003-12-02
2003-12-03
2003-12-04
2003-12-05
2003-12-06
2003-12-07
2003-12-08
2003-12-09
2003-12-10
2003-12-11
2003-12-12
2003-12-13
2003-12-14
2003-12-15
2003-12-16
2003-12-17
2003-12-18
2003-12-19
2003-12-20
2003-12-21
2003-12-22
2003-12-23
2003-12-24
2003-12-25
2003-12-26
2003-12-27
2003-12-28
2003-12-29
2003-12-30
2003-12-31
2004-01-01
2004-01-02
2004-01-03
2004-01-04
2004-01-05
2004-01-06
2004-01-07
2004-01-08
2004-01-09
2004-01-10
2004-01-11
2004-01-12
2004-01-13
2004-01-14
2004-01-15
2004-01-16
2004-01-17
2004-01-18
2004-01-19
2004-01-20
2004-01-21
2004-01-22
2004-01-23
2004-01-24
2004-01-25
2004-01-26
2004-01-27
2004-01-28
2004-01-29
2004-01-30
2004-01-31
2004-02-01
2004-02-02
2004-02-03
2004-02-04
2004-02-05
2004-02-06
2004-02-07
2004-02-08
2004-02-09
2004-02-10
2004-02-11
2004-02-12
2004-02-13
2004-02-14
2004-02-15
2004-02-16
2004-02-17
2004-02-18
2004-02-19
2004-02-20
2004-02-21
2004-02-22
2004-02-23
2004-02-24
2004-02-25
2004-02-26
2004-02-27
2004-02-28
2004-02-29
2004-03-01
2004-03-02
2004-03-03
2004-03-04
2004-03-05
2004-03-06
2004-03-07
2004-03-08
2004-03-09
2004-03-10
2004-03-11
2004-03-12
2004-03-13
2004-03-14
2004-03-15
2004-03-16
2004-03-17
2004-03-18
2004-03-19
2004-03-20
2004-03-21
2004-03-22
2004-03-23
2004-03-24
2004-03-25
2004-03-26
2004-03-27
2004-03-28
2004-03-29
2004-03-30
2004-03-31
2004-04-01
2004-04-02
2004-04-03
2004-04-04
2004-04-05
2004-04-06
2004-04-07
2004-04-08
2004-04-09
2004-04-10
2004-04-11
2004-04-12
2004-04-13
2004-04-14
2004-04-15
2004-04-16
2004-04-17
2004-04-18
2004-04-19
2004-04-20
2004-04-21
2004-04-22
2004-04-23
2004-04-24
2004-04-25
2004-04-26
2004-04-27
2004-04-28
2004-04-29
2004-04-30
2004-05-01
2004-05-02
2004-05-03
2004-05-04
2004-05-05
2004-05-06
2004-05-07
2004-05-08
2004-05-09
2004-05-10
2004-05-11
2004-05-12
2004-05-13
2004-05-14
2004-05-15
2004-05-16
2004-05-17
2004-05-18
2004-05-19
2004-05-20
2004-05-21
2004-05-22
2004-05-23
2004-05-24
2004-05-25
2004-05-26
2004-05-27
2004-05-28
2004-05-29
2004-05-30
2004-05-31
2004-06-01
2004-06-02
2004-06-03
2004-06-04
2004-06-05
2004-06-06
2004-06-07
2004-06-08
2004-06-09
2004-06-10
2004-06-11
2004-06-12
2004-06-13
2004-06-14
2004-06-15
2004-06-16
2004-06-17
2004-06-18
2004-06-19
2004-06-20
2004-06-21
2004-06-22
2004-06-23
2004-06-24
2004-06-25
2004-06-26
2004-06-27
2004-06-28
2004-06-29
2004-06-30
2004-07-01
2004-07-02
2004-07-03
2004-07-04
2004-07-05
2004-07-06
2004-07-07
2004-07-08
2004-07-09
2004-07-10
2004-07-11
2004-07-12
2004-07-13
2004-07-14
2004-07-15
2004-07-16
2004-07-17
2004-07-18
2004-07-19

## POWER 1
Train | 1 | 2 | 3 | 4
Reactor | 1 | 1 | 1 | 1
Bank | 1 | 1 | 1 | 1
| Train 1, Bank 1 | Train 2, Bank 1 | Train 3, Bank 1 | Train 4, Bank 1
Date/Time | Power 1 (kW)
2000-01-01 | 0.126 | 0.126 | 0.126
2000-01-02 | 0.13664 | 0.13664
2000-01-03 | 0.126 | 0.126
2000-01-04 | 0.13664 | 0.13664
2000-01-05 | 0.126 | 0.126
2000-01-06 | 0.13664 | 0.13664
2000-01-07 | 0.13664 | 0.13664
2000-01-08 | 0.13664 | 0.13664
2000-01-09 | 0.14727 | 0.14727
2000-01-10 | 0.14727 | 0.14727
2000-01-11 | 0.17918 | 0.17918
2000-01-12 | 0.15791 | 0.15791 | 0.14727
2000-01-13 | 0.15791 | 0.15791 | 0.14727
2000-01-14 | 0.22173 | 0.22173
2000-01-15 | 0.15791 | 0.15791 | 0.14727
2000-01-16 | 0.15791 | 0.15791 | 0.15791
2000-01-17 | 0.22173 | 0.22173
2000-01-18 | 0.13664 | 0.13664 | 0.126
2000-01-19 | 0.14727 | 0.14727 | 0.13664
2000-01-20 | 0.13664 | 0.13664 | 0.13664
2000-01-21 | 0.13664 | 0.13664 | 0.13664
2000-01-22 | 0.13664 | 0.13664 | 0.13664
2000-01-23 | 0.14727 | 0.14727 | 0.13664
2000-01-24 | 0.14727 | 0.14727 | 0.14727
2000-01-25 | 0.17918 | 0.17918 | 0.17918
2000-01-26 | 0.18982 | 0.18982 | 0.17918
2000-01-27 | 0.16855 | 0.16855 | 0.16855
2000-01-28 | 0.16855 | 0.16855 | 0.15791
2000-01-29 | 0.16855 | 0.16855 | 0.15791
2000-01-30 | 0.15791 | 0.15791 | 0.14727
2000-01-31 | 0.15791 | 0.15791 | 0.15791
2000-02-01 | 0.13664 | 0.13664 | 0.126
2000-02-02 | 0.126 | 0.126 | 0.126
2000-02-03 | 0.13664 | 0.13664 | 0.126
2000-02-04 | 0.126 | 0.126 | 0.126
2000-02-05 | 0.13664 | 0.13664 | 0.13664
2000-02-06 | 0.13664 | 0.13664 | 0.13664
2000-02-07 | 0.13664 | 0.13664 | 0.13664
2000-02-08 | 0.126 | 0.126 | 0.126
2000-02-09 | 0.126 | 0.126 | 0.126
2000-02-10 | 0.126 | 0.126 | 0.126
2000-02-11 | 0.126 | 0.126 | 0.126
2000-02-12 | 0.126 | 0.126 | 0.126
2000-02-13 | 0.126 | 0.126 | 0.126
2000-02-14 | 0.126 | 0.126 | 0.126
2000-02-15 | 0.16855 | 0.16855 | 0.15791
2000-02-16 | 0.17918 | 0.17918 | 0.16855
2000-02-17 | 0.17918 | 0.17918 | 0.16855
2000-02-18 | 0.16855 | 0.16855 | 0.16855
2000-02-19 | 0.16855 | 0.16855 | 0.16855
2000-02-20 | 0.17918 | 0.17918 | 0.16855
2000-02-21 | 0.14727 | 0.14727 | 0.14727
2000-02-22 | 0.21109 | 0.21109 | 0.21109
2000-02-23 | 0.20045 | 0.20045 | 0.20045
2000-02-24 | 0.22173 | 0.22173 | 0.21109
2000-02-25 | 0.22173 | 0.22173 | 0.22173
2000-02-26 | 0.18982 | 0.18982 | 0.17918
2000-02-27 | 0.20045 | 0.20045 | 0.20045
2000-02-28 | 0.16855 | 0.16855 | 0.16855
2000-02-29 | 0.20045 | 0.20045 | 0.20045
2000-03-01 | 0.20045 | 0.20045 | 0.18982
2000-03-02 | 0.20045 | 0.20045 | 0.20045
2000-03-03 | 0.20045 | 0.20045 | 0.18982
2000-03-04 | 0.18982 | 0.18982 | 0.18982
2000-03-05 | 0.20045 | 0.20045 | 0.20045
2000-03-06 | 0.17918 | 0.17918 | 0.16855
2000-03-07 | 0.13664 | 0.13664 | 0.13664
2000-03-08 | 0.14727 | 0.14727 | 0.14727
2000-03-09 | 0.15791 | 0.15791 | 0.14727
2000-03-10 | 0.15791 | 0.15791 | 0.15791
2000-03-11 | 0.15791 | 0.15791 | 0.15791
2000-03-12 | 0.15791 | 0.15791 | 0.15791
2000-03-13 | 0.14727 | 0.14727 | 0.13664
2000-03-14 | 0.14727 | 0.14727 | 0.14727
2000-03-15 | 0.14727 | 0.14727 | 0.14727
2000-03-16 | 0.14727 | 0.14727 | 0.14727
2000-03-17 | 0.15791 | 0.15791 | 0.14727
2000-03-18 | 0.14727 | 0.14727 | 0.14727
2000-03-19 | 0.15791 | 0.15791 | 0.15791
2000-03-20 | 0.14727 | 0.14727 | 0.14727
2000-03-21 | 0.21109 | 0.21109 | 0.20045
2000-03-22 | 0.23236 | 0.23236 | 0.23236
2000-03-23 | 0.23236 | 0.23236 | 0.22173
2000-03-24 | 0.23236 | 0.23236 | 0.23236
2000-03-25 | 0.20045 | 0.20045 | 0.20045
2000-03-26 | 0.20045 | 0.20045 | 0.18982
2000-03-27 | 0.17918 | 0.17918 | 0.17918
2000-03-28 | 0.22173 | 0.22173 | 0.22173
2000-03-29 | 0.23236 | 0.23236 | 0.22173
2000-03-30 | 0.22173 | 0.22173 | 0.22173
2000-03-31 | 0.23236 | 0.23236 | 0.22173
2000-04-01 | 0.22173 | 0.22173 | 0.22173
2000-04-02 | 0.22173 | 0.22173 | 0.22173
2000-04-03 | 0.18982 | 0.18982 | 0.18982
2000-04-04 | 0.16855 | 0.16855 | 0.16855
2000-04-05 | 0.20045 | 0.20045 | 0.18982
2000-04-06 | 0.18982 | 0.18982 | 0.17918
2000-04-07 | 0.18982 | 0.18982 | 0.18982
2000-04-08 | 0.20045 | 0.20045 | 0.20045
2000-04-09 | 0.20045 | 0.20045 | 0.20045
2000-04-10 | 0.20045 | 0.20045 | 0.18982
2000-04-11 | 0.14727 | 0.14727 | 0.14727
2000-04-12 | 0.15791 | 0.15791 | 0.15791
2000-04-13 | 0.16855 | 0.16855 | 0.16855
2000-04-14 | 0.15791 | 0.15791 | 0.14727
2000-04-15 | 0.17918 | 0.17918 | 0.16855
2000-04-16 | 0.17918 | 0.17918 | 0.16855
2000-04-17 | 0.15791 | 0.15791 | 0.15791
2000-04-18 | 0.21109 | 0.21109 | 0.21109
2000-04-19 | 0.20045 | 0.20045 | 0.20045
2000-04-20 | 0.21109 | 0.21109 | 0.21109
2000-04-21 | 0.20045 | 0.20045 | 0.20045
2000-04-22 | 0.17918 | 0.17918 | 0.17918
2000-04-23 | 0.17918 | 0.17918 | 0.17918
2000-04-24 | 0.13664 | 0.13664 | 0.13664
2000-04-25 | 0.17918 | 0.17918
2000-04-26 | 0.13664 | 0.13664 | 0.126
2000-04-27 | 0.126 | 0.126 | 0.126
2000-04-28 | 0.13664 | 0.13664 | 0.13664
2000-04-29 | 0.13664 | 0.13664 | 0.126
2000-04-30 | 0.13664 | 0.13664 | 0.126
2000-05-01 | 0.17918 | 0.17918
2000-05-02 | 0.126 | 0.126
2000-05-03 | 0.126 | 0.126 | 0.126
2000-05-04 | 0.126 | 0.126 | 0.126
2000-05-05 | 0.126 | 0.126 | 0.126
2000-05-06 | 0.126 | 0.126 | 0.126
2000-05-07 | 0.126 | 0.126 | 0.126
2000-05-08 | 0.126 | 0.126
2000-05-09 | 0.13664 | 0.13664 | 0.13664
2000-05-10 | 0.13664 | 0.13664 | 0.13664
2000-05-11 | 0.13664 | 0.13664 | 0.13664
2000-05-12 | 0.18982 | 0.18982
2000-05-13 | 0.13664 | 0.13664 | 0.13664
2000-05-14 | 0.13664 | 0.13664 | 0.13664
2000-05-15 | 0.17918 | 0.17918
2000-05-16 | 0.126 | 0.126 | 0.126
2000-05-17 | 0.15791 | 0.15791
2000-05-18 | 0.14727 | 0.14727
2000-05-19 | 0.15791 | 0.15791
2000-05-20 | 0.13664 | 0.13664
2000-05-21 | 0.14727 | 0.14727
2000-05-22 | 0.126 | 0.126
2000-05-23 | 0.126 | 0.126 | 0.126
2000-05-24 | 0.17918 | 0.17918
2000-05-25 | 0.126 | 0.126 | 0.126
2000-05-26 | 0.13664 | 0.13664 | 0.13664
2000-05-27 | 0.13664 | 0.13664 | 0.13664
2000-05-28 | 0.13664 | 0.13664 | 0.13664
2000-05-29 | 0.17918 | 0.17918
2000-05-30 | 0.13664 | 0.13664 | 0.13664
2000-05-31 | 0.14727 | 0.14727 | 0.14727
2000-06-01 | 0.14727 | 0.14727 | 0.14727
2000-06-02 | 0.13664 | 0.13664 | 0.13664
2000-06-03 | 0.13664 | 0.13664 | 0.13664
2000-06-04 | 0.13664 | 0.13664 | 0.13664
2000-06-05 | 0.18982 | 0.18982
2000-06-06 | 0.14727 | 0.14727 | 0.14727
2000-06-07 | 0.13664 | 0.13664 | 0.13664
2000-06-08 | 0.13664 | 0.13664 | 0.13664
2000-06-09 | 0.14727 | 0.14727 | 0.14727
2000-06-10 | 0.14727 | 0.14727 | 0.14727
2000-06-11 | 0.14727 | 0.14727 | 0.14727
2000-06-12 | 0.13664 | 0.13664 | 0.13664
2000-06-13 | 0.14727 | 0.14727 | 0.14727
2000-06-14 | 0.14727 | 0.14727 | 0.14727
2000-06-15 | 0.14727 | 0.14727 | 0.13664
2000-06-16 | 0.14727 | 0.14727 | 0.14727
2000-06-17 | 0.126 | 0.126 | 0.126
2000-06-18 | 0.13664 | 0.13664 | 0.126
2000-06-19 | 0.13664 | 0.13664 | 0.13664
2000-06-20 | 0.13664 | 0.13664 | 0.13664
2000-06-21 | 0.17918 | 0.17918
2000-06-22 | 0.13664 | 0.13664 | 0.126
2000-06-23 | 0.13664 | 0.13664 | 0.13664
2000-06-24 | 0.13664 | 0.13664 | 0.13664
2000-06-25 | 0.13664 | 0.13664 | 0.126
2000-06-26 | 0.17918 | 0.17918
2000-06-27 | 0.13664 | 0.13664 | 0.13664
2000-06-28 | 0.13664 | 0.13664 | 0.126
2000-06-29 | 0.13664 | 0.13664 | 0.13664
2000-06-30 | 0.13664 | 0.13664 | 0.13664
2000-07-01 | 0.13664 | 0.13664 | 0.13664
2000-07-02 | 0.14727 | 0.14727 | 0.13664
2000-07-03 | 0.18982 | 0.18982
2000-07-04 | 0.14727 | 0.14727 | 0.14727
2000-07-05 | 0.13664 | 0.13664 | 0.13664
2000-07-06 | 0.14727 | 0.14727 | 0.13664
2000-07-07 | 0.14727 | 0.14727 | 0.13664
2000-07-08 | 0.14727 | 0.14727 | 0.14727
2000-07-09 | 0.13664 | 0.13664 | 0.13664
2000-07-10 | 0.20045 | 0.20045
2000-07-11 | 0.20045 | 0.20045
2000-07-12 | 0.14727 | 0.14727 | 0.14727
2000-07-13 | 0.14727 | 0.14727 | 0.14727
2000-07-14 | 0.14727 | 0.14727 | 0.14727
2000-07-15 | 0.13664 | 0.13664 | 0.13664
2000-07-16 | 0.126 | 0.126 | 0.126
2000-07-17 | 0.17918 | 0.17918
2000-07-18 | 0.13664 | 0.13664 | 0.13664
2000-07-19 | 0.13664 | 0.13664 | 0.126
2000-07-20 | 0.13664 | 0.13664 | 0.126
2000-07-21 | 0.13664 | 0.13664 | 0.13664
2000-07-22 | 0.13664 | 0.13664 | 0.13664
2000-07-23 | 0.13664 | 0.13664 | 0.13664
2000-07-24 | 0.17918 | 0.17918
2000-07-25 | 0.14727 | 0.14727 | 0.14727
2000-07-26 | 0.14727 | 0.14727 | 0.13664
2000-07-27 | 0.13664 | 0.13664 | 0.13664
2000-07-28 | 0.14727 | 0.14727 | 0.14727
2000-07-29 | 0.14727 | 0.14727 | 0.14727
2000-07-30 | 0.14727 | 0.14727 | 0.13664
2000-07-31 | 0.13664 | 0.13664 | 0.13664
2000-08-01 | 0.14727 | 0.14727 | 0.14727
2000-08-02 | 0.14727 | 0.14727 | 0.13664
2000-08-03 | 0.14727 | 0.14727 | 0.14727
2000-08-04 | 0.20045 | 0.20045
2000-08-05 | 0.15791 | 0.15791 | 0.15791
2000-08-06 | 0.15791 | 0.15791 | 0.14727
2000-08-07 | 0.20045 | 0.20045
2000-08-08 | 0.15791 | 0.15791 | 0.15791
2000-08-09 | 0.16855 | 0.16855 | 0.15791
2000-08-10 | 0.15791 | 0.15791 | 0.15791
2000-08-11 | 0.15791 | 0.15791 | 0.15791
2000-08-12 | 0.14727 | 0.14727 | 0.13664
2000-08-13 | 0.13664 | 0.13664 | 0.13664
2000-08-14 | 0.17918 | 0.17918
2000-08-15 | 0.13664 | 0.13664 | 0.13664
2000-08-16 | 0.13664 | 0.13664 | 0.13664
2000-08-17 | 0.13664 | 0.13664 | 0.13664
2000-08-18 | 0.13664 | 0.13664 | 0.13664
2000-08-19 | 0.13664 | 0.13664 | 0.13664
2000-08-20 | 0.18982 | 0.18982
2000-08-21 | 0.13664 | 0.13664 | 0.13664
2000-08-22 | 0.14727 | 0.14727 | 0.14727
2000-08-23 | 0.14727 | 0.14727 | 0.14727
2000-08-24 | 0.14727 | 0.14727 | 0.13664
2000-08-25 | 0.14727 | 0.14727 | 0.14727
2000-08-26 | 0.14727 | 0.14727 | 0.14727
2000-08-27 | 0.14727 | 0.14727 | 0.14727
2000-08-28 | 0.20045 | 0.20045
2000-08-29 | 0.14727 | 0.14727 | 0.14727
2000-08-30 | 0.20045 | 0.20045
2000-08-31 | 0.15791 | 0.15791 | 0.14727
2000-09-01 | 0.15791 | 0.15791 | 0.14727
2000-09-02 | 0.15791 | 0.15791 | 0.14727
2000-09-03 | 0.15791 | 0.15791 | 0.14727
2000-09-04 | 0.15791 | 0.15791 | 0.15791
2000-09-05 | 0.21109 | 0.21109
2000-09-06 | 0.15791 | 0.15791 | 0.15791
2000-09-07 | 0.15791 | 0.15791 | 0.15791
2000-09-08 | 0.15791 | 0.15791 | 0.15791
2000-09-09 | 0.13664 | 0.13664 | 0.13664
2000-09-10 | 0.13664 | 0.13664 | 0.13664
2000-09-11 | 0.126 | 0.126 | 0.126
2000-09-12 | 0.126 | 0.126 | 0.126
2000-09-13 | 0.126 | 0.126 | 0.126
2000-09-14 | 0.126 | 0.126 | 0.126
2000-09-15 | 0.126 | 0.126 | 0.126
2000-09-16 | 0.126 | 0.126 | 0.126
2000-09-17 | 0.126 | 0.126 | 0.126
2000-09-18 | 0.16855 | 0.16855
2000-09-19 | 0.28555 | 0.28555
2000-09-20 | 0.21109 | 0.21109 | 0.20045
2000-09-21 | 0.22173 | 0.22173 | 0.21109
2000-09-22 | 0.21109 | 0.21109 | 0.20045
2000-09-23 | 0.21109 | 0.21109 | 0.20045
2000-09-24 | 0.22173 | 0.22173 | 0.21109
2000-09-25 | 0.29618 | 0.29618
2000-09-26 | 0.23236 | 0.23236 | 0.22173
2000-09-27 | 0.23236 | 0.23236 | 0.22173
2000-09-28 | 0.23236 | 0.23236 | 0.22173
2000-09-29 | 0.243 | 0.243 | 0.23236
2000-09-30 | 0.23236 | 0.23236 | 0.23236
2000-10-01 | 0.23236 | 0.23236 | 0.23236
2000-10-02 | 0.32809 | 0.32809
2000-10-03 | 0.36 | 0.36 | 0.36 | 0.36
2000-10-04 | 0.36 | 0.36 | 0.36 | 0.36
2000-10-05 | 0.36 | 0.36 | 0.36 | 0.36
2000-10-06 | 0.36 | 0.36 | 0.36 | 0.36
2000-10-07 | 0.36 | 0.36 | 0.36 | 0.36
2000-10-08 | 0.36 | 0.36 | 0.36 | 0.36
2000-10-09 | 0.36 | 0.36 | 0.36 | 0.36
2000-10-10 | 0.126 | 0.126 | 0.126
2000-10-11 | 0.126 | 0.126 | 0.126
2000-10-12 | 0.126 | 0.126 | 0.126
2000-10-13 | 0.126 | 0.126 | 0.126
2000-10-14 | 0.126 | 0.126 | 0.126
2000-10-15 | 0.126 | 0.126 | 0.126
2000-10-16 | 0.126 | 0.126
2000-10-17 | 0.126 | 0.126 | 0.126
2000-10-18 | 0.126 | 0.126 | 0.126
2000-10-19 | 0.126 | 0.126 | 0.126
2000-10-20 | 0.126 | 0.126 | 0.126
2000-10-21 | 0.126 | 0.126 | 0.126
2000-10-22 | 0.126 | 0.126 | 0.126
2000-10-23 | 0.126 | 0.126 | 0.126
2000-10-24 | 0.126 | 0.126 | 0.126
2000-10-25 | 0.126 | 0.126 | 0.126
2000-10-26 | 0.126 | 0.126 | 0.126
2000-10-27 | 0.126 | 0.126 | 0.126
2000-10-28 | 0.126 | 0.126 | 0.126
2000-10-29 | 0.126 | 0.126 | 0.126
2000-10-30 | 0.126 | 0.126 | 0.126
2000-10-31 | 0.126 | 0.126 | 0.126
2000-11-01 | 0.126 | 0.126 | 0.126
2000-11-02 | 0.126 | 0.126 | 0.126
2000-11-03 | 0.126 | 0.126 | 0.126
2000-11-04 | 0.126 | 0.126 | 0.126
2000-11-05 | 0.126 | 0.126 | 0.126
2000-11-06 | 0.14727 | 0.14727
2000-11-07 | 0.126 | 0.126 | 0.126
2000-11-08 | 0.126 | 0.126 | 0.126
2000-11-09 | 0.126 | 0.126 | 0.126
2000-11-10 | 0.126 | 0.126 | 0.126
2000-11-11 | 0.126 | 0.126 | 0.126
2000-11-12 | 0.126 | 0.126 | 0.126
2000-11-13 | 0.126 | 0.126 | 0.126
2000-11-14 | 0.14727 | 0.14727 | 0.14727
2000-11-15 | 0.14727 | 0.14727 | 0.14727
2000-11-16 | 0.15791 | 0.15791 | 0.15791
2000-11-17 | 0.14727 | 0.14727 | 0.14727
2000-11-18 | 0.15791 | 0.15791 | 0.15791
2000-11-19 | 0.15791 | 0.15791 | 0.14727
2000-11-20 | 0.14727 | 0.14727 | 0.14727
2000-11-21 | 0.13664 | 0.13664 | 0.126
2000-11-22 | 0.126 | 0.126 | 0.126
2000-11-23 | 0.13664 | 0.13664 | 0.126
2000-11-24 | 0.13664 | 0.13664 | 0.13664
2000-11-25 | 0.13664 | 0.13664 | 0.13664
2000-11-26 | 0.126 | 0.126 | 0.126
2000-11-27 | 0.126 | 0.126 | 0.126
2000-11-28 | 0.126 | 0.126 | 0.126
2000-11-29 | 0.126 | 0.126 | 0.126
2000-11-30 | 0.126 | 0.126 | 0.126
2000-12-01 | 0.126 | 0.126 | 0.126
2000-12-02 | 0.126 | 0.126 | 0.126
2000-12-03 | 0.126 | 0.126 | 0.126
2000-12-04 | 0.126 | 0.126 | 0.126
2000-12-05 | 0.126 | 0.126 | 0.126
2000-12-06 | 0.126 | 0.126 | 0.126
2000-12-07 | 0.126 | 0.126 | 0.126
2000-12-08 | 0.126 | 0.126 | 0.126
2000-12-09 | 0.126 | 0.126 | 0.126
2000-12-10 | 0.126 | 0.126 | 0.126
2000-12-11 | 0.126 | 0.126 | 0.126
2000-12-12 | 0.126 | 0.126 | 0.126
2000-12-13 | 0.126 | 0.126 | 0.126
2000-12-14 | 0.126 | 0.126 | 0.126
2000-12-15 | 0.126 | 0.126 | 0.126
2000-12-16 | 0.126 | 0.126 | 0.126
2000-12-17 | 0.126 | 0.126 | 0.126
2000-12-18 | 0.14727 | 0.14727
2000-12-19 | 0.126 | 0.126 | 0.126
2000-12-20 | 0.126 | 0.126
2000-12-21 | 0.126 | 0.126 | 0.126
2000-12-22 | 0.126 | 0.126 | 0.126
2000-12-23 | 0.126 | 0.126 | 0.126
2000-12-24 | 0.126 | 0.126 | 0.126
2000-12-25 | 0.126 | 0.126 | 0.126
2000-12-26 | 0.13664 | 0.13664 | 0.13664
2000-12-27 | 0.13664 | 0.13664 | 0.13664
2000-12-28 | 0.13664 | 0.13664 | 0.126
2000-12-29 | 0.14727 | 0.14727 | 0.14727
2000-12-30 | 0.13664 | 0.13664
2000-12-31 | 0.126 | 0.126
2001-01-01 | 0.126 | 0.126
2001-01-02 | 0.126 | 0.126
2001-01-03 | 0.16855
2001-01-04 | 0.126
2001-01-05 | 0.126 | 0.126
2001-01-06 | 0.14727 | 0.14727
2001-01-07 | 0.14727 | 0.14727
2001-01-08 | 0.16855 | 0.16855
2001-01-09 | 0.126 | 0.126
2001-01-10 | 0.13664 | 0.13664
2001-01-11 | 0.126 | 0.126
2001-01-12 | 0.126 | 0.126 | 0.126
2001-01-13 | 0.126 | 0.126 | 0.126
2001-01-14 | 0.126 | 0.126 | 0.126
2001-01-15 | 0.13664 | 0.13664
2001-01-16 | 0.14727 | 0.14727 | 0.14727
2001-01-17 | 0.20045 | 0.20045
2001-01-18 | 0.14727 | 0.14727 | 0.14727
2001-01-19 | 0.18982 | 0.18982
2001-01-20 | 0.21109 | 0.21109
2001-01-21 | 0.14727 | 0.14727 | 0.14727
2001-01-22 | 0.14727 | 0.14727 | 0.14727
2001-01-23 | 0.126 | 0.126
2001-01-24 | 0.126 | 0.126
2001-01-25 | 0.126 | 0.126
2001-01-26 | 0.126 | 0.126
2001-01-27 | 0.126 | 0.126
2001-01-28 | 0.126 | 0.126
2001-01-29 | 0.126 | 0.126
2001-01-30 | 0.126 | 0.126
2001-01-31 | 0.126 | 0.126
2001-02-01 | 0.126 | 0.126
2001-02-02 | 0.126 | 0.126
2001-02-03 | 0.126 | 0.126
2001-02-04 | 0.126 | 0.126
2001-02-05 | 0.126 | 0.126
2001-02-06 | 0.126 | 0.126
2001-02-07 | 0.126 | 0.126
2001-02-08 | 0.126 | 0.126
2001-02-09 | 0.126 | 0.126
2001-02-10 | 0.126
2001-02-11 | 0.126
2001-02-12
2001-02-13
2001-02-14
2001-02-15
2001-02-16 | 0.126
2001-02-17 | 0.126 | 0.126
2001-02-18 | 0.126 | 0.126
2001-02-19 | 0.126 | 0.126
2001-02-20 | 0.15791 | 0.15791
2001-02-21 | 0.17918 | 0.17918
2001-02-22 | 0.16855 | 0.16855
2001-02-23 | 0.16855 | 0.16855
2001-02-24 | 0.14727 | 0.14727
2001-02-25 | 0.15791 | 0.15791
2001-02-26 | 0.14727 | 0.14727
2001-02-27 | 0.126 | 0.126
2001-02-28 | 0.13664 | 0.13664
2001-03-01 | 0.13664 | 0.13664
2001-03-02 | 0.126 | 0.126
2001-03-03 | 0.13664 | 0.13664
2001-03-04 | 0.13664 | 0.13664
2001-03-05 | 0.126 | 0.126
2001-03-06 | 0.13664 | 0.13664
2001-03-07 | 0.13664 | 0.13664
2001-03-08 | 0.13664 | 0.13664
2001-03-09 | 0.126 | 0.126
2001-03-10 | 0.13664 | 0.13664
2001-03-11 | 0.13664 | 0.13664
2001-03-12 | 0.14727 | 0.14727
2001-03-13 | 0.126 | 0.126
2001-03-14 | 0.126 | 0.126
2001-03-15 | 0.126 | 0.126
2001-03-16 | 0.126 | 0.126
2001-03-17 | 0.126 | 0.126
2001-03-18 | 0.126 | 0.126
2001-03-19 | 0.126 | 0.126
2001-03-20 | 0.126 | 0.126
2001-03-21 | 0.13664 | 0.13664
2001-03-22 | 0.126 | 0.126
2001-03-23 | 0.126 | 0.126
2001-03-24 | 0.126 | 0.126
2001-03-25 | 0.126 | 0.126
2001-03-26 | 0.126 | 0.126
2001-03-27 | 0.126 | 0.126
2001-03-28 | 0.126 | 0.126
2001-03-29 | 0.126 | 0.126
2001-03-30 | 0.126 | 0.126
2001-03-31 | 0.126 | 0.126
2001-04-01 | 0.126 | 0.126
2001-04-02 | 0.126 | 0.126
2001-04-03 | 0.13664 | 0.13664
2001-04-04 | 0.13664 | 0.13664
2001-04-05 | 0.13664 | 0.13664
2001-04-06 | 0.13664 | 0.13664
2001-04-07 | 0.13664 | 0.13664
2001-04-08 | 0.13664 | 0.13664
2001-04-09 | 0.126 | 0.126
2001-04-10 | 0.15791 | 0.15791
2001-04-11 | 0.15791 | 0.15791
2001-04-12 | 0.15791 | 0.15791
2001-04-13 | 0.15791 | 0.15791
2001-04-14 | 0.15791 | 0.15791
2001-04-15 | 0.16855 | 0.16855
2001-04-16 | 0.15791 | 0.15791
2001-04-17 | 0.126 | 0.126
2001-04-18 | 0.126 | 0.126
2001-04-19 | 0.126 | 0.126
2001-04-20 | 0.126 | 0.126
2001-04-21 | 0.126 | 0.126
2001-04-22 | 0.126 | 0.126
2001-04-23 | 0.126 | 0.126
2001-04-24 | 0.126 | 0.126
2001-04-25 | 0.126 | 0.126
2001-04-26 | 0.126 | 0.126
2001-04-27 | 0.126 | 0.126
2001-04-28 | 0.126 | 0.126
2001-04-29 | 0.126 | 0.126
2001-04-30 | 0.126 | 0.126
2001-05-01 | 0.14727 | 0.14727
2001-05-02 | 0.13664 | 0.13664
2001-05-03 | 0.126 | 0.126 | 0.126
2001-05-04 | 0.126 | 0.126 | 0.126
2001-05-05 | 0.126 | 0.126 | 0.126
2001-05-06 | 0.13664 | 0.13664
2001-05-07 | 0.14727 | 0.14727
2001-05-08 | 0.13664 | 0.13664
2001-05-09 | 0.13664 | 0.13664
2001-05-10 | 0.126 | 0.126 | 0.126
2001-05-11 | 0.126 | 0.126 | 0.126
2001-05-12 | 0.126 | 0.126 | 0.126
2001-05-13 | 0.126 | 0.126 | 0.126
2001-05-14 | 0.126 | 0.126 | 0.126
2001-05-15 | 0.126 | 0.126 | 0.126
2001-05-16 | 0.126 | 0.126 | 0.126
2001-05-17 | 0.126 | 0.126 | 0.126
2001-05-18 | 0.126 | 0.126 | 0.126
2001-05-19 | 0.126 | 0.126 | 0.126
2001-05-20 | 0.126 | 0.126 | 0.126
2001-05-21 | 0.126 | 0.126 | 0.126
2001-05-22 | 0.126 | 0.126 | 0.126
2001-05-23 | 0.126 | 0.126 | 0.126
2001-05-24 | 0.126 | 0.126 | 0.126
2001-05-25 | 0.126 | 0.126 | 0.126
2001-05-26 | 0.126 | 0.126 | 0.126
2001-05-27 | 0.126 | 0.126 | 0.126
2001-05-28 | 0.126 | 0.126
2001-05-29 | 0.126 | 0.126
2001-05-30 | 0.126 | 0.126 | 0.126
2001-05-31 | 0.126 | 0.126 | 0.126
2001-06-01 | 0.126 | 0.126 | 0.126
2001-06-02 | 0.126 | 0.126 | 0.126
2001-06-03 | 0.126 | 0.126 | 0.126
2001-06-04 | 0.126 | 0.126 | 0.126
2001-06-05 | 0.126 | 0.126 | 0.126
2001-06-06 | 0.126 | 0.126 | 0.126
2001-06-07 | 0.126 | 0.126 | 0.126
2001-06-08 | 0.126 | 0.126 | 0.126
2001-06-09 | 0.126 | 0.126 | 0.126
2001-06-10 | 0.126 | 0.126 | 0.126
2001-06-11 | 0.126 | 0.126 | 0.126
2001-06-12 | 0.15791 | 0.15791 | 0.21109
2001-06-13 | 0.16855 | 0.16855 | 0.22173
2001-06-14 | 0.16855 | 0.16855 | 0.22173
2001-06-15 | 0.16855 | 0.16855 | 0.21109
2001-06-16 | 0.14727 | 0.14727 | 0.18982
2001-06-17 | 0.14727 | 0.14727 | 0.17918
2001-06-18 | 0.13664 | 0.13664 | 0.17918
2001-06-19 | 0.126 | 0.126 | 0.126
2001-06-20 | 0.126 | 0.126 | 0.126
2001-06-21 | 0.126 | 0.126 | 0.126
2001-06-22 | 0.126 | 0.126 | 0.126
2001-06-23 | 0.126 | 0.126 | 0.126
2001-06-24 | 0.126 | 0.126 | 0.126
2001-06-25 | 0.126 | 0.126 | 0.126
2001-06-26 | 0.13664 | 0.13664 | 0.16855
2001-06-27 | 0.13664 | 0.13664 | 0.16855
2001-06-28 | 0.13664 | 0.13664 | 0.16855
2001-06-29 | 0.13664 | 0.13664 | 0.16855
2001-06-30 | 0.13664 | 0.13664 | 0.16855
2001-07-01 | 0.20045 | 0.18982
2001-07-02 | 0.15791 | 0.15791 | 0.18982
2001-07-03 | 0.15791 | 0.15791 | 0.18982
2001-07-04 | 0.15791 | 0.15791 | 0.18982
2001-07-05 | 0.16855 | 0.15791 | 0.20045
2001-07-06 | 0.14727 | 0.14727 | 0.17918
2001-07-07 | 0.14727 | 0.14727 | 0.17918
2001-07-08 | 0.14727 | 0.14727 | 0.17918
2001-07-09 | 0.14727 | 0.14727 | 0.17918
2001-07-10 | 0.126 | 0.126 | 0.126
2001-07-11 | 0.126 | 0.126 | 0.126
2001-07-12 | 0.126 | 0.126 | 0.126
2001-07-13 | 0.126 | 0.126 | 0.126
2001-07-14 | 0.126 | 0.126 | 0.126
2001-07-15 | 0.126 | 0.126 | 0.126
2001-07-16 | 0.126 | 0.126
2001-07-17 | 0.126 | 0.126 | 0.126
2001-07-18 | 0.126 | 0.126 | 0.126
2001-07-19 | 0.126 | 0.126 | 0.126
2001-07-20 | 0.126 | 0.126 | 0.126
2001-07-21 | 0.126 | 0.126 | 0.126
2001-07-22 | 0.126 | 0.126 | 0.126
2001-07-23 | 0.126 | 0.126
2001-07-24 | 0.126 | 0.126 | 0.13664
2001-07-25 | 0.126 | 0.126 | 0.13664
2001-07-26 | 0.126 | 0.126 | 0.126
2001-07-27 | 0.126 | 0.126 | 0.126
2001-07-28 | 0.126 | 0.126 | 0.13664
2001-07-29 | 0.126 | 0.126 | 0.13664
2001-07-30 | 0.15791 | 0.15791
2001-07-31 | 0.126 | 0.126 | 0.13664
2001-08-01 | 0.126 | 0.126 | 0.13664
2001-08-02 | 0.126 | 0.126 | 0.13664
2001-08-03 | 0.126 | 0.126 | 0.14727
2001-08-04 | 0.126 | 0.126 | 0.14727
2001-08-05 | 0.126 | 0.126 | 0.14727
2001-08-06 | 0.126 | 0.126 | 0.14727
2001-08-07 | 0.16855 | 0.16855
2001-08-08 | 0.14727 | 0.13664 | 0.16855
2001-08-09 | 0.126 | 0.126 | 0.14727
2001-08-10 | 0.13664 | 0.13664 | 0.15791
2001-08-11 | 0.126 | 0.126 | 0.13664
2001-08-12 | 0.126 | 0.126 | 0.13664
2001-08-13 | 0.126 | 0.126 | 0.126
2001-08-14 | 0.126 | 0.126 | 0.14727
2001-08-15 | 0.126 | 0.126 | 0.14727
2001-08-16 | 0.13664 | 0.126 | 0.15791
2001-08-17 | 0.126 | 0.126 | 0.14727
2001-08-18 | 0.13664 | 0.13664 | 0.15791
2001-08-19 | 0.126 | 0.126 | 0.14727
2001-08-20 | 0.126 | 0.126 | 0.14727
2001-08-21 | 0.126 | 0.126 | 0.14727
2001-08-22 | 0.126 | 0.126 | 0.14727
2001-08-23 | 0.126 | 0.126 | 0.14727
2001-08-24 | 0.15791 | 0.15791
2001-08-25 | 0.126 | 0.126 | 0.14727
2001-08-26 | 0.126 | 0.126 | 0.14727
2001-08-27 | 0.126 | 0.126 | 0.14727
2001-08-28 | 0.126 | 0.126 | 0.126
2001-08-29 | 0.126 | 0.126 | 0.126
2001-08-30 | 0.126 | 0.126 | 0.126
2001-08-31 | 0.126 | 0.126 | 0.126
2001-09-01 | 0.126 | 0.126 | 0.126
2001-09-02 | 0.126 | 0.126 | 0.126
2001-09-03 | 0.126 | 0.126 | 0.126
2001-09-04 | 0.18982 | 0.18982 | 0.22173
2001-09-05 | 0.20045 | 0.20045 | 0.23236
2001-09-06 | 0.18982 | 0.18982 | 0.21109
2001-09-07 | 0.18982 | 0.18982 | 0.22173
2001-09-08 | 0.15791 | 0.15791 | 0.17918
2001-09-09 | 0.16855 | 0.16855 | 0.18982
2001-09-10 | 0.15791 | 0.15791 | 0.18982
2001-09-11 | 0.14727 | 0.14727 | 0.16855
2001-09-12 | 0.14727 | 0.14727 | 0.16855
2001-09-13 | 0.14727 | 0.14727 | 0.16855
2001-09-14 | 0.15791 | 0.15791 | 0.17918
2001-09-15 | 0.14727 | 0.14727 | 0.16855
2001-09-16 | 0.13664 | 0.13664 | 0.15791
2001-09-17 | 0.14727 | 0.14727 | 0.16855
2001-09-18 | 0.126 | 0.126 | 0.126
2001-09-19 | 0.126 | 0.126
2001-09-20 | 0.126 | 0.126 | 0.126
2001-09-21 | 0.126 | 0.126 | 0.126
2001-09-22 | 0.126 | 0.126 | 0.126
2001-09-23 | 0.126 | 0.126 | 0.126
2001-09-24 | 0.13664 | 0.13664
2001-09-25 | 0.126 | 0.126
2001-09-26 | 0.126 | 0.126
2001-09-27 | 0.126 | 0.126
2001-09-28 | 0.126 | 0.126
2001-09-29 | 0.126 | 0.126
2001-09-30 | 0.126 | 0.126
2001-10-01 | 0.126 | 0.126
2001-10-02 | 0.126 | 0.126
2001-10-03 | 0.126 | 0.126
2001-10-04 | 0.126 | 0.126 | 0.126
2001-10-05 | 0.126 | 0.126 | 0.126
2001-10-06 | 0.126 | 0.126 | 0.126
2001-10-07 | 0.126 | 0.126 | 0.126
2001-10-08 | 0.126 | 0.126 | 0.126
2001-10-09 | 0.126 | 0.126 | 0.126
2001-10-10 | 0.126 | 0.126 | 0.126
2001-10-11 | 0.126 | 0.126 | 0.126
2001-10-12 | 0.126 | 0.126 | 0.126
2001-10-13 | 0.126 | 0.126 | 0.126
2001-10-14 | 0.126 | 0.126 | 0.126
2001-10-15 | 0.14727 | 0.14727
2001-10-16 | 0.126 | 0.126 | 0.126
2001-10-17 | 0.13664 | 0.13664
2001-10-18 | 0.126 | 0.126 | 0.126
2001-10-19 | 0.126 | 0.126 | 0.126
2001-10-20 | 0.126 | 0.126 | 0.126
2001-10-21 | 0.126 | 0.126 | 0.126
2001-10-22 | 0.126 | 0.126
2001-10-23 | 0.126 | 0.126
2001-10-24 | 0.126 | 0.126
2001-10-25 | 0.126 | 0.126 | 0.126
2001-10-26 | 0.126 | 0.126 | 0.126
2001-10-27 | 0.126 | 0.126 | 0.126
2001-10-28 | 0.126 | 0.126 | 0.126
2001-10-29 | 0.126 | 0.126
2001-10-30 | 0.126 | 0.126 | 0.126
2001-10-31 | 0.126 | 0.126 | 0.126
2001-11-01 | 0.126 | 0.126 | 0.126
2001-11-02 | 0.126 | 0.126 | 0.126
2001-11-03 | 0.126 | 0.126 | 0.126
2001-11-04 | 0.126 | 0.126 | 0.126
2001-11-05 | 0.126 | 0.126
2001-11-06 | 0.126 | 0.126
2001-11-07 | 0.126 | 0.126 | 0.126
2001-11-08 | 0.126 | 0.126
2001-11-09 | 0.126 | 0.126 | 0.126
2001-11-10 | 0.126 | 0.126 | 0.126
2001-11-11 | 0.126 | 0.126
2001-11-12 | 0.126 | 0.126 | 0.126
2001-11-13 | 0.14727 | 0.14727
2001-11-14 | 0.14727 | 0.14727
2001-11-15 | 0.126 | 0.126 | 0.126
2001-11-16 | 0.14727 | 0.14727
2001-11-17 | 0.15791 | 0.15791
2001-11-18 | 0.126 | 0.126 | 0.126
2001-11-19 | 0.13664 | 0.13664
2001-11-20 | 0.126 | 0.126 | 0.126
2001-11-21 | 0.126 | 0.126
2001-11-22 | 0.126 | 0.126 | 0.126
2001-11-23 | 0.126 | 0.126
2001-11-24 | 0.126 | 0.126 | 0.126
2001-11-25 | 0.13664 | 0.13664
2001-11-26 | 0.126 | 0.126
2001-11-27 | 0.14727 | 0.14727
2001-11-28 | 0.126 | 0.126
2001-11-29 | 0.126 | 0.126 | 0.126
2001-11-30 | 0.126 | 0.126 | 0.126
2001-12-01 | 0.126 | 0.126
2001-12-02 | 0.126 | 0.126
2001-12-03 | 0.126 | 0.126
2001-12-04 | 0.126 | 0.126
2001-12-05 | 0.126 | 0.126
2001-12-06 | 0.126 | 0.126
2001-12-07 | 0.126 | 0.126
2001-12-08 | 0.126 | 0.126
2001-12-09 | 0.126 | 0.126
2001-12-10 | 0.126 | 0.126
2001-12-11 | 0.126 | 0.126
2001-12-12 | 0.126 | 0.126
2001-12-13 | 0.126 | 0.126
2001-12-14 | 0.126 | 0.126
2001-12-15 | 0.126 | 0.126
2001-12-16 | 0.126 | 0.126
2001-12-17 | 0.126 | 0.126
2001-12-18 | 0.16855 | 0.16855
2001-12-19 | 0.16855 | 0.16855
2001-12-20 | 0.17918 | 0.17918
2001-12-21 | 0.16855 | 0.16855
2001-12-22 | 0.17918 | 0.17918
2001-12-23 | 0.17918 | 0.17918
2001-12-24 | 0.16855 | 0.16855
2001-12-25 | 0.14727 | 0.14727
2001-12-26 | 0.16855 | 0.16855
2001-12-27 | 0.18982 | 0.18982
2001-12-28 | 0.17918 | 0.17918
2001-12-29 | 0.16855 | 0.16855
2001-12-30 | 0.15791 | 0.15791
2001-12-31 | 0.14727 | 0.14727
2002-01-01 | 0.15791 | 0.15791
2002-01-02 | 0.15791 | 0.15791
2002-01-03 | 0.16855 | 0.16855
2002-01-04 | 0.126 | 0.126 | 0.13664
2002-01-05 | 0.17918 | 0.17918
2002-01-06 | 0.16855 | 0.16855
2002-01-07 | 0.16855 | 0.16855
2002-01-08 | 0.16855 | 0.16855
2002-01-09 | 0.15791 | 0.15791
2002-01-10 | 0.126 | 0.126
2002-01-11 | 0.14727 | 0.14727
2002-01-12 | 0.126 | 0.126 | 0.126
2002-01-13 | 0.16855 | 0.16855
2002-01-14 | 0.16855 | 0.16855
2002-01-15 | 0.126 | 0.126 | 0.126
2002-01-16 | 0.126 | 0.126
2002-01-17 | 0.126 | 0.126
2002-01-18 | 0.126 | 0.126
2002-01-19 | 0.13664 | 0.13664
2002-01-20 | 0.14727 | 0.14727
2002-01-21 | 0.14727 | 0.14727
2002-01-22 | 0.14727 | 0.14727
2002-01-23 | 0.14727 | 0.14727
2002-01-24 | 0.14727 | 0.14727
2002-01-25 | 0.126 | 0.126 | 0.126
2002-01-26 | 0.126 | 0.126 | 0.126
2002-01-27 | 0.126 | 0.126 | 0.126
2002-01-28 | 0.126 | 0.126
2002-01-29 | 0.126 | 0.126
2002-01-30 | 0.126 | 0.126
2002-01-31 | 0.13664 | 0.13664
2002-02-01 | 0.126 | 0.126
2002-02-02 | 0.13664 | 0.13664
2002-02-03 | 0.126 | 0.126
2002-02-04 | 0.126 | 0.126
2002-02-05 | 0.13664 | 0.13664
2002-02-06 | 0.16855 | 0.16855
2002-02-07 | 0.17918 | 0.17918
2002-02-08 | 0.17918 | 0.17918
2002-02-09 | 0.17918 | 0.17918
2002-02-10 | 0.17918 | 0.17918
2002-02-11 | 0.15791 | 0.15791
2002-02-12 | 0.126 | 0.126
2002-02-13 | 0.13664 | 0.13664
2002-02-14 | 0.13664 | 0.13664
2002-02-15 | 0.14727 | 0.13664
2002-02-16 | 0.14727 | 0.14727
2002-02-17 | 0.14727 | 0.14727
2002-02-18 | 0.13664 | 0.13664
2002-02-19 | 0.126 | 0.126
2002-02-20 | 0.126 | 0.126
2002-02-21 | 0.126 | 0.126
2002-02-22 | 0.126 | 0.126
2002-02-23 | 0.126 | 0.126
2002-02-24 | 0.126 | 0.126
2002-02-25 | 0.126 | 0.126
2002-02-26 | 0.126 | 0.126
2002-02-27 | 0.126 | 0.126
2002-02-28 | 0.126 | 0.126
2002-03-01 | 0.126 | 0.126
2002-03-02 | 0.126 | 0.126
2002-03-03 | 0.126 | 0.126
2002-03-04 | 0.126 | 0.126
2002-03-05 | 0.126 | 0.126 | 0.126
2002-03-06 | 0.126 | 0.126
2002-03-07 | 0.126 | 0.126
2002-03-08 | 0.126 | 0.126
2002-03-09 | 0.126 | 0.126
2002-03-10 | 0.126 | 0.126
2002-03-11 | 0.126 | 0.126
2002-03-12 | 0.126 | 0.126
2002-03-13 | 0.126 | 0.126
2002-03-14 | 0.126 | 0.126
2002-03-15 | 0.126 | 0.126
2002-03-16 | 0.126 | 0.126
2002-03-17 | 0.126 | 0.126
2002-03-18 | 0.126 | 0.126
2002-03-19 | 0.14727 | 0.14727
2002-03-20 | 0.14727 | 0.14727
2002-03-21 | 0.14727 | 0.14727
2002-03-22 | 0.126 | 0.126
2002-03-23 | 0.126 | 0.126
2002-03-24 | 0.126 | 0.126
2002-03-25 | 0.126 | 0.126
2002-03-26 | 0.126 | 0.126
2002-03-27 | 0.126 | 0.126
2002-03-28 | 0.126 | 0.126
2002-03-29 | 0.126 | 0.126
2002-03-30 | 0.126 | 0.126
2002-03-31 | 0.126 | 0.126
2002-04-01 | 0.126 | 0.126
2002-04-02 | 0.126 | 0.126
2002-04-03 | 0.126 | 0.126
2002-04-04 | 0.126 | 0.126
2002-04-05 | 0.126 | 0.126
2002-04-06 | 0.126 | 0.126
2002-04-07 | 0.126 | 0.126
2002-04-08 | 0.126
2002-04-09 | 0.126
2002-04-10 | 0.126
2002-04-11 | 0.126
2002-04-12 | 0.126
2002-04-13 | 0.126
2002-04-14 | 0.126
2002-04-15 | 0.126
2002-04-16 | 0.126
2002-04-17 | 0.126
2002-04-18 | 0.126
2002-04-19 | 0.126
2002-04-20 | 0.126
2002-04-21 | 0.126
2002-04-22 | 0.126
2002-04-23
2002-04-24
2002-04-25
2002-04-26 | 0.126
2002-04-27 | 0.126
2002-04-28 | 0.126
2002-04-29 | 0.126
2002-04-30 | 0.126
2002-05-01 | 0.126
2002-05-02 | 0.126
2002-05-03 | 0.126
2002-05-04 | 0.126
2002-05-05 | 0.126
2002-05-06 | 0.126
2002-05-07 | 0.126
2002-05-08 | 0.126
2002-05-09 | 0.126
2002-05-10 | 0.126
2002-05-11 | 0.126
2002-05-12 | 0.126
2002-05-13 | 0.126
2002-05-14 | 0.126
2002-05-15 | 0.126
2002-05-16 | 0.126
2002-05-17 | 0.126
2002-05-18 | 0.126 | 0.126
2002-05-19 | 0.126
2002-05-20 | 0.126
2002-05-21 | 0.126
2002-05-22 | 0.126
2002-05-23 | 0.126
2002-05-24 | 0.126
2002-05-25 | 0.126
2002-05-26 | 0.126
2002-05-27 | 0.126
2002-05-28 | 0.126
2002-05-29 | 0.126
2002-05-30 | 0.126 | 0.126
2002-05-31 | 0.126
2002-06-01 | 0.126
2002-06-02 | 0.126
2002-06-03 | 0.126
2002-06-04 | 0.14727
2002-06-05 | 0.14727
2002-06-06 | 0.14727
2002-06-07 | 0.14727
2002-06-08 | 0.14727
2002-06-09 | 0.13664
2002-06-10 | 0.14727
2002-06-11 | 0.126 | 0.126
2002-06-12 | 0.126
2002-06-13 | 0.15791
2002-06-14 | 0.15791
2002-06-15 | 0.126
2002-06-16 | 0.126
2002-06-17 | 0.126
2002-06-18 | 0.126
2002-06-19 | 0.126
2002-06-20 | 0.126
2002-06-21 | 0.126
2002-06-22 | 0.126
2002-06-23 | 0.126
2002-06-24 | 0.126
2002-06-25 | 0.126 | 0.126
2002-06-26 | 0.126 | 0.126
2002-06-27 | 0.126 | 0.126
2002-06-28 | 0.13664
2002-06-29 | 0.126
2002-06-30 | 0.126
2002-07-01 | 0.13664
2002-07-02 | 0.126 | 0.126
2002-07-03 | 0.126 | 0.126
2002-07-04 | 0.126
2002-07-05 | 0.126
2002-07-06 | 0.126
2002-07-07 | 0.126
2002-07-08 | 0.13664
2002-07-09 | 0.126 | 0.126
2002-07-10 | 0.17918
2002-07-11 | 0.16855
2002-07-12 | 0.17918
2002-07-13 | 0.126 | 0.126
2002-07-14 | 0.126 | 0.126
2002-07-15 | 0.15791
2002-07-16 | 0.126
2002-07-17 | 0.126
2002-07-18 | 0.14727
2002-07-19 | 0.13664
2002-07-20 | 0.13664
2002-07-21 | 0.126
2002-07-22 | 0.126 | 0.126
2002-07-23 | 0.126
2002-07-24 | 0.126 | 0.126
2002-07-25 | 0.126
2002-07-26 | 0.126
2002-07-27 | 0.126
2002-07-28 | 0.126
2002-07-29 | 0.126
2002-07-30 | 0.126
2002-07-31 | 0.126
2002-08-01 | 0.126
2002-08-02 | 0.126
2002-08-03 | 0.126
2002-08-04 | 0.126
2002-08-05 | 0.126
2002-08-06 | 0.126
2002-08-07 | 0.126
2002-08-08 | 0.126
2002-08-09 | 0.126
2002-08-10 | 0.126
2002-08-11 | 0.126
2002-08-12 | 0.126
2002-08-13 | 0.126 | 0.126
2002-08-14 | 0.126 | 0.126 | 0.126
2002-08-15 | 0.13664 | 0.13664
2002-08-16 | 0.126 | 0.126 | 0.126
2002-08-17 | 0.126 | 0.126 | 0.126
2002-08-18 | 0.126 | 0.126 | 0.126
2002-08-19 | 0.13664 | 0.13664
2002-08-20 | 0.126 | 0.126 | 0.126
2002-08-21 | 0.13664 | 0.13664
2002-08-22 | 0.126 | 0.126
2002-08-23 | 0.126 | 0.126
2002-08-24 | 0.13664
2002-08-25 | 0.126
2002-08-26 | 0.126 | 0.126
2002-08-27 | 0.14727
2002-08-28 | 0.15791
2002-08-29 | 0.15791
2002-08-30 | 0.13664
2002-08-31 | 0.13664
2002-09-01 | 0.14727
2002-09-02 | 0.15791
2002-09-03 | 0.126
2002-09-04 | 0.13664
2002-09-05 | 0.126
2002-09-06 | 0.13664
2002-09-07 | 0.126
2002-09-08 | 0.126
2002-09-09 | 0.126 | 0.126
2002-09-10 | 0.126 | 0.126 | 0.126
2002-09-11 | 0.126 | 0.126
2002-09-12 | 0.126 | 0.126
2002-09-13 | 0.126 | 0.126
2002-09-14 | 0.126 | 0.126
2002-09-15 | 0.126
2002-09-16 | 0.126 | 0.126
2002-09-17 | 0.13664
2002-09-18 | 0.13664
2002-09-19 | 0.126 | 0.126
2002-09-20 | 0.13664
2002-09-21 | 0.126 | 0.126
2002-09-22 | 0.126
2002-09-23 | 0.126
2002-09-24 | 0.15791
2002-09-25 | 0.15791
2002-09-26 | 0.15791
2002-09-27 | 0.13664
2002-09-28 | 0.126 | 0.126
2002-09-29 | 0.126 | 0.126
2002-09-30 | 0.126 | 0.126
2002-10-01 | 0.16855
2002-10-02 | 0.126 | 0.126
2002-10-03 | 0.17918
2002-10-04 | 0.17918
2002-10-05 | 0.14727
2002-10-06 | 0.126 | 0.126
2002-10-07 | 0.126 | 0.126
2002-10-08 | 0.126
2002-10-09 | 0.126
2002-10-10 | 0.126
2002-10-11 | 0.126
2002-10-12 | 0.126 | 0.126
2002-10-13 | 0.126
2002-10-14 | 0.126 | 0.126
2002-10-15 | 0.126
2002-10-16 | 0.126
2002-10-17 | 0.126 | 0.126
2002-10-18 | 0.126
2002-10-19 | 0.126 | 0.126
2002-10-20 | 0.126
2002-10-21 | 0.126 | 0.126
2002-10-22 | 0.126 | 0.126
2002-10-23 | 0.126
2002-10-24 | 0.126
2002-10-25 | 0.126
2002-10-26 | 0.126
2002-10-27 | 0.126 | 0.126
2002-10-28 | 0.126 | 0.126
2002-10-29 | 0.126
2002-10-30 | 0.126
2002-10-31 | 0.126
2002-11-01 | 0.126
2002-11-02 | 0.126
2002-11-03 | 0.126
2002-11-04 | 0.126
2002-11-05 | 0.126
2002-11-06 | 0.126
2002-11-07 | 0.126
2002-11-08 | 0.126
2002-11-09 | 0.126
2002-11-10 | 0.126
2002-11-11 | 0.126
2002-11-12 | 0.126
2002-11-13 | 0.126
2002-11-14 | 0.126
2002-11-15 | 0.126
2002-11-16 | 0.126
2002-11-17 | 0.126 | 0.126
2002-11-18 | 0.126 | 0.126
2002-11-19 | 0.126
2002-11-20 | 0.126
2002-11-21 | 0.126
2002-11-22 | 0.126
2002-11-23 | 0.126
2002-11-24 | 0.126
2002-11-25 | 0.126
2002-11-26 | 0.126
2002-11-27 | 0.126
2002-11-28 | 0.126
2002-11-29 | 0.126
2002-11-30 | 0.126
2002-12-01 | 0.126
2002-12-02 | 0.126
2002-12-03 | 0.126
2002-12-04 | 0.126 | 0.126
2002-12-05 | 0.13664 | 0.16855
2002-12-06 | 0.126 | 0.14727
2002-12-07 | 0.13664 | 0.15791
2002-12-08 | 0.126 | 0.14727
2002-12-09 | 0.126 | 0.13664
2002-12-10 | 0.126 | 0.126
2002-12-11 | 0.126 | 0.126
2002-12-12 | 0.126 | 0.126
2002-12-13 | 0.126 | 0.126
2002-12-14 | 0.126 | 0.126
2002-12-15 | 0.126 | 0.126 | 0.126
2002-12-16 | 0.126 | 0.126
2002-12-17 | 0.126 | 0.14727
2002-12-18 | 0.126 | 0.14727
2002-12-19 | 0.126 | 0.13664
2002-12-20 | 0.126 | 0.14727
2002-12-21 | 0.13664 | 0.15791
2002-12-22 | 0.126 | 0.14727
2002-12-23 | 0.126 | 0.14727
2002-12-24 | 0.126 | 0.14727
2002-12-25 | 0.126 | 0.14727
2002-12-26 | 0.13664 | 0.15791
2002-12-27 | 0.13664 | 0.15791
2002-12-28 | 0.126 | 0.13664
2002-12-29 | 0.126 | 0.126
2002-12-30 | 0.13664 | 0.15791
2002-12-31 | 0.14727 | 0.16855
2003-01-01 | 0.126 | 0.13664
2003-01-02 | 0.126 | 0.126 | 0.126
2003-01-03 | 0.13664 | 0.15791
2003-01-04 | 0.14727 | 0.16855
2003-01-05 | 0.126 | 0.126
2003-01-06 | 0.13664 | 0.14727
2003-01-07 | 0.126 | 0.126
2003-01-08 | 0.126 | 0.13664
2003-01-09 | 0.126 | 0.126 | 0.126
2003-01-10 | 0.126 | 0.13664
2003-01-11 | 0.126 | 0.14727
2003-01-12 | 0.126 | 0.13664
2003-01-13 | 0.126 | 0.13664
2003-01-14 | 0.15791 | 0.17918
2003-01-15 | 0.126 | 0.126 | 0.126
2003-01-16 | 0.126 | 0.126 | 0.126
2003-01-17 | 0.15791 | 0.17918
2003-01-18 | 0.15791 | 0.18982
2003-01-19 | 0.15791 | 0.18982
2003-01-20 | 0.15791 | 0.18982
2003-01-21 | 0.21109 | 0.243
2003-01-22 | 0.21109 | 0.243
2003-01-23 | 0.22173 | 0.25364
2003-01-24 | 0.21109 | 0.23236
2003-01-25 | 0.20045 | 0.23236
2003-01-26 | 0.13664 | 0.15791 | 0.126
2003-01-27 | 0.13664 | 0.15791 | 0.126
2003-01-28 | 0.13664 | 0.15791
2003-01-29 | 0.13664 | 0.15791
2003-01-30 | 0.13664 | 0.14727
2003-01-31 | 0.126 | 0.14727
2003-02-01 | 0.14727 | 0.15791
2003-02-02 | 0.13664 | 0.15791
2003-02-03 | 0.13664 | 0.14727
2003-02-04 | 0.126 | 0.14727
2003-02-05 | 0.126 | 0.13664
2003-02-06 | 0.126 | 0.13664
2003-02-07 | 0.13664 | 0.15791
2003-02-08 | 0.13664 | 0.15791
2003-02-09 | 0.13664 | 0.15791
2003-02-10 | 0.126 | 0.14727
2003-02-11 | 0.126 | 0.126
2003-02-12 | 0.126 | 0.13664
2003-02-13 | 0.126 | 0.13664
2003-02-14 | 0.126 | 0.13664
2003-02-15 | 0.126 | 0.13664
2003-02-16 | 0.126 | 0.13664
2003-02-17 | 0.13664 | 0.15791
2003-02-18 | 0.126 | 0.13664
2003-02-19 | 0.126 | 0.13664
2003-02-20 | 0.126 | 0.13664
2003-02-21 | 0.126 | 0.14727
2003-02-22 | 0.126 | 0.126
2003-02-23 | 0.126 | 0.126
2003-02-24 | 0.126 | 0.13664
2003-02-25 | 0.126 | 0.126
2003-02-26 | 0.126 | 0.126
2003-02-27 | 0.126 | 0.126
2003-02-28 | 0.126 | 0.126
2003-03-01 | 0.126 | 0.126
2003-03-02 | 0.126 | 0.126
2003-03-03 | 0.126 | 0.126
2003-03-04 | 0.126 | 0.126
2003-03-05 | 0.126 | 0.126
2003-03-06 | 0.126 | 0.126
2003-03-07 | 0.126 | 0.126
2003-03-08 | 0.126 | 0.126 | 0.126
2003-03-09 | 0.126 | 0.126 | 0.126
2003-03-10 | 0.126 | 0.126
2003-03-11 | 0.13664 | 0.15791 | 0.126
2003-03-12 | 0.13664 | 0.14727 | 0.126
2003-03-13 | 0.13664 | 0.15791 | 0.126
2003-03-14 | 0.13664 | 0.15791 | 0.126
2003-03-15 | 0.13664 | 0.15791 | 0.126
2003-03-16 | 0.20045 | 0.22173
2003-03-17 | 0.20045 | 0.22173
2003-03-18 | 0.36 | 0.36 | 0.36 | 0.36
2003-03-19 | 0.36 | 0.36 | 0.36 | 0.36
2003-03-20 | 0.36 | 0.36 | 0.36 | 0.36
2003-03-21 | 0.36 | 0.36 | 0.36 | 0.36
2003-03-22 | 0.36 | 0.36 | 0.36 | 0.36
2003-03-23 | 0.36 | 0.36 | 0.36 | 0.36
2003-03-24 | 0.36 | 0.36 | 0.36 | 0.36
2003-03-25 | 0.126 | 0.126 | 0.126
2003-03-26 | 0.126 | 0.126
2003-03-27 | 0.126 | 0.126 | 0.126
2003-03-28 | 0.13664 | 0.15791
2003-03-29 | 0.13664 | 0.15791
2003-03-30 | 0.126 | 0.13664
2003-03-31 | 0.13664 | 0.14727
2003-04-01 | 0.22173 | 0.243
2003-04-02 | 0.23236 | 0.25364
2003-04-03 | 0.23236 | 0.25364
2003-04-04 | 0.23236 | 0.25364
2003-04-05 | 0.23236 | 0.25364
2003-04-06 | 0.22173 | 0.243
2003-04-07 | 0.23236 | 0.25364
2003-04-08 | 0.25364 | 0.27491 | 0.21109
2003-04-09 | 0.25364 | 0.27491 | 0.21109
2003-04-10 | 0.26427 | 0.29618 | 0.22173
2003-04-11 | 0.27491 | 0.29618 | 0.23236
2003-04-12 | 0.27491 | 0.30682 | 0.23236
2003-04-13 | 0.27491 | 0.30682 | 0.23236
2003-04-14 | 0.27491 | 0.29618 | 0.23236
2003-04-15 | 0.126 | 0.126 | 0.126
2003-04-16 | 0.126 | 0.126 | 0.126
2003-04-17 | 0.15791 | 0.126
2003-04-18 | 0.126 | 0.126 | 0.126
2003-04-19 | 0.126 | 0.126 | 0.126
2003-04-20 | 0.13664 | 0.126
2003-04-21 | 0.13664 | 0.126
2003-04-22 | 0.126 | 0.126 | 0.126
2003-04-23 | 0.13664 | 0.126
2003-04-24 | 0.15791 | 0.126
2003-04-25 | 0.126 | 0.126
2003-04-26 | 0.14727 | 0.126
2003-04-27 | 0.126 | 0.126 | 0.126
2003-04-28 | 0.15791 | 0.126
2003-04-29 | 0.126 | 0.126 | 0.126
2003-04-30 | 0.126 | 0.126 | 0.126
2003-05-01 | 0.13664 | 0.126
2003-05-02 | 0.13664 | 0.126
2003-05-03 | 0.14727 | 0.126
2003-05-04 | 0.15791 | 0.126
2003-05-05 | 0.13664 | 0.126
2003-05-06 | 0.14727 | 0.126
2003-05-07 | 0.14727 | 0.126
2003-05-08 | 0.13664 | 0.126
2003-05-09 | 0.14727 | 0.126
2003-05-10 | 0.14727 | 0.126
2003-05-11 | 0.13664 | 0.126
2003-05-12 | 0.14727 | 0.126
2003-05-13 | 0.126 | 0.126
2003-05-14 | 0.126 | 0.126
2003-05-15 | 0.126 | 0.126
2003-05-16 | 0.126 | 0.126
2003-05-17 | 0.126 | 0.126
2003-05-18 | 0.126 | 0.126
2003-05-19 | 0.126 | 0.126
2003-05-20 | 0.126 | 0.126
2003-05-21 | 0.126 | 0.126
2003-05-22 | 0.126 | 0.126
2003-05-23 | 0.126 | 0.126
2003-05-24 | 0.126 | 0.126
2003-05-25 | 0.126 | 0.126
2003-05-26 | 0.126 | 0.126
2003-05-27 | 0.17918 | 0.14727 | 0.14727
2003-05-28 | 0.243 | 0.21109
2003-05-29 | 0.25364 | 0.22173
2003-05-30 | 0.17918 | 0.15791 | 0.14727
2003-05-31 | 0.18982 | 0.16855 | 0.16855
2003-06-01 | 0.17918 | 0.15791 | 0.15791
2003-06-02 | 0.243 | 0.21109
2003-06-03 | 0.17918 | 0.14727 | 0.14727
2003-06-04 | 0.16855 | 0.14727 | 0.14727
2003-06-05 | 0.16855 | 0.14727 | 0.14727
2003-06-06 | 0.243 | 0.21109
2003-06-07 | 0.17918 | 0.15791 | 0.15791
2003-06-08 | 0.16855 | 0.14727 | 0.14727
2003-06-09 | 0.23236 | 0.20045
2003-06-10 | 0.22173 | 0.18982
2003-06-11 | 0.17918 | 0.15791 | 0.15791
2003-06-12 | 0.18982 | 0.16855 | 0.15791
2003-06-13 | 0.243 | 0.21109
2003-06-14 | 0.15791 | 0.13664 | 0.13664
2003-06-15 | 0.15791 | 0.13664 | 0.13664
2003-06-16 | 0.16855 | 0.14727 | 0.14727
2003-06-17 | 0.16855 | 0.14727 | 0.14727
2003-06-18 | 0.243 | 0.21109
2003-06-19 | 0.22173 | 0.18982
2003-06-20 | 0.17918 | 0.15791 | 0.14727
2003-06-21 | 0.17918 | 0.15791 | 0.14727
2003-06-22 | 0.16855 | 0.14727 | 0.14727
2003-06-23 | 0.17918 | 0.15791 | 0.15791
2003-06-24 | 0.22173 | 0.20045 | 0.18982
2003-06-25 | 0.30682 | 0.27491
2003-06-26 | 0.30682 | 0.27491
2003-06-27 | 0.31745 | 0.27491
2003-06-28 | 0.31745 | 0.27491
2003-06-29 | 0.22173 | 0.18982 | 0.18982
2003-06-30 | 0.22173 | 0.18982 | 0.18982
2003-07-01 | 0.22173 | 0.18982 | 0.18982
2003-07-02 | 0.30682 | 0.26427
2003-07-03 | 0.21109 | 0.18982 | 0.18982
2003-07-04 | 0.29618 | 0.26427
2003-07-05 | 0.30682 | 0.27491
2003-07-06 | 0.30682 | 0.27491
2003-07-07 | 0.22173 | 0.20045 | 0.20045
2003-07-08 | 0.17918 | 0.15791 | 0.14727
2003-07-09 | 0.16855 | 0.15791 | 0.14727
2003-07-10 | 0.16855 | 0.15791 | 0.14727
2003-07-11 | 0.21109 | 0.17918
2003-07-12 | 0.14727 | 0.126 | 0.126
2003-07-13 | 0.15791 | 0.13664 | 0.13664
2003-07-14 | 0.14727 | 0.13664 | 0.126
2003-07-15 | 0.126 | 0.126 | 0.126
2003-07-16 | 0.126 | 0.126 | 0.126
2003-07-17 | 0.126 | 0.126 | 0.126
2003-07-18 | 0.126 | 0.126 | 0.126
2003-07-19 | 0.126 | 0.126 | 0.126
2003-07-20 | 0.126 | 0.126 | 0.126
2003-07-21 | 0.126 | 0.126 | 0.126
2003-07-22 | 0.126 | 0.126 | 0.126
2003-07-23 | 0.126 | 0.126 | 0.126
2003-07-24 | 0.126 | 0.126 | 0.126
2003-07-25 | 0.126 | 0.126 | 0.126
2003-07-26 | 0.126 | 0.126 | 0.126
2003-07-27 | 0.126 | 0.126 | 0.126
2003-07-28 | 0.126 | 0.126 | 0.126
2003-07-29 | 0.126 | 0.126 | 0.126
2003-07-30 | 0.126 | 0.126 | 0.126
2003-07-31 | 0.126 | 0.126 | 0.126
2003-08-01 | 0.126 | 0.126 | 0.126
2003-08-02 | 0.126 | 0.126 | 0.126
2003-08-03 | 0.126 | 0.126 | 0.126
2003-08-04 | 0.126 | 0.126 | 0.126
2003-08-05 | 0.126 | 0.126 | 0.126
2003-08-06 | 0.126 | 0.126
2003-08-07 | 0.126 | 0.126 | 0.126
2003-08-08 | 0.126 | 0.126 | 0.126
2003-08-09 | 0.126 | 0.126 | 0.126
2003-08-10 | 0.126 | 0.126 | 0.126
2003-08-11 | 0.126 | 0.126 | 0.126
2003-08-12 | 0.20045 | 0.18982 | 0.17918
2003-08-13 | 0.18982 | 0.17918 | 0.16855
2003-08-14 | 0.21109 | 0.18982 | 0.18982
2003-08-15 | 0.20045 | 0.17918 | 0.17918
2003-08-16 | 0.18982 | 0.16855 | 0.16855
2003-08-17 | 0.243 | 0.22173
2003-08-18 | 0.16855 | 0.14727
2003-08-19 | 0.16855 | 0.15791
2003-08-20 | 0.18982 | 0.16855
2003-08-21 | 0.18982 | 0.16855
2003-08-22 | 0.16855 | 0.15791
2003-08-23 | 0.27491 | 0.25364
2003-08-24 | 0.25364 | 0.23236
2003-08-25 | 0.26427 | 0.243
2003-08-26 | 0.126 | 0.126
2003-08-27 | 0.126 | 0.126 | 0.126
2003-08-28 | 0.126 | 0.126 | 0.126
2003-08-29 | 0.126 | 0.126
2003-08-30 | 0.126 | 0.126
2003-08-31 | 0.126 | 0.126
2003-09-01 | 0.126 | 0.126
2003-09-02 | 0.126
2003-09-03 | 0.16855 | 0.14727
2003-09-04 | 0.16855 | 0.15791
2003-09-05 | 0.16855 | 0.14727
2003-09-06 | 0.16855 | 0.14727
2003-09-07 | 0.16855 | 0.15791
2003-09-08 | 0.14727 | 0.13664
2003-09-09 | 0.126 | 0.126
2003-09-10 | 0.126 | 0.126
2003-09-11 | 0.126 | 0.126
2003-09-12 | 0.126 | 0.126
2003-09-13 | 0.126 | 0.126
2003-09-14 | 0.126 | 0.126
2003-09-15 | 0.126 | 0.126
2003-09-16 | 0.126
2003-09-17 | 0.126
2003-09-18 | 0.126
2003-09-19 | 0.126 | 0.126
2003-09-20 | 0.126 | 0.126 | 0.126
2003-09-21 | 0.126 | 0.126
2003-09-22 | 0.126 | 0.126 | 0.126
2003-09-23 | 0.126 | 0.126
2003-09-24 | 0.126 | 0.126
2003-09-25 | 0.126
2003-09-26 | 0.126
2003-09-27 | 0.126
2003-09-28 | 0.126
2003-09-29 | 0.126
2003-09-30 | 0.126
2003-10-01 | 0.126
2003-10-02 | 0.126
2003-10-03 | 0.126
2003-10-04 | 0.126
2003-10-05 | 0.126
2003-10-06 | 0.126
2003-10-07 | 0.126
2003-10-08 | 0.126
2003-10-09 | 0.126
2003-10-10 | 0.126
2003-10-11 | 0.126
2003-10-12 | 0.126
2003-10-13 | 0.126
2003-10-14 | 0.126
2003-10-15 | 0.126
2003-10-16
2003-10-17 | 0.126
2003-10-18 | 0.18982
2003-10-19 | 0.17918
2003-10-20 | 0.126 | 0.126
2003-10-21 | 0.13664 | 0.126
2003-10-22 | 0.23236
2003-10-23 | 0.22173
2003-10-24 | 0.243
2003-10-25 | 0.13664 | 0.126
2003-10-26 | 0.243
2003-10-27 | 0.14727 | 0.13664
2003-10-28 | 0.16855 | 0.15791
2003-10-29 | 0.16855 | 0.15791
2003-10-30 | 0.27491
2003-10-31 | 0.16855 | 0.15791
2003-11-01 | 0.25364
2003-11-02 | 0.15791 | 0.14727
2003-11-03 | 0.20045 | 0.18982
2003-11-04 | 0.25364 | 0.23236
2003-11-05 | 0.23236 | 0.21109
2003-11-06 | 0.243 | 0.22173
2003-11-07 | 0.22173 | 0.21109
2003-11-08 | 0.22173 | 0.20045
2003-11-09 | 0.25364 | 0.23236
2003-11-10 | 0.23236 | 0.21109
2003-11-11 | 0.243 | 0.23236
2003-11-12 | 0.23236 | 0.22173
2003-11-13 | 0.18982 | 0.17918
2003-11-14 | 0.20045
2003-11-15 | 0.243 | 0.22173
2003-11-16 | 0.16855 | 0.15791 | 0.14727
2003-11-17 | 0.243 | 0.22173
2003-11-18 | 0.21109 | 0.18982
2003-11-19 | 0.18982 | 0.16855
2003-11-20 | 0.20045 | 0.18982
2003-11-21 | 0.18982 | 0.17918
2003-11-22 | 0.18982 | 0.17918
2003-11-23 | 0.18982 | 0.17918
2003-11-24 | 0.18982 | 0.17918
2003-11-25 | 0.25364 | 0.23236
2003-11-26 | 0.23236 | 0.21109
2003-11-27 | 0.23236 | 0.21109
2003-11-28 | 0.22173 | 0.20045
2003-11-29 | 0.20045 | 0.17918
2003-11-30 | 0.20045 | 0.18982
2003-12-01 | 0.21109 | 0.18982
2003-12-02 | 0.23236 | 0.22173
2003-12-03 | 0.23236 | 0.22173
2003-12-04 | 0.21109 | 0.18982
2003-12-05 | 0.20045 | 0.18982
2003-12-06 | 0.21109 | 0.18982
2003-12-07 | 0.20045 | 0.18982
2003-12-08 | 0.20045 | 0.17918
2003-12-09 | 0.17918 | 0.16855
2003-12-10 | 0.22173 | 0.20045
2003-12-11 | 0.23236 | 0.21109
2003-12-12 | 0.22173 | 0.20045
2003-12-13 | 0.21109 | 0.20045
2003-12-14 | 0.22173 | 0.21109
2003-12-15 | 0.22173 | 0.21109
2003-12-16 | 0.29618 | 0.27491
2003-12-17 | 0.30682 | 0.28555
2003-12-18 | 0.28555 | 0.26427
2003-12-19 | 0.26427 | 0.243
2003-12-20 | 0.28555 | 0.26427
2003-12-21 | 0.28555 | 0.26427
2003-12-22 | 0.28555 | 0.26427
2003-12-23 | 0.25364 | 0.23236
2003-12-24 | 0.27491 | 0.25364
2003-12-25 | 0.26427 | 0.25364
2003-12-26 | 0.26427 | 0.243
2003-12-27 | 0.21109 | 0.20045
2003-12-28 | 0.243 | 0.23236
2003-12-29 | 0.23236 | 0.22173
2003-12-30 | 0.243 | 0.23236
2003-12-31 | 0.243 | 0.22173
2004-01-01 | 0.243 | 0.23236
2004-01-02 | 0.243 | 0.23236
2004-01-03 | 0.23236 | 0.22173
2004-01-04 | 0.243 | 0.22173
2004-01-05 | 0.243 | 0.23236
2004-01-06 | 0.18982 | 0.17918
2004-01-07 | 0.18982 | 0.17918
2004-01-08 | 0.18982 | 0.17918
2004-01-09 | 0.20045 | 0.18982
2004-01-10 | 0.18982 | 0.17918
2004-01-11 | 0.20045 | 0.18982
2004-01-12 | 0.18982 | 0.17918
2004-01-13 | 0.21109 | 0.20045
2004-01-14 | 0.21109 | 0.18982
2004-01-15 | 0.20045 | 0.18982
2004-01-16 | 0.20045 | 0.18982
2004-01-17 | 0.20045 | 0.18982
2004-01-18 | 0.21109 | 0.18982
2004-01-19 | 0.20045 | 0.18982
2004-01-20 | 0.16855 | 0.15791
2004-01-21 | 0.16855 | 0.15791
2004-01-22 | 0.17918 | 0.16855
2004-01-23 | 0.21109 | 0.20045
2004-01-24 | 0.16855 | 0.15791
2004-01-25 | 0.16855 | 0.15791
2004-01-26 | 0.16855 | 0.15791
2004-01-27 | 0.15791 | 0.14727 | 0.13664
2004-01-28 | 0.15791 | 0.14727 | 0.13664
2004-01-29 | 0.20045 | 0.18982
2004-01-30 | 0.20045 | 0.18982
2004-01-31 | 0.21109 | 0.18982
2004-02-01 | 0.20045 | 0.17918
2004-02-02 | 0.20045 | 0.18982
2004-02-03 | 0.21109 | 0.20045
2004-02-04 | 0.21109 | 0.20045
2004-02-05 | 0.20045 | 0.18982
2004-02-06 | 0.126 | 0.126
2004-02-07 | 0.22173 | 0.20045
2004-02-08 | 0.20045 | 0.18982
2004-02-09 | 0.243 | 0.23236
2004-02-10 | 0.15791 | 0.14727 | 0.13664
2004-02-11 | 0.22173 | 0.21109
2004-02-12 | 0.15791 | 0.14727 | 0.13664
2004-02-13 | 0.15791 | 0.14727 | 0.13664
2004-02-14 | 0.15791 | 0.15791 | 0.13664
2004-02-15 | 0.15791 | 0.14727 | 0.13664
2004-02-16 | 0.22173 | 0.21109
2004-02-17 | 0.18982 | 0.17918
2004-02-18 | 0.20045 | 0.18982
2004-02-19 | 0.18982 | 0.17918
2004-02-20 | 0.13664 | 0.18982
2004-02-21 | 0.126 | 0.15791
2004-02-22 | 0.126 | 0.15791
2004-02-23 | 0.126 | 0.15791
2004-02-24 | 0.126 | 0.16855
2004-02-25 | 0.126 | 0.16855
2004-02-26 | 0.126 | 0.15791
2004-02-27 | 0.126 | 0.15791
2004-02-28 | 0.126 | 0.15791
2004-02-29 | 0.126 | 0.15791
2004-03-01 | 0.126 | 0.16855
2004-03-02 | 0.15791 | 0.20045
2004-03-03 | 0.14727 | 0.18982
2004-03-04 | 0.14727 | 0.18982
2004-03-05 | 0.13664 | 0.17918
2004-03-06 | 0.13664 | 0.17918
2004-03-07 | 0.14727 | 0.18982
2004-03-08 | 0.14727 | 0.18982
2004-03-09 | 0.126 | 0.14727
2004-03-10 | 0.126 | 0.15791
2004-03-11 | 0.126 | 0.13664
2004-03-12 | 0.126 | 0.15791
2004-03-13 | 0.126 | 0.16855
2004-03-14 | 0.126 | 0.15791
2004-03-15 | 0.126 | 0.13664 | 0.126
2004-03-16 | 0.13664 | 0.16855
2004-03-17 | 0.13664 | 0.16855
2004-03-18 | 0.13664 | 0.16855
2004-03-19 | 0.126 | 0.15791
2004-03-20 | 0.126 | 0.126 | 0.126
2004-03-21 | 0.126 | 0.14727
2004-03-22 | 0.126 | 0.14727
2004-03-23 | 0.18982 | 0.23236
2004-03-24 | 0.14727 | 0.17918
2004-03-25 | 0.20045 | 0.243
2004-03-26 | 0.18982 | 0.23236
2004-03-27 | 0.18982 | 0.23236
2004-03-28 | 0.18982 | 0.23236
2004-03-29 | 0.20045 | 0.243
2004-03-30 | 0.15791 | 0.18982 | 0.16855
2004-03-31 | 0.18982 | 0.23236
2004-04-01 | 0.18982 | 0.23236
2004-04-02 | 0.18982 | 0.23236
2004-04-03 | 0.20045 | 0.243
2004-04-04 | 0.18982 | 0.22173
2004-04-05 | 0.21109 | 0.25364
2004-04-06 | 0.17918 | 0.21109
2004-04-07 | 0.17918 | 0.21109
2004-04-08 | 0.17918 | 0.21109
2004-04-09 | 0.17918 | 0.21109
2004-04-10 | 0.17918 | 0.22173
2004-04-11 | 0.20045 | 0.23236
2004-04-12 | 0.17918 | 0.22173
2004-04-13 | 0.21109 | 0.25364 | 0.23236
2004-04-14 | 0.21109 | 0.25364 | 0.22173
2004-04-15 | 0.30682 | 0.36
2004-04-16 | 0.30682 | 0.36
2004-04-17 | 0.27491 | 0.31745
2004-04-18 | 0.27491 | 0.31745
2004-04-19 | 0.27491 | 0.31745
2004-04-20 | 0.28555 | 0.33873
2004-04-21 | 0.27491 | 0.32809
2004-04-22 | 0.28555 | 0.33873
2004-04-23 | 0.21109 | 0.243 | 0.22173
2004-04-24 | 0.21109 | 0.243 | 0.22173
2004-04-25 | 0.22173 | 0.25364 | 0.23236
2004-04-26 | 0.27491 | 0.32809
2004-04-27 | 0.25364 | 0.29618
2004-04-28 | 0.26427 | 0.30682
2004-04-29 | 0.28555 | 0.32809
2004-04-30 | 0.28555 | 0.32809
2004-05-01 | 0.28555 | 0.32809
2004-05-02 | 0.28555 | 0.32809
2004-05-03 | 0.25364 | 0.29618
2004-05-04 | 0.243 | 0.28555
2004-05-05 | 0.23236 | 0.27491
2004-05-06 | 0.243 | 0.28555
2004-05-07 | 0.243 | 0.27491
2004-05-08 | 0.243 | 0.28555
2004-05-09 | 0.243 | 0.27491
2004-05-10 | 0.25364 | 0.28555
2004-05-11 | 0.26427 | 0.30682
2004-05-12 | 0.29618 | 0.33873
2004-05-13 | 0.22173 | 0.25364
2004-05-14 | 0.23236 | 0.26427
2004-05-15 | 0.18982 | 0.21109
2004-05-16 | 0.20045 | 0.23236
2004-05-17 | 0.20045 | 0.23236
2004-05-18 | 0.126 | 0.126
2004-05-19 | 0.126 | 0.126
2004-05-20 | 0.126 | 0.126
2004-05-21 | 0.126 | 0.126
2004-05-22 | 0.126 | 0.126
2004-05-23 | 0.126 | 0.126
2004-05-24 | 0.126 | 0.126
2004-05-25 | 0.126 | 0.126
2004-05-26 | 0.126 | 0.126
2004-05-27 | 0.126 | 0.126
2004-05-28 | 0.126 | 0.126
2004-05-29 | 0.126 | 0.126
2004-05-30 | 0.126 | 0.126
2004-05-31 | 0.126 | 0.126
2004-06-01 | 0.126 | 0.126
2004-06-02 | 0.126 | 0.126
2004-06-03 | 0.126 | 0.126
2004-06-04 | 0.126 | 0.126
2004-06-05 | 0.126 | 0.126
2004-06-06 | 0.126 | 0.126
2004-06-07 | 0.126 | 0.126
2004-06-08 | 0.126 | 0.126
2004-06-09 | 0.126 | 0.126
2004-06-10 | 0.126 | 0.126
2004-06-11 | 0.126 | 0.126
2004-06-12 | 0.126 | 0.126
2004-06-13 | 0.126 | 0.126
2004-06-14 | 0.126 | 0.126
2004-06-15 | 0.126 | 0.126
2004-06-16 | 0.126 | 0.126
2004-06-17 | 0.126 | 0.126
2004-06-18 | 0.126 | 0.126
2004-06-19 | 0.126 | 0.126
2004-06-20 | 0.126 | 0.126
2004-06-21 | 0.126 | 0.126
2004-06-22 | 0.126 | 0.126
2004-06-23 | 0.126 | 0.126
2004-06-24 | 0.126 | 0.126
2004-06-25 | 0.126 | 0.126
2004-06-26 | 0.126 | 0.126
2004-06-27 | 0.126 | 0.126
2004-06-28 | 0.126 | 0.126
2004-06-29 | 0.126 | 0.126
2004-06-30 | 0.126 | 0.126
2004-07-01 | 0.126 | 0.126
2004-07-02 | 0.126 | 0.126
2004-07-03 | 0.126 | 0.126
2004-07-04 | 0.126 | 0.126
2004-07-05 | 0.126 | 0.126
2004-07-06 | 0.17918 | 0.20045
2004-07-07 | 0.20045 | 0.22173
2004-07-08 | 0.17918 | 0.20045
2004-07-09 | 0.18982 | 0.22173
2004-07-10 | 0.15791 | 0.16855
2004-07-11 | 0.16855 | 0.18982
2004-07-12 | 0.16855 | 0.17918
2004-07-13 | 0.15791 | 0.17918
2004-07-14 | 0.15791 | 0.17918
2004-07-15 | 0.14727 | 0.16855
2004-07-16 | 0.16855 | 0.17918
2004-07-17 | 0.15791 | 0.16855
2004-07-18 | 0.15791 | 0.16855
2004-07-19 | 0.15791 | 0.17918

## POWER 2
Train | 1 | 2 | 3 | 4
Reactor | 1 | 1 | 1 | 1
Bank | 1 | 1 | 1 | 1
| Train 1, Bank 1 | Train 2, Bank 1 | Train 3, Bank 1 | Train 4, Bank 1
Date/Time | Power 1 (kW)
2000-01-01 | 0.126 | 0.126 | 0.126
2000-01-02 | 0.126 | 0.126
2000-01-03 | 0.126 | 0.126
2000-01-04 | 0.126 | 0.126
2000-01-05 | 0.126 | 0.126
2000-01-06 | 0.126 | 0.126
2000-01-07 | 0.126 | 0.126
2000-01-08 | 0.126 | 0.126
2000-01-09 | 0.126 | 0.126
2000-01-10 | 0.126 | 0.126
2000-01-11 | 0.126 | 0.126
2000-01-12 | 0.126 | 0.126 | 0.126
2000-01-13 | 0.126 | 0.126 | 0.126
2000-01-14 | 0.126 | 0.126
2000-01-15 | 0.126 | 0.126 | 0.126
2000-01-16 | 0.126 | 0.126 | 0.126
2000-01-17 | 0.126 | 0.126
2000-01-18 | 0.126 | 0.126 | 0.126
2000-01-19 | 0.126 | 0.126 | 0.126
2000-01-20 | 0.126 | 0.126 | 0.126
2000-01-21 | 0.126 | 0.126 | 0.126
2000-01-22 | 0.126 | 0.126 | 0.126
2000-01-23 | 0.126 | 0.126 | 0.126
2000-01-24 | 0.126 | 0.126 | 0.126
2000-01-25 | 0.126 | 0.126 | 0.126
2000-01-26 | 0.126 | 0.126 | 0.126
2000-01-27 | 0.126 | 0.126 | 0.126
2000-01-28 | 0.126 | 0.126 | 0.126
2000-01-29 | 0.126 | 0.126 | 0.126
2000-01-30 | 0.126 | 0.126 | 0.126
2000-01-31 | 0.126 | 0.126 | 0.126
2000-02-01 | 0.126 | 0.126 | 0.126
2000-02-02 | 0.126 | 0.126 | 0.126
2000-02-03 | 0.126 | 0.126 | 0.126
2000-02-04 | 0.126 | 0.126 | 0.126
2000-02-05 | 0.126 | 0.126 | 0.126
2000-02-06 | 0.126 | 0.126 | 0.126
2000-02-07 | 0.126 | 0.126 | 0.126
2000-02-08 | 0.126 | 0.126 | 0.126
2000-02-09 | 0.126 | 0.126 | 0.126
2000-02-10 | 0.126 | 0.126 | 0.126
2000-02-11 | 0.126 | 0.126 | 0.126
2000-02-12 | 0.126 | 0.126 | 0.126
2000-02-13 | 0.126 | 0.126 | 0.126
2000-02-14 | 0.126 | 0.126 | 0.126
2000-02-15 | 0.126 | 0.126 | 0.126
2000-02-16 | 0.126 | 0.126 | 0.126
2000-02-17 | 0.126 | 0.126 | 0.126
2000-02-18 | 0.126 | 0.126 | 0.126
2000-02-19 | 0.126 | 0.126 | 0.126
2000-02-20 | 0.126 | 0.126 | 0.126
2000-02-21 | 0.126 | 0.126 | 0.126
2000-02-22 | 0.126 | 0.126 | 0.126
2000-02-23 | 0.126 | 0.126 | 0.126
2000-02-24 | 0.126 | 0.126 | 0.126
2000-02-25 | 0.126 | 0.126 | 0.126
2000-02-26 | 0.126 | 0.126 | 0.126
2000-02-27 | 0.126 | 0.126 | 0.126
2000-02-28 | 0.126 | 0.126 | 0.126
2000-02-29 | 0.126 | 0.126 | 0.126
2000-03-01 | 0.126 | 0.126 | 0.126
2000-03-02 | 0.126 | 0.126 | 0.126
2000-03-03 | 0.126 | 0.126 | 0.126
2000-03-04 | 0.126 | 0.126 | 0.126
2000-03-05 | 0.126 | 0.126 | 0.126
2000-03-06 | 0.126 | 0.126 | 0.126
2000-03-07 | 0.126 | 0.126 | 0.126
2000-03-08 | 0.126 | 0.126 | 0.126
2000-03-09 | 0.126 | 0.126 | 0.126
2000-03-10 | 0.126 | 0.126 | 0.126
2000-03-11 | 0.126 | 0.126 | 0.126
2000-03-12 | 0.126 | 0.126 | 0.126
2000-03-13 | 0.126 | 0.126 | 0.126
2000-03-14 | 0.126 | 0.126 | 0.126
2000-03-15 | 0.126 | 0.126 | 0.126
2000-03-16 | 0.126 | 0.126 | 0.126
2000-03-17 | 0.126 | 0.126 | 0.126
2000-03-18 | 0.126 | 0.126 | 0.126
2000-03-19 | 0.126 | 0.126 | 0.126
2000-03-20 | 0.126 | 0.126 | 0.126
2000-03-21 | 0.126 | 0.126 | 0.126
2000-03-22 | 0.126 | 0.126 | 0.126
2000-03-23 | 0.126 | 0.126 | 0.126
2000-03-24 | 0.126 | 0.126 | 0.126
2000-03-25 | 0.126 | 0.126 | 0.126
2000-03-26 | 0.126 | 0.126 | 0.126
2000-03-27 | 0.126 | 0.126 | 0.126
2000-03-28 | 0.126 | 0.126 | 0.126
2000-03-29 | 0.126 | 0.126 | 0.126
2000-03-30 | 0.126 | 0.126 | 0.126
2000-03-31 | 0.126 | 0.126 | 0.126
2000-04-01 | 0.126 | 0.126 | 0.126
2000-04-02 | 0.126 | 0.126 | 0.126
2000-04-03 | 0.126 | 0.126 | 0.126
2000-04-04 | 0.126 | 0.126 | 0.126
2000-04-05 | 0.126 | 0.126 | 0.126
2000-04-06 | 0.126 | 0.126 | 0.126
2000-04-07 | 0.126 | 0.126 | 0.126
2000-04-08 | 0.126 | 0.126 | 0.126
2000-04-09 | 0.126 | 0.126 | 0.126
2000-04-10 | 0.126 | 0.126 | 0.126
2000-04-11 | 0.126 | 0.126 | 0.126
2000-04-12 | 0.126 | 0.126 | 0.126
2000-04-13 | 0.126 | 0.126 | 0.126
2000-04-14 | 0.126 | 0.126 | 0.126
2000-04-15 | 0.126 | 0.126 | 0.126
2000-04-16 | 0.126 | 0.126 | 0.126
2000-04-17 | 0.126 | 0.126 | 0.126
2000-04-18 | 0.126 | 0.126 | 0.126
2000-04-19 | 0.126 | 0.126 | 0.126
2000-04-20 | 0.126 | 0.126 | 0.126
2000-04-21 | 0.126 | 0.126 | 0.126
2000-04-22 | 0.126 | 0.126 | 0.126
2000-04-23 | 0.126 | 0.126 | 0.126
2000-04-24 | 0.126 | 0.126 | 0.126
2000-04-25 | 0.126 | 0.126
2000-04-26 | 0.126 | 0.126 | 0.126
2000-04-27 | 0.126 | 0.126 | 0.126
2000-04-28 | 0.126 | 0.126 | 0.126
2000-04-29 | 0.126 | 0.126 | 0.126
2000-04-30 | 0.126 | 0.126 | 0.126
2000-05-01 | 0.126 | 0.126
2000-05-02 | 0.126 | 0.126
2000-05-03 | 0.126 | 0.126 | 0.126
2000-05-04 | 0.126 | 0.126 | 0.126
2000-05-05 | 0.126 | 0.126 | 0.126
2000-05-06 | 0.126 | 0.126 | 0.126
2000-05-07 | 0.126 | 0.126 | 0.126
2000-05-08 | 0.126 | 0.126
2000-05-09 | 0.126 | 0.126 | 0.126
2000-05-10 | 0.126 | 0.126 | 0.126
2000-05-11 | 0.126 | 0.126 | 0.126
2000-05-12 | 0.126 | 0.126
2000-05-13 | 0.126 | 0.126 | 0.126
2000-05-14 | 0.126 | 0.126 | 0.126
2000-05-15 | 0.126 | 0.126
2000-05-16 | 0.126 | 0.126 | 0.126
2000-05-17 | 0.126 | 0.126
2000-05-18 | 0.126 | 0.126
2000-05-19 | 0.126 | 0.126
2000-05-20 | 0.126 | 0.126
2000-05-21 | 0.126 | 0.126
2000-05-22 | 0.126 | 0.126
2000-05-23 | 0.126 | 0.126 | 0.126
2000-05-24 | 0.126 | 0.126
2000-05-25 | 0.126 | 0.126 | 0.126
2000-05-26 | 0.126 | 0.126 | 0.126
2000-05-27 | 0.126 | 0.126 | 0.126
2000-05-28 | 0.126 | 0.126 | 0.126
2000-05-29 | 0.126 | 0.126
2000-05-30 | 0.126 | 0.126 | 0.126
2000-05-31 | 0.126 | 0.126 | 0.126
2000-06-01 | 0.126 | 0.126 | 0.126
2000-06-02 | 0.126 | 0.126 | 0.126
2000-06-03 | 0.126 | 0.126 | 0.126
2000-06-04 | 0.126 | 0.126 | 0.126
2000-06-05 | 0.126 | 0.126
2000-06-06 | 0.126 | 0.126 | 0.126
2000-06-07 | 0.126 | 0.126 | 0.126
2000-06-08 | 0.126 | 0.126 | 0.126
2000-06-09 | 0.126 | 0.126 | 0.126
2000-06-10 | 0.126 | 0.126 | 0.126
2000-06-11 | 0.126 | 0.126 | 0.126
2000-06-12 | 0.126 | 0.126 | 0.126
2000-06-13 | 0.126 | 0.126 | 0.126
2000-06-14 | 0.126 | 0.126 | 0.126
2000-06-15 | 0.126 | 0.126 | 0.126
2000-06-16 | 0.126 | 0.126 | 0.126
2000-06-17 | 0.126 | 0.126 | 0.126
2000-06-18 | 0.126 | 0.126 | 0.126
2000-06-19 | 0.126 | 0.126 | 0.126
2000-06-20 | 0.126 | 0.126 | 0.126
2000-06-21 | 0.126 | 0.126
2000-06-22 | 0.126 | 0.126 | 0.126
2000-06-23 | 0.126 | 0.126 | 0.126
2000-06-24 | 0.126 | 0.126 | 0.126
2000-06-25 | 0.126 | 0.126 | 0.126
2000-06-26 | 0.126 | 0.126
2000-06-27 | 0.126 | 0.126 | 0.126
2000-06-28 | 0.126 | 0.126 | 0.126
2000-06-29 | 0.126 | 0.126 | 0.126
2000-06-30 | 0.126 | 0.126 | 0.126
2000-07-01 | 0.126 | 0.126 | 0.126
2000-07-02 | 0.126 | 0.126 | 0.126
2000-07-03 | 0.126 | 0.126
2000-07-04 | 0.126 | 0.126 | 0.126
2000-07-05 | 0.126 | 0.126 | 0.126
2000-07-06 | 0.126 | 0.126 | 0.126
2000-07-07 | 0.126 | 0.126 | 0.126
2000-07-08 | 0.126 | 0.126 | 0.126
2000-07-09 | 0.126 | 0.126 | 0.126
2000-07-10 | 0.126 | 0.126
2000-07-11 | 0.126 | 0.126
2000-07-12 | 0.126 | 0.126 | 0.126
2000-07-13 | 0.126 | 0.126 | 0.126
2000-07-14 | 0.126 | 0.126 | 0.126
2000-07-15 | 0.126 | 0.126 | 0.126
2000-07-16 | 0.126 | 0.126 | 0.126
2000-07-17 | 0.126 | 0.126
2000-07-18 | 0.126 | 0.126 | 0.126
2000-07-19 | 0.126 | 0.126 | 0.126
2000-07-20 | 0.126 | 0.126 | 0.126
2000-07-21 | 0.126 | 0.126 | 0.126
2000-07-22 | 0.126 | 0.126 | 0.126
2000-07-23 | 0.126 | 0.126 | 0.126
2000-07-24 | 0.126 | 0.126
2000-07-25 | 0.126 | 0.126 | 0.126
2000-07-26 | 0.126 | 0.126 | 0.126
2000-07-27 | 0.126 | 0.126 | 0.126
2000-07-28 | 0.126 | 0.126 | 0.126
2000-07-29 | 0.126 | 0.126 | 0.126
2000-07-30 | 0.126 | 0.126 | 0.126
2000-07-31 | 0.126 | 0.126 | 0.126
2000-08-01 | 0.126 | 0.126 | 0.126
2000-08-02 | 0.126 | 0.126 | 0.126
2000-08-03 | 0.126 | 0.126 | 0.126
2000-08-04 | 0.126 | 0.126
2000-08-05 | 0.126 | 0.126 | 0.126
2000-08-06 | 0.126 | 0.126 | 0.126
2000-08-07 | 0.126 | 0.126
2000-08-08 | 0.126 | 0.126 | 0.126
2000-08-09 | 0.126 | 0.126 | 0.126
2000-08-10 | 0.126 | 0.126 | 0.126
2000-08-11 | 0.126 | 0.126 | 0.126
2000-08-12 | 0.126 | 0.126 | 0.126
2000-08-13 | 0.126 | 0.126 | 0.126
2000-08-14 | 0.126 | 0.126
2000-08-15 | 0.126 | 0.126 | 0.126
2000-08-16 | 0.126 | 0.126 | 0.126
2000-08-17 | 0.126 | 0.126 | 0.126
2000-08-18 | 0.126 | 0.126 | 0.126
2000-08-19 | 0.126 | 0.126 | 0.126
2000-08-20 | 0.126 | 0.126
2000-08-21 | 0.126 | 0.126 | 0.126
2000-08-22 | 0.126 | 0.126 | 0.126
2000-08-23 | 0.126 | 0.126 | 0.126
2000-08-24 | 0.126 | 0.126 | 0.126
2000-08-25 | 0.126 | 0.126 | 0.126
2000-08-26 | 0.126 | 0.126 | 0.126
2000-08-27 | 0.126 | 0.126 | 0.126
2000-08-28 | 0.126 | 0.126
2000-08-29 | 0.126 | 0.126 | 0.126
2000-08-30 | 0.126 | 0.126
2000-08-31 | 0.126 | 0.126 | 0.126
2000-09-01 | 0.126 | 0.126 | 0.126
2000-09-02 | 0.126 | 0.126 | 0.126
2000-09-03 | 0.126 | 0.126 | 0.126
2000-09-04 | 0.126 | 0.126 | 0.126
2000-09-05 | 0.126 | 0.126
2000-09-06 | 0.126 | 0.126 | 0.126
2000-09-07 | 0.126 | 0.126 | 0.126
2000-09-08 | 0.126 | 0.126 | 0.126
2000-09-09 | 0.126 | 0.126 | 0.126
2000-09-10 | 0.126 | 0.126 | 0.126
2000-09-11 | 0.126 | 0.126 | 0.126
2000-09-12 | 0.126 | 0.126 | 0.126
2000-09-13 | 0.126 | 0.126 | 0.126
2000-09-14 | 0.126 | 0.126 | 0.126
2000-09-15 | 0.126 | 0.126 | 0.126
2000-09-16 | 0.126 | 0.126 | 0.126
2000-09-17 | 0.126 | 0.126 | 0.126
2000-09-18 | 0.126 | 0.126
2000-09-19 | 0.126 | 0.126
2000-09-20 | 0.126 | 0.126 | 0.126
2000-09-21 | 0.126 | 0.126 | 0.126
2000-09-22 | 0.126 | 0.126 | 0.126
2000-09-23 | 0.126 | 0.126 | 0.126
2000-09-24 | 0.126 | 0.126 | 0.126
2000-09-25 | 0.126 | 0.126
2000-09-26 | 0.126 | 0.126 | 0.126
2000-09-27 | 0.126 | 0.126 | 0.126
2000-09-28 | 0.126 | 0.126 | 0.126
2000-09-29 | 0.126 | 0.126 | 0.126
2000-09-30 | 0.126 | 0.126 | 0.126
2000-10-01 | 0.126 | 0.126 | 0.126
2000-10-02 | 0.126 | 0.126
2000-10-03 | 0.36 | 0.36 | 0.36 | 0.36
2000-10-04 | 0.36 | 0.36 | 0.36 | 0.36
2000-10-05 | 0.36 | 0.36 | 0.36 | 0.36
2000-10-06 | 0.36 | 0.36 | 0.36 | 0.36
2000-10-07 | 0.36 | 0.36 | 0.36 | 0.36
2000-10-08 | 0.36 | 0.36 | 0.36 | 0.36
2000-10-09 | 0.36 | 0.36 | 0.36 | 0.36
2000-10-10 | 0.126 | 0.126 | 0.126
2000-10-11 | 0.126 | 0.126 | 0.126
2000-10-12 | 0.126 | 0.126 | 0.126
2000-10-13 | 0.126 | 0.126 | 0.126
2000-10-14 | 0.126 | 0.126 | 0.126
2000-10-15 | 0.126 | 0.126 | 0.126
2000-10-16 | 0.126 | 0.126
2000-10-17 | 0.126 | 0.126 | 0.126
2000-10-18 | 0.126 | 0.126 | 0.126
2000-10-19 | 0.126 | 0.126 | 0.126
2000-10-20 | 0.126 | 0.126 | 0.126
2000-10-21 | 0.126 | 0.126 | 0.126
2000-10-22 | 0.126 | 0.126 | 0.126
2000-10-23 | 0.126 | 0.126 | 0.126
2000-10-24 | 0.126 | 0.126 | 0.126
2000-10-25 | 0.126 | 0.126 | 0.126
2000-10-26 | 0.126 | 0.126 | 0.126
2000-10-27 | 0.126 | 0.126 | 0.126
2000-10-28 | 0.126 | 0.126 | 0.126
2000-10-29 | 0.126 | 0.126 | 0.126
2000-10-30 | 0.126 | 0.126 | 0.126
2000-10-31 | 0.126 | 0.126 | 0.126
2000-11-01 | 0.126 | 0.126 | 0.126
2000-11-02 | 0.126 | 0.126 | 0.126
2000-11-03 | 0.126 | 0.126 | 0.126
2000-11-04 | 0.126 | 0.126 | 0.126
2000-11-05 | 0.126 | 0.126 | 0.126
2000-11-06 | 0.126 | 0.126
2000-11-07 | 0.126 | 0.126 | 0.126
2000-11-08 | 0.126 | 0.126 | 0.126
2000-11-09 | 0.126 | 0.126 | 0.126
2000-11-10 | 0.126 | 0.126 | 0.126
2000-11-11 | 0.126 | 0.126 | 0.126
2000-11-12 | 0.126 | 0.126 | 0.126
2000-11-13 | 0.126 | 0.126 | 0.126
2000-11-14 | 0.126 | 0.126 | 0.126
2000-11-15 | 0.126 | 0.126 | 0.126
2000-11-16 | 0.126 | 0.126 | 0.126
2000-11-17 | 0.126 | 0.126 | 0.126
2000-11-18 | 0.126 | 0.126 | 0.126
2000-11-19 | 0.126 | 0.126 | 0.126
2000-11-20 | 0.126 | 0.126 | 0.126
2000-11-21 | 0.126 | 0.126 | 0.126
2000-11-22 | 0.126 | 0.126 | 0.126
2000-11-23 | 0.126 | 0.126 | 0.126
2000-11-24 | 0.126 | 0.126 | 0.126
2000-11-25 | 0.126 | 0.126 | 0.126
2000-11-26 | 0.126 | 0.126 | 0.126
2000-11-27 | 0.126 | 0.126 | 0.126
2000-11-28 | 0.126 | 0.126 | 0.126
2000-11-29 | 0.126 | 0.126 | 0.126
2000-11-30 | 0.126 | 0.126 | 0.126
2000-12-01 | 0.126 | 0.126 | 0.126
2000-12-02 | 0.126 | 0.126 | 0.126
2000-12-03 | 0.126 | 0.126 | 0.126
2000-12-04 | 0.126 | 0.126 | 0.126
2000-12-05 | 0.126 | 0.126 | 0.126
2000-12-06 | 0.126 | 0.126 | 0.126
2000-12-07 | 0.126 | 0.126 | 0.126
2000-12-08 | 0.126 | 0.126 | 0.126
2000-12-09 | 0.126 | 0.126 | 0.126
2000-12-10 | 0.126 | 0.126 | 0.126
2000-12-11 | 0.126 | 0.126 | 0.126
2000-12-12 | 0.126 | 0.126 | 0.126
2000-12-13 | 0.126 | 0.126 | 0.126
2000-12-14 | 0.126 | 0.126 | 0.126
2000-12-15 | 0.126 | 0.126 | 0.126
2000-12-16 | 0.126 | 0.126 | 0.126
2000-12-17 | 0.126 | 0.126 | 0.126
2000-12-18 | 0.126 | 0.126
2000-12-19 | 0.126 | 0.126 | 0.126
2000-12-20 | 0.126 | 0.126
2000-12-21 | 0.126 | 0.126 | 0.126
2000-12-22 | 0.126 | 0.126 | 0.126
2000-12-23 | 0.126 | 0.126 | 0.126
2000-12-24 | 0.126 | 0.126 | 0.126
2000-12-25 | 0.126 | 0.126 | 0.126
2000-12-26 | 0.126 | 0.126 | 0.126
2000-12-27 | 0.126 | 0.126 | 0.126
2000-12-28 | 0.126 | 0.126 | 0.126
2000-12-29 | 0.126 | 0.126 | 0.126
2000-12-30 | 0.126 | 0.126
2000-12-31 | 0.126 | 0.126
2001-01-01 | 0.126 | 0.126
2001-01-02 | 0.126 | 0.126
2001-01-03 | 0.126
2001-01-04 | 0.126
2001-01-05 | 0.126 | 0.126
2001-01-06 | 0.126 | 0.126
2001-01-07 | 0.126 | 0.126
2001-01-08 | 0.126 | 0.126
2001-01-09 | 0.126 | 0.126
2001-01-10 | 0.126 | 0.126
2001-01-11 | 0.126 | 0.126
2001-01-12 | 0.126 | 0.126 | 0.126
2001-01-13 | 0.126 | 0.126 | 0.126
2001-01-14 | 0.126 | 0.126 | 0.126
2001-01-15 | 0.126 | 0.126
2001-01-16 | 0.126 | 0.126 | 0.126
2001-01-17 | 0.126 | 0.126
2001-01-18 | 0.126 | 0.126 | 0.126
2001-01-19 | 0.126 | 0.126
2001-01-20 | 0.126 | 0.126
2001-01-21 | 0.126 | 0.126 | 0.126
2001-01-22 | 0.126 | 0.126 | 0.126
2001-01-23 | 0.126 | 0.126
2001-01-24 | 0.126 | 0.126
2001-01-25 | 0.126 | 0.126
2001-01-26 | 0.126 | 0.126
2001-01-27 | 0.126 | 0.126
2001-01-28 | 0.126 | 0.126
2001-01-29 | 0.126 | 0.126
2001-01-30 | 0.126 | 0.126
2001-01-31 | 0.126 | 0.126
2001-02-01 | 0.126 | 0.126
2001-02-02 | 0.126 | 0.126
2001-02-03 | 0.126 | 0.126
2001-02-04 | 0.126 | 0.126
2001-02-05 | 0.126 | 0.126
2001-02-06 | 0.126 | 0.126
2001-02-07 | 0.126 | 0.126
2001-02-08 | 0.126 | 0.126
2001-02-09 | 0.126 | 0.126
2001-02-10 | 0.126
2001-02-11 | 0.126
2001-02-12
2001-02-13
2001-02-14
2001-02-15
2001-02-16 | 0.126
2001-02-17 | 0.126 | 0.126
2001-02-18 | 0.126 | 0.126
2001-02-19 | 0.126 | 0.126
2001-02-20 | 0.126 | 0.126
2001-02-21 | 0.126 | 0.126
2001-02-22 | 0.126 | 0.126
2001-02-23 | 0.126 | 0.126
2001-02-24 | 0.126 | 0.126
2001-02-25 | 0.126 | 0.126
2001-02-26 | 0.126 | 0.126
2001-02-27 | 0.126 | 0.126
2001-02-28 | 0.126 | 0.126
2001-03-01 | 0.126 | 0.126
2001-03-02 | 0.126 | 0.126
2001-03-03 | 0.126 | 0.126
2001-03-04 | 0.126 | 0.126
2001-03-05 | 0.126 | 0.126
2001-03-06 | 0.126 | 0.126
2001-03-07 | 0.126 | 0.126
2001-03-08 | 0.126 | 0.126
2001-03-09 | 0.126 | 0.126
2001-03-10 | 0.126 | 0.126
2001-03-11 | 0.126 | 0.126
2001-03-12 | 0.126 | 0.126
2001-03-13 | 0.126 | 0.126
2001-03-14 | 0.126 | 0.126
2001-03-15 | 0.126 | 0.126
2001-03-16 | 0.126 | 0.126
2001-03-17 | 0.126 | 0.126
2001-03-18 | 0.126 | 0.126
2001-03-19 | 0.126 | 0.126
2001-03-20 | 0.126 | 0.126
2001-03-21 | 0.126 | 0.126
2001-03-22 | 0.126 | 0.126
2001-03-23 | 0.126 | 0.126
2001-03-24 | 0.126 | 0.126
2001-03-25 | 0.126 | 0.126
2001-03-26 | 0.126 | 0.126
2001-03-27 | 0.126 | 0.126
2001-03-28 | 0.126 | 0.126
2001-03-29 | 0.126 | 0.126
2001-03-30 | 0.126 | 0.126
2001-03-31 | 0.126 | 0.126
2001-04-01 | 0.126 | 0.126
2001-04-02 | 0.126 | 0.126
2001-04-03 | 0.126 | 0.126
2001-04-04 | 0.126 | 0.126
2001-04-05 | 0.126 | 0.126
2001-04-06 | 0.126 | 0.126
2001-04-07 | 0.126 | 0.126
2001-04-08 | 0.126 | 0.126
2001-04-09 | 0.126 | 0.126
2001-04-10 | 0.126 | 0.126
2001-04-11 | 0.126 | 0.126
2001-04-12 | 0.126 | 0.126
2001-04-13 | 0.126 | 0.126
2001-04-14 | 0.126 | 0.126
2001-04-15 | 0.126 | 0.126
2001-04-16 | 0.126 | 0.126
2001-04-17 | 0.126 | 0.126
2001-04-18 | 0.126 | 0.126
2001-04-19 | 0.126 | 0.126
2001-04-20 | 0.126 | 0.126
2001-04-21 | 0.126 | 0.126
2001-04-22 | 0.126 | 0.126
2001-04-23 | 0.126 | 0.126
2001-04-24 | 0.126 | 0.126
2001-04-25 | 0.126 | 0.126
2001-04-26 | 0.126 | 0.126
2001-04-27 | 0.126 | 0.126
2001-04-28 | 0.126 | 0.126
2001-04-29 | 0.126 | 0.126
2001-04-30 | 0.126 | 0.126
2001-05-01 | 0.126 | 0.126
2001-05-02 | 0.126 | 0.126
2001-05-03 | 0.126 | 0.126 | 0.126
2001-05-04 | 0.126 | 0.126 | 0.126
2001-05-05 | 0.126 | 0.126 | 0.126
2001-05-06 | 0.126 | 0.126
2001-05-07 | 0.126 | 0.126
2001-05-08 | 0.126 | 0.126
2001-05-09 | 0.126 | 0.126
2001-05-10 | 0.126 | 0.126 | 0.126
2001-05-11 | 0.126 | 0.126 | 0.126
2001-05-12 | 0.126 | 0.126 | 0.126
2001-05-13 | 0.126 | 0.126 | 0.126
2001-05-14 | 0.126 | 0.126 | 0.126
2001-05-15 | 0.126 | 0.126 | 0.126
2001-05-16 | 0.126 | 0.126 | 0.126
2001-05-17 | 0.126 | 0.126 | 0.126
2001-05-18 | 0.126 | 0.126 | 0.126
2001-05-19 | 0.126 | 0.126 | 0.126
2001-05-20 | 0.126 | 0.126 | 0.126
2001-05-21 | 0.126 | 0.126 | 0.126
2001-05-22 | 0.126 | 0.126 | 0.126
2001-05-23 | 0.126 | 0.126 | 0.126
2001-05-24 | 0.126 | 0.126 | 0.126
2001-05-25 | 0.126 | 0.126 | 0.126
2001-05-26 | 0.126 | 0.126 | 0.126
2001-05-27 | 0.126 | 0.126 | 0.126
2001-05-28 | 0.126 | 0.126
2001-05-29 | 0.126 | 0.126
2001-05-30 | 0.126 | 0.126 | 0.126
2001-05-31 | 0.126 | 0.126 | 0.126
2001-06-01 | 0.126 | 0.126 | 0.126
2001-06-02 | 0.126 | 0.126 | 0.126
2001-06-03 | 0.126 | 0.126 | 0.126
2001-06-04 | 0.126 | 0.126 | 0.126
2001-06-05 | 0.126 | 0.126 | 0.126
2001-06-06 | 0.126 | 0.126 | 0.126
2001-06-07 | 0.126 | 0.126 | 0.126
2001-06-08 | 0.126 | 0.126 | 0.126
2001-06-09 | 0.126 | 0.126 | 0.126
2001-06-10 | 0.126 | 0.126 | 0.126
2001-06-11 | 0.126 | 0.126 | 0.126
2001-06-12 | 0.126 | 0.126 | 0.126
2001-06-13 | 0.126 | 0.126 | 0.126
2001-06-14 | 0.126 | 0.126 | 0.126
2001-06-15 | 0.126 | 0.126 | 0.126
2001-06-16 | 0.126 | 0.126 | 0.126
2001-06-17 | 0.126 | 0.126 | 0.126
2001-06-18 | 0.126 | 0.126 | 0.126
2001-06-19 | 0.126 | 0.126 | 0.126
2001-06-20 | 0.126 | 0.126 | 0.126
2001-06-21 | 0.126 | 0.126 | 0.126
2001-06-22 | 0.126 | 0.126 | 0.126
2001-06-23 | 0.126 | 0.126 | 0.126
2001-06-24 | 0.126 | 0.126 | 0.126
2001-06-25 | 0.126 | 0.126 | 0.126
2001-06-26 | 0.126 | 0.126 | 0.126
2001-06-27 | 0.126 | 0.126 | 0.126
2001-06-28 | 0.126 | 0.126 | 0.126
2001-06-29 | 0.126 | 0.126 | 0.126
2001-06-30 | 0.126 | 0.126 | 0.126
2001-07-01 | 0.126 | 0.126
2001-07-02 | 0.126 | 0.126 | 0.126
2001-07-03 | 0.126 | 0.126 | 0.126
2001-07-04 | 0.126 | 0.126 | 0.126
2001-07-05 | 0.126 | 0.126 | 0.126
2001-07-06 | 0.126 | 0.126 | 0.126
2001-07-07 | 0.126 | 0.126 | 0.126
2001-07-08 | 0.126 | 0.126 | 0.126
2001-07-09 | 0.126 | 0.126 | 0.126
2001-07-10 | 0.126 | 0.126 | 0.126
2001-07-11 | 0.126 | 0.126 | 0.126
2001-07-12 | 0.126 | 0.126 | 0.126
2001-07-13 | 0.126 | 0.126 | 0.126
2001-07-14 | 0.126 | 0.126 | 0.126
2001-07-15 | 0.126 | 0.126 | 0.126
2001-07-16 | 0.126 | 0.126
2001-07-17 | 0.126 | 0.126 | 0.126
2001-07-18 | 0.126 | 0.126 | 0.126
2001-07-19 | 0.126 | 0.126 | 0.126
2001-07-20 | 0.126 | 0.126 | 0.126
2001-07-21 | 0.126 | 0.126 | 0.126
2001-07-22 | 0.126 | 0.126 | 0.126
2001-07-23 | 0.126 | 0.126
2001-07-24 | 0.126 | 0.126 | 0.126
2001-07-25 | 0.126 | 0.126 | 0.126
2001-07-26 | 0.126 | 0.126 | 0.126
2001-07-27 | 0.126 | 0.126 | 0.126
2001-07-28 | 0.126 | 0.126 | 0.126
2001-07-29 | 0.126 | 0.126 | 0.126
2001-07-30 | 0.126 | 0.126
2001-07-31 | 0.126 | 0.126 | 0.126
2001-08-01 | 0.126 | 0.126 | 0.126
2001-08-02 | 0.126 | 0.126 | 0.126
2001-08-03 | 0.126 | 0.126 | 0.126
2001-08-04 | 0.126 | 0.126 | 0.126
2001-08-05 | 0.126 | 0.126 | 0.126
2001-08-06 | 0.126 | 0.126 | 0.126
2001-08-07 | 0.126 | 0.126
2001-08-08 | 0.126 | 0.126 | 0.126
2001-08-09 | 0.126 | 0.126 | 0.126
2001-08-10 | 0.126 | 0.126 | 0.126
2001-08-11 | 0.126 | 0.126 | 0.126
2001-08-12 | 0.126 | 0.126 | 0.126
2001-08-13 | 0.126 | 0.126 | 0.126
2001-08-14 | 0.126 | 0.126 | 0.126
2001-08-15 | 0.126 | 0.126 | 0.126
2001-08-16 | 0.126 | 0.126 | 0.126
2001-08-17 | 0.126 | 0.126 | 0.126
2001-08-18 | 0.126 | 0.126 | 0.126
2001-08-19 | 0.126 | 0.126 | 0.126
2001-08-20 | 0.126 | 0.126 | 0.126
2001-08-21 | 0.126 | 0.126 | 0.126
2001-08-22 | 0.126 | 0.126 | 0.126
2001-08-23 | 0.126 | 0.126 | 0.126
2001-08-24 | 0.126 | 0.126
2001-08-25 | 0.126 | 0.126 | 0.126
2001-08-26 | 0.126 | 0.126 | 0.126
2001-08-27 | 0.126 | 0.126 | 0.126
2001-08-28 | 0.126 | 0.126 | 0.126
2001-08-29 | 0.126 | 0.126 | 0.126
2001-08-30 | 0.126 | 0.126 | 0.126
2001-08-31 | 0.126 | 0.126 | 0.126
2001-09-01 | 0.126 | 0.126 | 0.126
2001-09-02 | 0.126 | 0.126 | 0.126
2001-09-03 | 0.126 | 0.126 | 0.126
2001-09-04 | 0.126 | 0.126 | 0.126
2001-09-05 | 0.126 | 0.126 | 0.126
2001-09-06 | 0.126 | 0.126 | 0.126
2001-09-07 | 0.126 | 0.126 | 0.126
2001-09-08 | 0.126 | 0.126 | 0.126
2001-09-09 | 0.126 | 0.126 | 0.126
2001-09-10 | 0.126 | 0.126 | 0.126
2001-09-11 | 0.126 | 0.126 | 0.126
2001-09-12 | 0.126 | 0.126 | 0.126
2001-09-13 | 0.126 | 0.126 | 0.126
2001-09-14 | 0.126 | 0.126 | 0.126
2001-09-15 | 0.126 | 0.126 | 0.126
2001-09-16 | 0.126 | 0.126 | 0.126
2001-09-17 | 0.126 | 0.126 | 0.126
2001-09-18 | 0.126 | 0.126 | 0.126
2001-09-19 | 0.126 | 0.126
2001-09-20 | 0.126 | 0.126 | 0.126
2001-09-21 | 0.126 | 0.126 | 0.126
2001-09-22 | 0.126 | 0.126 | 0.126
2001-09-23 | 0.126 | 0.126 | 0.126
2001-09-24 | 0.126 | 0.126
2001-09-25 | 0.126 | 0.126
2001-09-26 | 0.126 | 0.126
2001-09-27 | 0.126 | 0.126
2001-09-28 | 0.126 | 0.126
2001-09-29 | 0.126 | 0.126
2001-09-30 | 0.126 | 0.126
2001-10-01 | 0.126 | 0.126
2001-10-02 | 0.126 | 0.126
2001-10-03 | 0.126 | 0.126
2001-10-04 | 0.126 | 0.126 | 0.126
2001-10-05 | 0.126 | 0.126 | 0.126
2001-10-06 | 0.126 | 0.126 | 0.126
2001-10-07 | 0.126 | 0.126 | 0.126
2001-10-08 | 0.126 | 0.126 | 0.126
2001-10-09 | 0.126 | 0.126 | 0.126
2001-10-10 | 0.126 | 0.126 | 0.126
2001-10-11 | 0.126 | 0.126 | 0.126
2001-10-12 | 0.126 | 0.126 | 0.126
2001-10-13 | 0.126 | 0.126 | 0.126
2001-10-14 | 0.126 | 0.126 | 0.126
2001-10-15 | 0.126 | 0.126
2001-10-16 | 0.126 | 0.126 | 0.126
2001-10-17 | 0.126 | 0.126
2001-10-18 | 0.126 | 0.126 | 0.126
2001-10-19 | 0.126 | 0.126 | 0.126
2001-10-20 | 0.126 | 0.126 | 0.126
2001-10-21 | 0.126 | 0.126 | 0.126
2001-10-22 | 0.126 | 0.126
2001-10-23 | 0.126 | 0.126
2001-10-24 | 0.126 | 0.126
2001-10-25 | 0.126 | 0.126 | 0.126
2001-10-26 | 0.126 | 0.126 | 0.126
2001-10-27 | 0.126 | 0.126 | 0.126
2001-10-28 | 0.126 | 0.126 | 0.126
2001-10-29 | 0.126 | 0.126
2001-10-30 | 0.126 | 0.126 | 0.126
2001-10-31 | 0.126 | 0.126 | 0.126
2001-11-01 | 0.126 | 0.126 | 0.126
2001-11-02 | 0.126 | 0.126 | 0.126
2001-11-03 | 0.126 | 0.126 | 0.126
2001-11-04 | 0.126 | 0.126 | 0.126
2001-11-05 | 0.126 | 0.126
2001-11-06 | 0.126 | 0.126
2001-11-07 | 0.126 | 0.126 | 0.126
2001-11-08 | 0.126 | 0.126
2001-11-09 | 0.126 | 0.126 | 0.126
2001-11-10 | 0.126 | 0.126 | 0.126
2001-11-11 | 0.126 | 0.126
2001-11-12 | 0.126 | 0.126 | 0.126
2001-11-13 | 0.126 | 0.126
2001-11-14 | 0.126 | 0.126
2001-11-15 | 0.126 | 0.126 | 0.126
2001-11-16 | 0.126 | 0.126
2001-11-17 | 0.126 | 0.126
2001-11-18 | 0.126 | 0.126 | 0.126
2001-11-19 | 0.126 | 0.126
2001-11-20 | 0.126 | 0.126 | 0.126
2001-11-21 | 0.126 | 0.126
2001-11-22 | 0.126 | 0.126 | 0.126
2001-11-23 | 0.126 | 0.126
2001-11-24 | 0.126 | 0.126 | 0.126
2001-11-25 | 0.126 | 0.126
2001-11-26 | 0.126 | 0.126
2001-11-27 | 0.126 | 0.126
2001-11-28 | 0.126 | 0.126
2001-11-29 | 0.126 | 0.126 | 0.126
2001-11-30 | 0.126 | 0.126 | 0.126
2001-12-01 | 0.126 | 0.126
2001-12-02 | 0.126 | 0.126
2001-12-03 | 0.126 | 0.126
2001-12-04 | 0.126 | 0.126
2001-12-05 | 0.126 | 0.126
2001-12-06 | 0.126 | 0.126
2001-12-07 | 0.126 | 0.126
2001-12-08 | 0.126 | 0.126
2001-12-09 | 0.126 | 0.126
2001-12-10 | 0.126 | 0.126
2001-12-11 | 0.126 | 0.126
2001-12-12 | 0.126 | 0.126
2001-12-13 | 0.126 | 0.126
2001-12-14 | 0.126 | 0.126
2001-12-15 | 0.126 | 0.126
2001-12-16 | 0.126 | 0.126
2001-12-17 | 0.126 | 0.126
2001-12-18 | 0.126 | 0.126
2001-12-19 | 0.126 | 0.126
2001-12-20 | 0.126 | 0.126
2001-12-21 | 0.126 | 0.126
2001-12-22 | 0.126 | 0.126
2001-12-23 | 0.126 | 0.126
2001-12-24 | 0.126 | 0.126
2001-12-25 | 0.126 | 0.126
2001-12-26 | 0.126 | 0.126
2001-12-27 | 0.126 | 0.126
2001-12-28 | 0.126 | 0.126
2001-12-29 | 0.126 | 0.126
2001-12-30 | 0.126 | 0.126
2001-12-31 | 0.126 | 0.126
2002-01-01 | 0.126 | 0.126
2002-01-02 | 0.126 | 0.126
2002-01-03 | 0.126 | 0.126
2002-01-04 | 0.126 | 0.126 | 0.126
2002-01-05 | 0.126 | 0.126
2002-01-06 | 0.126 | 0.126
2002-01-07 | 0.126 | 0.126
2002-01-08 | 0.126 | 0.126
2002-01-09 | 0.126 | 0.126
2002-01-10 | 0.126 | 0.126
2002-01-11 | 0.126 | 0.126
2002-01-12 | 0.126 | 0.126 | 0.126
2002-01-13 | 0.126 | 0.126
2002-01-14 | 0.126 | 0.126
2002-01-15 | 0.126 | 0.126 | 0.126
2002-01-16 | 0.126 | 0.126
2002-01-17 | 0.126 | 0.126
2002-01-18 | 0.126 | 0.126
2002-01-19 | 0.126 | 0.126
2002-01-20 | 0.126 | 0.126
2002-01-21 | 0.126 | 0.126
2002-01-22 | 0.126 | 0.126
2002-01-23 | 0.126 | 0.126
2002-01-24 | 0.126 | 0.126
2002-01-25 | 0.126 | 0.126 | 0.126
2002-01-26 | 0.126 | 0.126 | 0.126
2002-01-27 | 0.126 | 0.126 | 0.126
2002-01-28 | 0.126 | 0.126
2002-01-29 | 0.126 | 0.126
2002-01-30 | 0.126 | 0.126
2002-01-31 | 0.126 | 0.126
2002-02-01 | 0.126 | 0.126
2002-02-02 | 0.126 | 0.126
2002-02-03 | 0.126 | 0.126
2002-02-04 | 0.126 | 0.126
2002-02-05 | 0.126 | 0.126
2002-02-06 | 0.126 | 0.126
2002-02-07 | 0.126 | 0.126
2002-02-08 | 0.126 | 0.126
2002-02-09 | 0.126 | 0.126
2002-02-10 | 0.126 | 0.126
2002-02-11 | 0.126 | 0.126
2002-02-12 | 0.126 | 0.126
2002-02-13 | 0.126 | 0.126
2002-02-14 | 0.126 | 0.126
2002-02-15 | 0.126 | 0.126
2002-02-16 | 0.126 | 0.126
2002-02-17 | 0.126 | 0.126
2002-02-18 | 0.126 | 0.126
2002-02-19 | 0.126 | 0.126
2002-02-20 | 0.126 | 0.126
2002-02-21 | 0.126 | 0.126
2002-02-22 | 0.126 | 0.126
2002-02-23 | 0.126 | 0.126
2002-02-24 | 0.126 | 0.126
2002-02-25 | 0.126 | 0.126
2002-02-26 | 0.126 | 0.126
2002-02-27 | 0.126 | 0.126
2002-02-28 | 0.126 | 0.126
2002-03-01 | 0.126 | 0.126
2002-03-02 | 0.126 | 0.126
2002-03-03 | 0.126 | 0.126
2002-03-04 | 0.126 | 0.126
2002-03-05 | 0.126 | 0.126 | 0.126
2002-03-06 | 0.126 | 0.126
2002-03-07 | 0.126 | 0.126
2002-03-08 | 0.126 | 0.126
2002-03-09 | 0.126 | 0.126
2002-03-10 | 0.126 | 0.126
2002-03-11 | 0.126 | 0.126
2002-03-12 | 0.126 | 0.126
2002-03-13 | 0.126 | 0.126
2002-03-14 | 0.126 | 0.126
2002-03-15 | 0.126 | 0.126
2002-03-16 | 0.126 | 0.126
2002-03-17 | 0.126 | 0.126
2002-03-18 | 0.126 | 0.126
2002-03-19 | 0.126 | 0.126
2002-03-20 | 0.126 | 0.126
2002-03-21 | 0.126 | 0.126
2002-03-22 | 0.126 | 0.126
2002-03-23 | 0.126 | 0.126
2002-03-24 | 0.126 | 0.126
2002-03-25 | 0.126 | 0.126
2002-03-26 | 0.126 | 0.126
2002-03-27 | 0.126 | 0.126
2002-03-28 | 0.126 | 0.126
2002-03-29 | 0.126 | 0.126
2002-03-30 | 0.126 | 0.126
2002-03-31 | 0.126 | 0.126
2002-04-01 | 0.126 | 0.126
2002-04-02 | 0.126 | 0.126
2002-04-03 | 0.126 | 0.126
2002-04-04 | 0.126 | 0.126
2002-04-05 | 0.126 | 0.126
2002-04-06 | 0.126 | 0.126
2002-04-07 | 0.126 | 0.126
2002-04-08 | 0.126
2002-04-09 | 0.126
2002-04-10 | 0.126
2002-04-11 | 0.126
2002-04-12 | 0.126
2002-04-13 | 0.126
2002-04-14 | 0.126
2002-04-15 | 0.126
2002-04-16 | 0.126
2002-04-17 | 0.126
2002-04-18 | 0.126
2002-04-19 | 0.126
2002-04-20 | 0.126
2002-04-21 | 0.126
2002-04-22 | 0.126
2002-04-23
2002-04-24
2002-04-25
2002-04-26 | 0.126
2002-04-27 | 0.126
2002-04-28 | 0.126
2002-04-29 | 0.126
2002-04-30 | 0.126
2002-05-01 | 0.126
2002-05-02 | 0.126
2002-05-03 | 0.126
2002-05-04 | 0.126
2002-05-05 | 0.126
2002-05-06 | 0.126
2002-05-07 | 0.126
2002-05-08 | 0.126
2002-05-09 | 0.126
2002-05-10 | 0.126
2002-05-11 | 0.126
2002-05-12 | 0.126
2002-05-13 | 0.126
2002-05-14 | 0.126
2002-05-15 | 0.126
2002-05-16 | 0.126
2002-05-17 | 0.126
2002-05-18 | 0.126 | 0.126
2002-05-19 | 0.126
2002-05-20 | 0.126
2002-05-21 | 0.126
2002-05-22 | 0.126
2002-05-23 | 0.126
2002-05-24 | 0.126
2002-05-25 | 0.126
2002-05-26 | 0.126
2002-05-27 | 0.126
2002-05-28 | 0.126
2002-05-29 | 0.126
2002-05-30 | 0.126 | 0.126
2002-05-31 | 0.126
2002-06-01 | 0.126
2002-06-02 | 0.126
2002-06-03 | 0.126
2002-06-04 | 0.126
2002-06-05 | 0.126
2002-06-06 | 0.126
2002-06-07 | 0.126
2002-06-08 | 0.126
2002-06-09 | 0.126
2002-06-10 | 0.126
2002-06-11 | 0.126 | 0.126
2002-06-12 | 0.126
2002-06-13 | 0.126
2002-06-14 | 0.126
2002-06-15 | 0.126
2002-06-16 | 0.126
2002-06-17 | 0.126
2002-06-18 | 0.126
2002-06-19 | 0.126
2002-06-20 | 0.126
2002-06-21 | 0.126
2002-06-22 | 0.126
2002-06-23 | 0.126
2002-06-24 | 0.126
2002-06-25 | 0.126 | 0.126
2002-06-26 | 0.126 | 0.126
2002-06-27 | 0.126 | 0.126
2002-06-28 | 0.126
2002-06-29 | 0.126
2002-06-30 | 0.126
2002-07-01 | 0.126
2002-07-02 | 0.126 | 0.126
2002-07-03 | 0.126 | 0.126
2002-07-04 | 0.126
2002-07-05 | 0.126
2002-07-06 | 0.126
2002-07-07 | 0.126
2002-07-08 | 0.126
2002-07-09 | 0.126 | 0.126
2002-07-10 | 0.126
2002-07-11 | 0.126
2002-07-12 | 0.126
2002-07-13 | 0.126 | 0.126
2002-07-14 | 0.126 | 0.126
2002-07-15 | 0.126
2002-07-16 | 0.126
2002-07-17 | 0.126
2002-07-18 | 0.126
2002-07-19 | 0.126
2002-07-20 | 0.126
2002-07-21 | 0.126
2002-07-22 | 0.126 | 0.126
2002-07-23 | 0.126
2002-07-24 | 0.126 | 0.126
2002-07-25 | 0.126
2002-07-26 | 0.126
2002-07-27 | 0.126
2002-07-28 | 0.126
2002-07-29 | 0.126
2002-07-30 | 0.126
2002-07-31 | 0.126
2002-08-01 | 0.126
2002-08-02 | 0.126
2002-08-03 | 0.126
2002-08-04 | 0.126
2002-08-05 | 0.126
2002-08-06 | 0.126
2002-08-07 | 0.126
2002-08-08 | 0.126
2002-08-09 | 0.126
2002-08-10 | 0.126
2002-08-11 | 0.126
2002-08-12 | 0.126
2002-08-13 | 0.126 | 0.126
2002-08-14 | 0.126 | 0.126 | 0.126
2002-08-15 | 0.126 | 0.126
2002-08-16 | 0.126 | 0.126 | 0.126
2002-08-17 | 0.126 | 0.126 | 0.126
2002-08-18 | 0.126 | 0.126 | 0.126
2002-08-19 | 0.126 | 0.126
2002-08-20 | 0.126 | 0.126 | 0.126
2002-08-21 | 0.126 | 0.126
2002-08-22 | 0.126 | 0.126
2002-08-23 | 0.126 | 0.126
2002-08-24 | 0.126
2002-08-25 | 0.126
2002-08-26 | 0.126 | 0.126
2002-08-27 | 0.126
2002-08-28 | 0.126
2002-08-29 | 0.126
2002-08-30 | 0.126
2002-08-31 | 0.126
2002-09-01 | 0.126
2002-09-02 | 0.126
2002-09-03 | 0.126
2002-09-04 | 0.126
2002-09-05 | 0.126
2002-09-06 | 0.126
2002-09-07 | 0.126
2002-09-08 | 0.126
2002-09-09 | 0.126 | 0.126
2002-09-10 | 0.126 | 0.126 | 0.126
2002-09-11 | 0.126 | 0.126
2002-09-12 | 0.126 | 0.126
2002-09-13 | 0.126 | 0.126
2002-09-14 | 0.126 | 0.126
2002-09-15 | 0.126
2002-09-16 | 0.126 | 0.126
2002-09-17 | 0.126
2002-09-18 | 0.126
2002-09-19 | 0.126 | 0.126
2002-09-20 | 0.126
2002-09-21 | 0.126 | 0.126
2002-09-22 | 0.126
2002-09-23 | 0.126
2002-09-24 | 0.126
2002-09-25 | 0.126
2002-09-26 | 0.126
2002-09-27 | 0.126
2002-09-28 | 0.126 | 0.126
2002-09-29 | 0.126 | 0.126
2002-09-30 | 0.126 | 0.126
2002-10-01 | 0.126
2002-10-02 | 0.126 | 0.126
2002-10-03 | 0.126
2002-10-04 | 0.126
2002-10-05 | 0.126
2002-10-06 | 0.126 | 0.126
2002-10-07 | 0.126 | 0.126
2002-10-08 | 0.126
2002-10-09 | 0.126
2002-10-10 | 0.126
2002-10-11 | 0.126
2002-10-12 | 0.126 | 0.126
2002-10-13 | 0.126
2002-10-14 | 0.126 | 0.126
2002-10-15 | 0.126
2002-10-16 | 0.126
2002-10-17 | 0.126 | 0.126
2002-10-18 | 0.126
2002-10-19 | 0.126 | 0.126
2002-10-20 | 0.126
2002-10-21 | 0.126 | 0.126
2002-10-22 | 0.126 | 0.126
2002-10-23 | 0.126
2002-10-24 | 0.126
2002-10-25 | 0.126
2002-10-26 | 0.126
2002-10-27 | 0.126 | 0.126
2002-10-28 | 0.126 | 0.126
2002-10-29 | 0.126
2002-10-30 | 0.126
2002-10-31 | 0.126
2002-11-01 | 0.126
2002-11-02 | 0.126
2002-11-03 | 0.126
2002-11-04 | 0.126
2002-11-05 | 0.126
2002-11-06 | 0.126
2002-11-07 | 0.126
2002-11-08 | 0.126
2002-11-09 | 0.126
2002-11-10 | 0.126
2002-11-11 | 0.126
2002-11-12 | 0.126
2002-11-13 | 0.126
2002-11-14 | 0.126
2002-11-15 | 0.126
2002-11-16 | 0.126
2002-11-17 | 0.126 | 0.126
2002-11-18 | 0.126 | 0.126
2002-11-19 | 0.126
2002-11-20 | 0.126
2002-11-21 | 0.126
2002-11-22 | 0.126
2002-11-23 | 0.126
2002-11-24 | 0.126
2002-11-25 | 0.126
2002-11-26 | 0.126
2002-11-27 | 0.126
2002-11-28 | 0.126
2002-11-29 | 0.126
2002-11-30 | 0.126
2002-12-01 | 0.126
2002-12-02 | 0.126
2002-12-03 | 0.126
2002-12-04 | 0.126 | 0.126
2002-12-05 | 0.126 | 0.126
2002-12-06 | 0.126 | 0.126
2002-12-07 | 0.126 | 0.126
2002-12-08 | 0.126 | 0.126
2002-12-09 | 0.126 | 0.126
2002-12-10 | 0.126 | 0.126
2002-12-11 | 0.126 | 0.126
2002-12-12 | 0.126 | 0.126
2002-12-13 | 0.126 | 0.126
2002-12-14 | 0.126 | 0.126
2002-12-15 | 0.126 | 0.126 | 0.126
2002-12-16 | 0.126 | 0.126
2002-12-17 | 0.126 | 0.126
2002-12-18 | 0.126 | 0.126
2002-12-19 | 0.126 | 0.126
2002-12-20 | 0.126 | 0.126
2002-12-21 | 0.126 | 0.126
2002-12-22 | 0.126 | 0.126
2002-12-23 | 0.126 | 0.126
2002-12-24 | 0.126 | 0.126
2002-12-25 | 0.126 | 0.126
2002-12-26 | 0.126 | 0.126
2002-12-27 | 0.126 | 0.126
2002-12-28 | 0.126 | 0.126
2002-12-29 | 0.126 | 0.126
2002-12-30 | 0.126 | 0.126
2002-12-31 | 0.126 | 0.126
2003-01-01 | 0.126 | 0.126
2003-01-02 | 0.126 | 0.126 | 0.126
2003-01-03 | 0.126 | 0.126
2003-01-04 | 0.126 | 0.126
2003-01-05 | 0.126 | 0.126
2003-01-06 | 0.126 | 0.126
2003-01-07 | 0.126 | 0.126
2003-01-08 | 0.126 | 0.126
2003-01-09 | 0.126 | 0.126 | 0.126
2003-01-10 | 0.126 | 0.126
2003-01-11 | 0.126 | 0.126
2003-01-12 | 0.126 | 0.126
2003-01-13 | 0.126 | 0.126
2003-01-14 | 0.126 | 0.126
2003-01-15 | 0.126 | 0.126 | 0.126
2003-01-16 | 0.126 | 0.126 | 0.126
2003-01-17 | 0.126 | 0.126
2003-01-18 | 0.126 | 0.126
2003-01-19 | 0.126 | 0.126
2003-01-20 | 0.126 | 0.126
2003-01-21 | 0.126 | 0.126
2003-01-22 | 0.126 | 0.126
2003-01-23 | 0.126 | 0.126
2003-01-24 | 0.126 | 0.126
2003-01-25 | 0.126 | 0.126
2003-01-26 | 0.126 | 0.126 | 0.126
2003-01-27 | 0.126 | 0.126 | 0.126
2003-01-28 | 0.126 | 0.126
2003-01-29 | 0.126 | 0.126
2003-01-30 | 0.126 | 0.126
2003-01-31 | 0.126 | 0.126
2003-02-01 | 0.126 | 0.126
2003-02-02 | 0.126 | 0.126
2003-02-03 | 0.126 | 0.126
2003-02-04 | 0.126 | 0.126
2003-02-05 | 0.126 | 0.126
2003-02-06 | 0.126 | 0.126
2003-02-07 | 0.126 | 0.126
2003-02-08 | 0.126 | 0.126
2003-02-09 | 0.126 | 0.126
2003-02-10 | 0.126 | 0.126
2003-02-11 | 0.126 | 0.126
2003-02-12 | 0.126 | 0.126
2003-02-13 | 0.126 | 0.126
2003-02-14 | 0.126 | 0.126
2003-02-15 | 0.126 | 0.126
2003-02-16 | 0.126 | 0.126
2003-02-17 | 0.126 | 0.126
2003-02-18 | 0.126 | 0.126
2003-02-19 | 0.126 | 0.126
2003-02-20 | 0.126 | 0.126
2003-02-21 | 0.126 | 0.126
2003-02-22 | 0.126 | 0.126
2003-02-23 | 0.126 | 0.126
2003-02-24 | 0.126 | 0.126
2003-02-25 | 0.126 | 0.126
2003-02-26 | 0.126 | 0.126
2003-02-27 | 0.126 | 0.126
2003-02-28 | 0.126 | 0.126
2003-03-01 | 0.126 | 0.126
2003-03-02 | 0.126 | 0.126
2003-03-03 | 0.126 | 0.126
2003-03-04 | 0.126 | 0.126
2003-03-05 | 0.126 | 0.126
2003-03-06 | 0.126 | 0.126
2003-03-07 | 0.126 | 0.126
2003-03-08 | 0.126 | 0.126 | 0.126
2003-03-09 | 0.126 | 0.126 | 0.126
2003-03-10 | 0.126 | 0.126
2003-03-11 | 0.126 | 0.126 | 0.126
2003-03-12 | 0.126 | 0.126 | 0.126
2003-03-13 | 0.126 | 0.126 | 0.126
2003-03-14 | 0.126 | 0.126 | 0.126
2003-03-15 | 0.126 | 0.126 | 0.126
2003-03-16 | 0.126 | 0.126
2003-03-17 | 0.126 | 0.126
2003-03-18 | 0.36 | 0.36 | 0.36 | 0.36
2003-03-19 | 0.36 | 0.36 | 0.36 | 0.36
2003-03-20 | 0.36 | 0.36 | 0.36 | 0.36
2003-03-21 | 0.36 | 0.36 | 0.36 | 0.36
2003-03-22 | 0.36 | 0.36 | 0.36 | 0.36
2003-03-23 | 0.36 | 0.36 | 0.36 | 0.36
2003-03-24 | 0.36 | 0.36 | 0.36 | 0.36
2003-03-25 | 0.126 | 0.126 | 0.126
2003-03-26 | 0.126 | 0.126
2003-03-27 | 0.126 | 0.126 | 0.126
2003-03-28 | 0.126 | 0.126
2003-03-29 | 0.126 | 0.126
2003-03-30 | 0.126 | 0.126
2003-03-31 | 0.126 | 0.126
2003-04-01 | 0.126 | 0.126
2003-04-02 | 0.126 | 0.126
2003-04-03 | 0.126 | 0.126
2003-04-04 | 0.126 | 0.126
2003-04-05 | 0.126 | 0.126
2003-04-06 | 0.126 | 0.126
2003-04-07 | 0.126 | 0.126
2003-04-08 | 0.126 | 0.126 | 0.126
2003-04-09 | 0.126 | 0.126 | 0.126
2003-04-10 | 0.126 | 0.126 | 0.126
2003-04-11 | 0.126 | 0.126 | 0.126
2003-04-12 | 0.126 | 0.126 | 0.126
2003-04-13 | 0.126 | 0.126 | 0.126
2003-04-14 | 0.126 | 0.126 | 0.126
2003-04-15 | 0.126 | 0.126 | 0.126
2003-04-16 | 0.126 | 0.126 | 0.126
2003-04-17 | 0.126 | 0.126
2003-04-18 | 0.126 | 0.126 | 0.126
2003-04-19 | 0.126 | 0.126 | 0.126
2003-04-20 | 0.126 | 0.126
2003-04-21 | 0.126 | 0.126
2003-04-22 | 0.126 | 0.126 | 0.126
2003-04-23 | 0.126 | 0.126
2003-04-24 | 0.126 | 0.126
2003-04-25 | 0.126 | 0.126
2003-04-26 | 0.126 | 0.126
2003-04-27 | 0.126 | 0.126 | 0.126
2003-04-28 | 0.126 | 0.126
2003-04-29 | 0.126 | 0.126 | 0.126
2003-04-30 | 0.126 | 0.126 | 0.126
2003-05-01 | 0.126 | 0.126
2003-05-02 | 0.126 | 0.126
2003-05-03 | 0.126 | 0.126
2003-05-04 | 0.126 | 0.126
2003-05-05 | 0.126 | 0.126
2003-05-06 | 0.126 | 0.126
2003-05-07 | 0.126 | 0.126
2003-05-08 | 0.126 | 0.126
2003-05-09 | 0.126 | 0.126
2003-05-10 | 0.126 | 0.126
2003-05-11 | 0.126 | 0.126
2003-05-12 | 0.126 | 0.126
2003-05-13 | 0.126 | 0.126
2003-05-14 | 0.126 | 0.126
2003-05-15 | 0.126 | 0.126
2003-05-16 | 0.126 | 0.126
2003-05-17 | 0.126 | 0.126
2003-05-18 | 0.126 | 0.126
2003-05-19 | 0.126 | 0.126
2003-05-20 | 0.126 | 0.126
2003-05-21 | 0.126 | 0.126
2003-05-22 | 0.126 | 0.126
2003-05-23 | 0.126 | 0.126
2003-05-24 | 0.126 | 0.126
2003-05-25 | 0.126 | 0.126
2003-05-26 | 0.126 | 0.126
2003-05-27 | 0.126 | 0.126 | 0.126
2003-05-28 | 0.126 | 0.126
2003-05-29 | 0.126 | 0.126
2003-05-30 | 0.126 | 0.126 | 0.126
2003-05-31 | 0.126 | 0.126 | 0.126
2003-06-01 | 0.126 | 0.126 | 0.126
2003-06-02 | 0.126 | 0.126
2003-06-03 | 0.126 | 0.126 | 0.126
2003-06-04 | 0.126 | 0.126 | 0.126
2003-06-05 | 0.126 | 0.126 | 0.126
2003-06-06 | 0.126 | 0.126
2003-06-07 | 0.126 | 0.126 | 0.126
2003-06-08 | 0.126 | 0.126 | 0.126
2003-06-09 | 0.126 | 0.126
2003-06-10 | 0.126 | 0.126
2003-06-11 | 0.126 | 0.126 | 0.126
2003-06-12 | 0.126 | 0.126 | 0.126
2003-06-13 | 0.126 | 0.126
2003-06-14 | 0.126 | 0.126 | 0.126
2003-06-15 | 0.126 | 0.126 | 0.126
2003-06-16 | 0.126 | 0.126 | 0.126
2003-06-17 | 0.126 | 0.126 | 0.126
2003-06-18 | 0.126 | 0.126
2003-06-19 | 0.126 | 0.126
2003-06-20 | 0.126 | 0.126 | 0.126
2003-06-21 | 0.126 | 0.126 | 0.126
2003-06-22 | 0.126 | 0.126 | 0.126
2003-06-23 | 0.126 | 0.126 | 0.126
2003-06-24 | 0.126 | 0.126 | 0.126
2003-06-25 | 0.126 | 0.126
2003-06-26 | 0.126 | 0.126
2003-06-27 | 0.126 | 0.126
2003-06-28 | 0.126 | 0.126
2003-06-29 | 0.126 | 0.126 | 0.126
2003-06-30 | 0.126 | 0.126 | 0.126
2003-07-01 | 0.126 | 0.126 | 0.126
2003-07-02 | 0.126 | 0.126
2003-07-03 | 0.126 | 0.126 | 0.126
2003-07-04 | 0.126 | 0.126
2003-07-05 | 0.126 | 0.126
2003-07-06 | 0.126 | 0.126
2003-07-07 | 0.126 | 0.126 | 0.126
2003-07-08 | 0.126 | 0.126 | 0.126
2003-07-09 | 0.126 | 0.126 | 0.126
2003-07-10 | 0.126 | 0.126 | 0.126
2003-07-11 | 0.126 | 0.126
2003-07-12 | 0.126 | 0.126 | 0.126
2003-07-13 | 0.126 | 0.126 | 0.126
2003-07-14 | 0.126 | 0.126 | 0.126
2003-07-15 | 0.126 | 0.126 | 0.126
2003-07-16 | 0.126 | 0.126 | 0.126
2003-07-17 | 0.126 | 0.126 | 0.126
2003-07-18 | 0.126 | 0.126 | 0.126
2003-07-19 | 0.126 | 0.126 | 0.126
2003-07-20 | 0.126 | 0.126 | 0.126
2003-07-21 | 0.126 | 0.126 | 0.126
2003-07-22 | 0.126 | 0.126 | 0.126
2003-07-23 | 0.126 | 0.126 | 0.126
2003-07-24 | 0.126 | 0.126 | 0.126
2003-07-25 | 0.126 | 0.126 | 0.126
2003-07-26 | 0.126 | 0.126 | 0.126
2003-07-27 | 0.126 | 0.126 | 0.126
2003-07-28 | 0.126 | 0.126 | 0.126
2003-07-29 | 0.126 | 0.126 | 0.126
2003-07-30 | 0.126 | 0.126 | 0.126
2003-07-31 | 0.126 | 0.126 | 0.126
2003-08-01 | 0.126 | 0.126 | 0.126
2003-08-02 | 0.126 | 0.126 | 0.126
2003-08-03 | 0.126 | 0.126 | 0.126
2003-08-04 | 0.126 | 0.126 | 0.126
2003-08-05 | 0.126 | 0.126 | 0.126
2003-08-06 | 0.126 | 0.126
2003-08-07 | 0.126 | 0.126 | 0.126
2003-08-08 | 0.126 | 0.126 | 0.126
2003-08-09 | 0.126 | 0.126 | 0.126
2003-08-10 | 0.126 | 0.126 | 0.126
2003-08-11 | 0.126 | 0.126 | 0.126
2003-08-12 | 0.126 | 0.126 | 0.126
2003-08-13 | 0.126 | 0.126 | 0.126
2003-08-14 | 0.126 | 0.126 | 0.126
2003-08-15 | 0.126 | 0.126 | 0.126
2003-08-16 | 0.126 | 0.126 | 0.126
2003-08-17 | 0.126 | 0.126
2003-08-18 | 0.126 | 0.126
2003-08-19 | 0.126 | 0.126
2003-08-20 | 0.126 | 0.126
2003-08-21 | 0.126 | 0.126
2003-08-22 | 0.126 | 0.126
2003-08-23 | 0.126 | 0.126
2003-08-24 | 0.126 | 0.126
2003-08-25 | 0.126 | 0.126
2003-08-26 | 0.126 | 0.126
2003-08-27 | 0.126 | 0.126 | 0.126
2003-08-28 | 0.126 | 0.126 | 0.126
2003-08-29 | 0.126 | 0.126
2003-08-30 | 0.126 | 0.126
2003-08-31 | 0.126 | 0.126
2003-09-01 | 0.126 | 0.126
2003-09-02 | 0.126
2003-09-03 | 0.126 | 0.126
2003-09-04 | 0.126 | 0.126
2003-09-05 | 0.126 | 0.126
2003-09-06 | 0.126 | 0.126
2003-09-07 | 0.126 | 0.126
2003-09-08 | 0.126 | 0.126
2003-09-09 | 0.126 | 0.126
2003-09-10 | 0.126 | 0.126
2003-09-11 | 0.126 | 0.126
2003-09-12 | 0.126 | 0.126
2003-09-13 | 0.126 | 0.126
2003-09-14 | 0.126 | 0.126
2003-09-15 | 0.126 | 0.126
2003-09-16 | 0.126
2003-09-17 | 0.126
2003-09-18 | 0.126
2003-09-19 | 0.126 | 0.126
2003-09-20 | 0.126 | 0.126 | 0.126
2003-09-21 | 0.126 | 0.126
2003-09-22 | 0.126 | 0.126 | 0.126
2003-09-23 | 0.126 | 0.126
2003-09-24 | 0.126 | 0.126
2003-09-25 | 0.126
2003-09-26 | 0.126
2003-09-27 | 0.126
2003-09-28 | 0.126
2003-09-29 | 0.126
2003-09-30 | 0.126
2003-10-01 | 0.126
2003-10-02 | 0.126
2003-10-03 | 0.126
2003-10-04 | 0.126
2003-10-05 | 0.126
2003-10-06 | 0.126
2003-10-07 | 0.126
2003-10-08 | 0.126
2003-10-09 | 0.126
2003-10-10 | 0.126
2003-10-11 | 0.126
2003-10-12 | 0.126
2003-10-13 | 0.126
2003-10-14 | 0.126
2003-10-15 | 0.126
2003-10-16
2003-10-17 | 0.126
2003-10-18 | 0.126
2003-10-19 | 0.126
2003-10-20 | 0.126 | 0.126
2003-10-21 | 0.126 | 0.126
2003-10-22 | 0.126
2003-10-23 | 0.126
2003-10-24 | 0.126
2003-10-25 | 0.126 | 0.126
2003-10-26 | 0.126
2003-10-27 | 0.126 | 0.126
2003-10-28 | 0.126 | 0.126
2003-10-29 | 0.126 | 0.126
2003-10-30 | 0.126
2003-10-31 | 0.126 | 0.126
2003-11-01 | 0.126
2003-11-02 | 0.126 | 0.126
2003-11-03 | 0.126 | 0.126
2003-11-04 | 0.126 | 0.126
2003-11-05 | 0.126 | 0.126
2003-11-06 | 0.126 | 0.126
2003-11-07 | 0.126 | 0.126
2003-11-08 | 0.126 | 0.126
2003-11-09 | 0.126 | 0.126
2003-11-10 | 0.126 | 0.126
2003-11-11 | 0.126 | 0.126
2003-11-12 | 0.126 | 0.126
2003-11-13 | 0.126 | 0.126
2003-11-14 | 0.126
2003-11-15 | 0.126 | 0.126
2003-11-16 | 0.126 | 0.126 | 0.126
2003-11-17 | 0.126 | 0.126
2003-11-18 | 0.126 | 0.126
2003-11-19 | 0.126 | 0.126
2003-11-20 | 0.126 | 0.126
2003-11-21 | 0.126 | 0.126
2003-11-22 | 0.126 | 0.126
2003-11-23 | 0.126 | 0.126
2003-11-24 | 0.126 | 0.126
2003-11-25 | 0.126 | 0.126
2003-11-26 | 0.126 | 0.126
2003-11-27 | 0.126 | 0.126
2003-11-28 | 0.126 | 0.126
2003-11-29 | 0.126 | 0.126
2003-11-30 | 0.126 | 0.126
2003-12-01 | 0.126 | 0.126
2003-12-02 | 0.126 | 0.126
2003-12-03 | 0.126 | 0.126
2003-12-04 | 0.126 | 0.126
2003-12-05 | 0.126 | 0.126
2003-12-06 | 0.126 | 0.126
2003-12-07 | 0.126 | 0.126
2003-12-08 | 0.126 | 0.126
2003-12-09 | 0.126 | 0.126
2003-12-10 | 0.126 | 0.126
2003-12-11 | 0.126 | 0.126
2003-12-12 | 0.126 | 0.126
2003-12-13 | 0.126 | 0.126
2003-12-14 | 0.126 | 0.126
2003-12-15 | 0.126 | 0.126
2003-12-16 | 0.126 | 0.126
2003-12-17 | 0.126 | 0.126
2003-12-18 | 0.126 | 0.126
2003-12-19 | 0.126 | 0.126
2003-12-20 | 0.126 | 0.126
2003-12-21 | 0.126 | 0.126
2003-12-22 | 0.126 | 0.126
2003-12-23 | 0.126 | 0.126
2003-12-24 | 0.126 | 0.126
2003-12-25 | 0.126 | 0.126
2003-12-26 | 0.126 | 0.126
2003-12-27 | 0.126 | 0.126
2003-12-28 | 0.126 | 0.126
2003-12-29 | 0.126 | 0.126
2003-12-30 | 0.126 | 0.126
2003-12-31 | 0.126 | 0.126
2004-01-01 | 0.126 | 0.126
2004-01-02 | 0.126 | 0.126
2004-01-03 | 0.126 | 0.126
2004-01-04 | 0.126 | 0.126
2004-01-05 | 0.126 | 0.126
2004-01-06 | 0.126 | 0.126
2004-01-07 | 0.126 | 0.126
2004-01-08 | 0.126 | 0.126
2004-01-09 | 0.126 | 0.126
2004-01-10 | 0.126 | 0.126
2004-01-11 | 0.126 | 0.126
2004-01-12 | 0.126 | 0.126
2004-01-13 | 0.126 | 0.126
2004-01-14 | 0.126 | 0.126
2004-01-15 | 0.126 | 0.126
2004-01-16 | 0.126 | 0.126
2004-01-17 | 0.126 | 0.126
2004-01-18 | 0.126 | 0.126
2004-01-19 | 0.126 | 0.126
2004-01-20 | 0.126 | 0.126
2004-01-21 | 0.126 | 0.126
2004-01-22 | 0.126 | 0.126
2004-01-23 | 0.126 | 0.126
2004-01-24 | 0.126 | 0.126
2004-01-25 | 0.126 | 0.126
2004-01-26 | 0.126 | 0.126
2004-01-27 | 0.126 | 0.126 | 0.126
2004-01-28 | 0.126 | 0.126 | 0.126
2004-01-29 | 0.126 | 0.126
2004-01-30 | 0.126 | 0.126
2004-01-31 | 0.126 | 0.126
2004-02-01 | 0.126 | 0.126
2004-02-02 | 0.126 | 0.126
2004-02-03 | 0.126 | 0.126
2004-02-04 | 0.126 | 0.126
2004-02-05 | 0.126 | 0.126
2004-02-06 | 0.126 | 0.126
2004-02-07 | 0.126 | 0.126
2004-02-08 | 0.126 | 0.126
2004-02-09 | 0.126 | 0.126
2004-02-10 | 0.126 | 0.126 | 0.126
2004-02-11 | 0.126 | 0.126
2004-02-12 | 0.126 | 0.126 | 0.126
2004-02-13 | 0.126 | 0.126 | 0.126
2004-02-14 | 0.126 | 0.126 | 0.126
2004-02-15 | 0.126 | 0.126 | 0.126
2004-02-16 | 0.126 | 0.126
2004-02-17 | 0.126 | 0.126
2004-02-18 | 0.126 | 0.126
2004-02-19 | 0.126 | 0.126
2004-02-20 | 0.126 | 0.126
2004-02-21 | 0.126 | 0.126
2004-02-22 | 0.126 | 0.126
2004-02-23 | 0.126 | 0.126
2004-02-24 | 0.126 | 0.126
2004-02-25 | 0.126 | 0.126
2004-02-26 | 0.126 | 0.126
2004-02-27 | 0.126 | 0.126
2004-02-28 | 0.126 | 0.126
2004-02-29 | 0.126 | 0.126
2004-03-01 | 0.126 | 0.126
2004-03-02 | 0.126 | 0.126
2004-03-03 | 0.126 | 0.126
2004-03-04 | 0.126 | 0.126
2004-03-05 | 0.126 | 0.126
2004-03-06 | 0.126 | 0.126
2004-03-07 | 0.126 | 0.126
2004-03-08 | 0.126 | 0.126
2004-03-09 | 0.126 | 0.126
2004-03-10 | 0.126 | 0.126
2004-03-11 | 0.126 | 0.126
2004-03-12 | 0.126 | 0.126
2004-03-13 | 0.126 | 0.126
2004-03-14 | 0.126 | 0.126
2004-03-15 | 0.126 | 0.126 | 0.126
2004-03-16 | 0.126 | 0.126
2004-03-17 | 0.126 | 0.126
2004-03-18 | 0.126 | 0.126
2004-03-19 | 0.126 | 0.126
2004-03-20 | 0.126 | 0.126 | 0.126
2004-03-21 | 0.126 | 0.126
2004-03-22 | 0.126 | 0.126
2004-03-23 | 0.126 | 0.126
2004-03-24 | 0.126 | 0.126
2004-03-25 | 0.126 | 0.126
2004-03-26 | 0.126 | 0.126
2004-03-27 | 0.126 | 0.126
2004-03-28 | 0.126 | 0.126
2004-03-29 | 0.126 | 0.126
2004-03-30 | 0.126 | 0.126 | 0.126
2004-03-31 | 0.126 | 0.126
2004-04-01 | 0.126 | 0.126
2004-04-02 | 0.126 | 0.126
2004-04-03 | 0.126 | 0.126
2004-04-04 | 0.126 | 0.126
2004-04-05 | 0.126 | 0.126
2004-04-06 | 0.126 | 0.126
2004-04-07 | 0.126 | 0.126
2004-04-08 | 0.126 | 0.126
2004-04-09 | 0.126 | 0.126
2004-04-10 | 0.126 | 0.126
2004-04-11 | 0.126 | 0.126
2004-04-12 | 0.126 | 0.126
2004-04-13 | 0.126 | 0.126 | 0.126
2004-04-14 | 0.126 | 0.126 | 0.126
2004-04-15 | 0.126 | 0.126
2004-04-16 | 0.126 | 0.126
2004-04-17 | 0.126 | 0.126
2004-04-18 | 0.126 | 0.126
2004-04-19 | 0.126 | 0.126
2004-04-20 | 0.126 | 0.126
2004-04-21 | 0.126 | 0.126
2004-04-22 | 0.126 | 0.126
2004-04-23 | 0.126 | 0.126 | 0.126
2004-04-24 | 0.126 | 0.126 | 0.126
2004-04-25 | 0.126 | 0.126 | 0.126
2004-04-26 | 0.126 | 0.126
2004-04-27 | 0.126 | 0.126
2004-04-28 | 0.126 | 0.126
2004-04-29 | 0.126 | 0.126
2004-04-30 | 0.126 | 0.126
2004-05-01 | 0.126 | 0.126
2004-05-02 | 0.126 | 0.126
2004-05-03 | 0.126 | 0.126
2004-05-04 | 0.126 | 0.126
2004-05-05 | 0.126 | 0.126
2004-05-06 | 0.126 | 0.126
2004-05-07 | 0.126 | 0.126
2004-05-08 | 0.126 | 0.126
2004-05-09 | 0.126 | 0.126
2004-05-10 | 0.126 | 0.126
2004-05-11 | 0.126 | 0.126
2004-05-12 | 0.126 | 0.126
2004-05-13 | 0.126 | 0.126
2004-05-14 | 0.126 | 0.126
2004-05-15 | 0.126 | 0.126
2004-05-16 | 0.126 | 0.126
2004-05-17 | 0.126 | 0.126
2004-05-18 | 0.126 | 0.126
2004-05-19 | 0.126 | 0.126
2004-05-20 | 0.126 | 0.126
2004-05-21 | 0.126 | 0.126
2004-05-22 | 0.126 | 0.126
2004-05-23 | 0.126 | 0.126
2004-05-24 | 0.126 | 0.126
2004-05-25 | 0.126 | 0.126
2004-05-26 | 0.126 | 0.126
2004-05-27 | 0.126 | 0.126
2004-05-28 | 0.126 | 0.126
2004-05-29 | 0.126 | 0.126
2004-05-30 | 0.126 | 0.126
2004-05-31 | 0.126 | 0.126
2004-06-01 | 0.126 | 0.126
2004-06-02 | 0.126 | 0.126
2004-06-03 | 0.126 | 0.126
2004-06-04 | 0.126 | 0.126
2004-06-05 | 0.126 | 0.126
2004-06-06 | 0.126 | 0.126
2004-06-07 | 0.126 | 0.126
2004-06-08 | 0.126 | 0.126
2004-06-09 | 0.126 | 0.126
2004-06-10 | 0.126 | 0.126
2004-06-11 | 0.126 | 0.126
2004-06-12 | 0.126 | 0.126
2004-06-13 | 0.126 | 0.126
2004-06-14 | 0.126 | 0.126
2004-06-15 | 0.126 | 0.126
2004-06-16 | 0.126 | 0.126
2004-06-17 | 0.126 | 0.126
2004-06-18 | 0.126 | 0.126
2004-06-19 | 0.126 | 0.126
2004-06-20 | 0.126 | 0.126
2004-06-21 | 0.126 | 0.126
2004-06-22 | 0.126 | 0.126
2004-06-23 | 0.126 | 0.126
2004-06-24 | 0.126 | 0.126
2004-06-25 | 0.126 | 0.126
2004-06-26 | 0.126 | 0.126
2004-06-27 | 0.126 | 0.126
2004-06-28 | 0.126 | 0.126
2004-06-29 | 0.126 | 0.126
2004-06-30 | 0.126 | 0.126
2004-07-01 | 0.126 | 0.126
2004-07-02 | 0.126 | 0.126
2004-07-03 | 0.126 | 0.126
2004-07-04 | 0.126 | 0.126
2004-07-05 | 0.126 | 0.126
2004-07-06 | 0.126 | 0.126
2004-07-07 | 0.126 | 0.126
2004-07-08 | 0.126 | 0.126
2004-07-09 | 0.126 | 0.126
2004-07-10 | 0.126 | 0.126
2004-07-11 | 0.126 | 0.126
2004-07-12 | 0.126 | 0.126
2004-07-13 | 0.126 | 0.126
2004-07-14 | 0.126 | 0.126
2004-07-15 | 0.126 | 0.126
2004-07-16 | 0.126 | 0.126
2004-07-17 | 0.126 | 0.126
2004-07-18 | 0.126 | 0.126
2004-07-19 | 0.126 | 0.126

## LAMP HOURS
Train | 1 | 2 | 3 | 4
Reactor | 1 | 1 | 1 | 1
Bank | 1 | 1 | 1 | 1
| Train 1, Bank 1 | Train 2, Bank 1 | Train 3, Bank 1 | Train 4, Bank 1
Date/Time | Lamp Hours (hrs)
2000-01-01
2000-01-02 | 24 | 24 | 24
2000-01-03 | 48 | 48 | 24
2000-01-04 | 72 | 72 | 24
2000-01-05 | 96 | 96 | 24
2000-01-06 | 120 | 120 | 24
2000-01-07 | 144 | 144 | 24
2000-01-08 | 168 | 168 | 24
2000-01-09 | 192 | 192 | 24
2000-01-10 | 216 | 216 | 24
2000-01-11 | 240 | 240 | 24
2000-01-12 | 264 | 264 | 24
2000-01-13 | 288 | 288 | 48
2000-01-14 | 312 | 312 | 72
2000-01-15 | 336 | 336 | 72
2000-01-16 | 360 | 360 | 96
2000-01-17 | 384 | 384 | 120
2000-01-18 | 408 | 408 | 120
2000-01-19 | 432 | 432 | 144
2000-01-20 | 456 | 456 | 168
2000-01-21 | 480 | 480 | 192
2000-01-22 | 504 | 504 | 216
2000-01-23 | 528 | 528 | 240
2000-01-24 | 552 | 552 | 264
2000-01-25 | 576 | 576 | 288
2000-01-26 | 600 | 600 | 312
2000-01-27 | 624 | 624 | 336
2000-01-28 | 648 | 648 | 360
2000-01-29 | 672 | 672 | 384
2000-01-30 | 696 | 696 | 408
2000-01-31 | 720 | 720 | 432
2000-02-01 | 744 | 744 | 456
2000-02-02 | 768 | 768 | 480
2000-02-03 | 792 | 792 | 504
2000-02-04 | 816 | 816 | 528
2000-02-05 | 840 | 840 | 552
2000-02-06 | 864 | 864 | 576
2000-02-07 | 888 | 888 | 600
2000-02-08 | 912 | 912 | 624
2000-02-09 | 936 | 936 | 648
2000-02-10 | 960 | 960 | 672
2000-02-11 | 984 | 984 | 696
2000-02-12 | 1008 | 1008 | 720
2000-02-13 | 1032 | 1032 | 744
2000-02-14 | 1056 | 1056 | 768
2000-02-15 | 1080 | 1080 | 792
2000-02-16 | 1104 | 1104 | 816
2000-02-17 | 1128 | 1128 | 840
2000-02-18 | 1152 | 1152 | 864
2000-02-19 | 1176 | 1176 | 888
2000-02-20 | 1200 | 1200 | 912
2000-02-21 | 1224 | 1224 | 936
2000-02-22 | 1248 | 1248 | 960
2000-02-23 | 1272 | 1272 | 984
2000-02-24 | 1296 | 1296 | 1008
2000-02-25 | 1320 | 1320 | 1032
2000-02-26 | 1344 | 1344 | 1056
2000-02-27 | 1368 | 1368 | 1080
2000-02-28 | 1392 | 1392 | 1104
2000-02-29 | 1416 | 1416 | 1128
2000-03-01 | 1440 | 1440 | 1152
2000-03-02 | 1464 | 1464 | 1176
2000-03-03 | 1488 | 1488 | 1200
2000-03-04 | 1512 | 1512 | 1224
2000-03-05 | 1536 | 1536 | 1248
2000-03-06 | 1560 | 1560 | 1272
2000-03-07 | 1584 | 1584 | 1296
2000-03-08 | 1608 | 1608 | 1320
2000-03-09 | 1632 | 1632 | 1344
2000-03-10 | 1656 | 1656 | 1368
2000-03-11 | 1680 | 1680 | 1392
2000-03-12 | 1704 | 1704 | 1416
2000-03-13 | 1728 | 1728 | 1440
2000-03-14 | 1752 | 1752 | 1464
2000-03-15 | 1776 | 1776 | 1488
2000-03-16 | 1800 | 1800 | 1512
2000-03-17 | 1824 | 1824 | 1536
2000-03-18 | 1848 | 1848 | 1560
2000-03-19 | 1872 | 1872 | 1584
2000-03-20 | 1896 | 1896 | 1608
2000-03-21 | 1920 | 1920 | 1632
2000-03-22 | 1944 | 1944 | 1656
2000-03-23 | 1968 | 1968 | 1680
2000-03-24 | 1992 | 1992 | 1704
2000-03-25 | 2016 | 2016 | 1728
2000-03-26 | 2040 | 2040 | 1752
2000-03-27 | 2064 | 2064 | 1776
2000-03-28 | 2088 | 2088 | 1800
2000-03-29 | 2112 | 2112 | 1824
2000-03-30 | 2136 | 2136 | 1848
2000-03-31 | 2160 | 2160 | 1872
2000-04-01 | 2184 | 2184 | 1896
2000-04-02 | 2208 | 2208 | 1920
2000-04-03 | 2232 | 2232 | 1944
2000-04-04 | 2256 | 2256 | 1968
2000-04-05 | 2280 | 2280 | 1992
2000-04-06 | 2304 | 2304 | 2016
2000-04-07 | 2328 | 2328 | 2040
2000-04-08 | 2352 | 2352 | 2064
2000-04-09 | 2376 | 2376 | 2088
2000-04-10 | 2400 | 2400 | 2112
2000-04-11 | 2424 | 2424 | 2136
2000-04-12 | 2448 | 2448 | 2160
2000-04-13 | 2472 | 2472 | 2184
2000-04-14 | 2496 | 2496 | 2208
2000-04-15 | 2520 | 2520 | 2232
2000-04-16 | 2544 | 2544 | 2256
2000-04-17 | 2568 | 2568 | 2280
2000-04-18 | 2592 | 2592 | 2304
2000-04-19 | 2616 | 2616 | 2328
2000-04-20 | 2640 | 2640 | 2352
2000-04-21 | 2664 | 2664 | 2376
2000-04-22 | 2688 | 2688 | 2400
2000-04-23 | 2712 | 2712 | 2424
2000-04-24 | 2736 | 2736 | 2448
2000-04-25 | 2760 | 2760 | 2472
2000-04-26 | 2784 | 2784 | 2472
2000-04-27 | 2808 | 2808 | 2496
2000-04-28 | 2832 | 2832 | 2520
2000-04-29 | 2856 | 2856 | 2544
2000-04-30 | 2880 | 2880 | 2568
2000-05-01 | 2904 | 2904 | 2592
2000-05-02 | 2928 | 2928 | 2592
2000-05-03 | 2952 | 2952 | 2592
2000-05-04 | 2976 | 2976 | 2616
2000-05-05 | 3000 | 3000 | 2640
2000-05-06 | 3024 | 3024 | 2664
2000-05-07 | 3048 | 3048 | 2688
2000-05-08 | 3072 | 3072 | 2712
2000-05-09 | 3096 | 3096 | 2712
2000-05-10 | 3120 | 3120 | 2736
2000-05-11 | 3144 | 3144 | 2760
2000-05-12 | 3168 | 3168 | 2784
2000-05-13 | 3192 | 3192 | 2784
2000-05-14 | 3216 | 3216 | 2808
2000-05-15 | 3240 | 3240 | 2832
2000-05-16 | 3264 | 3264 | 2832
2000-05-17 | 3288 | 3288 | 2856
2000-05-18 | 3312 | 3312 | 2856
2000-05-19 | 3336 | 3336 | 2856
2000-05-20 | 3360 | 3360 | 2856
2000-05-21 | 3384 | 3384 | 2856
2000-05-22 | 3408 | 3408 | 2856
2000-05-23 | 3432 | 3432 | 2856
2000-05-24 | 3456 | 3456 | 2880
2000-05-25 | 3480 | 3480 | 2880
2000-05-26 | 3504 | 3504 | 2904
2000-05-27 | 3528 | 3528 | 2928
2000-05-28 | 3552 | 3552 | 2952
2000-05-29 | 3576 | 3576 | 2976
2000-05-30 | 3600 | 3600 | 2976
2000-05-31 | 3624 | 3624 | 3000
2000-06-01 | 3648 | 3648 | 3024
2000-06-02 | 3672 | 3672 | 3048
2000-06-03 | 3696 | 3696 | 3072
2000-06-04 | 3720 | 3720 | 3096
2000-06-05 | 3744 | 3744 | 3120
2000-06-06 | 3768 | 3768 | 3120
2000-06-07 | 3792 | 3792 | 3144
2000-06-08 | 3816 | 3816 | 3168
2000-06-09 | 3840 | 3840 | 3192
2000-06-10 | 3864 | 3864 | 3216
2000-06-11 | 3888 | 3888 | 3240
2000-06-12 | 3912 | 3912 | 3264
2000-06-13 | 3936 | 3936 | 3288
2000-06-14 | 3960 | 3960 | 3312
2000-06-15 | 3984 | 3984 | 3336
2000-06-16 | 4008 | 4008 | 3360
2000-06-17 | 4032 | 4032 | 3384
2000-06-18 | 4056 | 4056 | 3408
2000-06-19 | 4080 | 4080 | 3432
2000-06-20 | 4104 | 4104 | 3456
2000-06-21 | 4128 | 4128 | 3480
2000-06-22 | 4152 | 4152 | 3480
2000-06-23 | 4176 | 4176 | 3504
2000-06-24 | 4200 | 4200 | 3528
2000-06-25 | 4224 | 4224 | 3552
2000-06-26 | 4248 | 4248 | 3576
2000-06-27 | 4272 | 4272 | 3576
2000-06-28 | 4296 | 4296 | 3600
2000-06-29 | 4320 | 4320 | 3624
2000-06-30 | 4344 | 4344 | 3648
2000-07-01 | 4368 | 4368 | 3672
2000-07-02 | 4392 | 4392 | 3696
2000-07-03 | 4416 | 4416 | 3720
2000-07-04 | 4440 | 4440 | 3720
2000-07-05 | 4464 | 4464 | 3744
2000-07-06 | 4488 | 4488 | 3768
2000-07-07 | 4512 | 4512 | 3792
2000-07-08 | 4536 | 4536 | 3816
2000-07-09 | 4560 | 4560 | 3840
2000-07-10 | 4584 | 4584 | 3864
2000-07-11 | 4608 | 4608 | 3864
2000-07-12 | 4632 | 4632 | 3864
2000-07-13 | 4656 | 4656 | 3888
2000-07-14 | 4680 | 4680 | 3912
2000-07-15 | 4704 | 4704 | 3936
2000-07-16 | 4728 | 4728 | 3960
2000-07-17 | 4752 | 4752 | 3984
2000-07-18 | 4776 | 4776 | 3984
2000-07-19 | 4800 | 4800 | 4008
2000-07-20 | 4824 | 4824 | 4032
2000-07-21 | 4848 | 4848 | 4056
2000-07-22 | 4872 | 4872 | 4080
2000-07-23 | 4896 | 4896 | 4104
2000-07-24 | 4920 | 4920 | 4128
2000-07-25 | 4944 | 4944 | 4128
2000-07-26 | 4968 | 4968 | 4152
2000-07-27 | 4992 | 4992 | 4176
2000-07-28 | 5016 | 5016 | 4200
2000-07-29 | 5040 | 5040 | 4224
2000-07-30 | 5064 | 5064 | 4248
2000-07-31 | 5088 | 5088 | 4272
2000-08-01 | 5112 | 5112 | 4296
2000-08-02 | 5136 | 5136 | 4320
2000-08-03 | 5160 | 5160 | 4344
2000-08-04 | 5184 | 5184 | 4368
2000-08-05 | 5208 | 5208 | 4368
2000-08-06 | 5232 | 5232 | 4392
2000-08-07 | 5256 | 5256 | 4416
2000-08-08 | 5280 | 5280 | 4416
2000-08-09 | 5304 | 5304 | 4440
2000-08-10 | 5328 | 5328 | 4464
2000-08-11 | 5352 | 5352 | 4488
2000-08-12 | 5376 | 5376 | 4512
2000-08-13 | 5400 | 5400 | 4536
2000-08-14 | 5424 | 5424 | 4560
2000-08-15 | 5448 | 5448 | 4560
2000-08-16 | 5472 | 5472 | 4584
2000-08-17 | 5496 | 5496 | 4608
2000-08-18 | 5520 | 5520 | 4632
2000-08-19 | 5544 | 5544 | 4656
2000-08-20 | 5568 | 5568 | 4680
2000-08-21 | 5592 | 5592 | 4680
2000-08-22 | 5616 | 5616 | 4704
2000-08-23 | 5640 | 5640 | 4728
2000-08-24 | 5664 | 5664 | 4752
2000-08-25 | 5688 | 5688 | 4776
2000-08-26 | 5712 | 5712 | 4800
2000-08-27 | 5736 | 5736 | 4824
2000-08-28 | 5760 | 5760 | 4848
2000-08-29 | 5784 | 5784 | 4848
2000-08-30 | 5808 | 5808 | 4872
2000-08-31 | 5832 | 5832 | 4872
2000-09-01 | 5856 | 5856 | 4896
2000-09-02 | 5880 | 5880 | 4920
2000-09-03 | 5904 | 5904 | 4944
2000-09-04 | 5928 | 5928 | 4968
2000-09-05 | 5952 | 5952 | 4992
2000-09-06 | 5976 | 5976 | 4992
2000-09-07 | 6000 | 6000 | 5016
2000-09-08 | 6024 | 6024 | 5040
2000-09-09 | 6048 | 6048 | 5064
2000-09-10 | 6072 | 6072 | 5088
2000-09-11 | 6096 | 6096 | 5112
2000-09-12 | 6120 | 6120 | 5136
2000-09-13 | 6144 | 6144 | 5160
2000-09-14 | 6168 | 6168 | 5184
2000-09-15 | 6192 | 6192 | 5208
2000-09-16 | 6216 | 6216 | 5232
2000-09-17 | 6240 | 6240 | 5256
2000-09-18 | 6264 | 6264 | 5280
2000-09-19 | 6288 | 6288 | 5280
2000-09-20 | 6312 | 6312 | 5280
2000-09-21 | 6336 | 6336 | 5304
2000-09-22 | 6360 | 6360 | 5328
2000-09-23 | 6384 | 6384 | 5352
2000-09-24 | 6408 | 6408 | 5376
2000-09-25 | 6432 | 6432 | 5400
2000-09-26 | 6456 | 6456 | 5400
2000-09-27 | 6480 | 6480 | 5424
2000-09-28 | 6504 | 6504 | 5448
2000-09-29 | 6528 | 6528 | 5472
2000-09-30 | 6552 | 6552 | 5496
2000-10-01 | 6576 | 6576 | 5520
2000-10-02 | 6600 | 6600 | 5544
2000-10-03 | 6624 | 6624 | 5544
2000-10-04 | 6648 | 6648 | 5568 | 24
2000-10-05 | 6672 | 6672 | 5592 | 48
2000-10-06 | 6696 | 6696 | 5616 | 72
2000-10-07 | 6720 | 6720 | 5640 | 96
2000-10-08 | 6744 | 6744 | 5664 | 120
2000-10-09 | 6768 | 6768 | 5688 | 144
2000-10-10 | 6792 | 6792 | 5712 | 168
2000-10-11 | 6816 | 6816 | 5736 | 168
2000-10-12 | 6840 | 6840 | 5760 | 168
2000-10-13 | 6864 | 6864 | 5784 | 168
2000-10-14 | 6888 | 6888 | 5808 | 168
2000-10-15 | 6912 | 6912 | 5832 | 168
2000-10-16 | 6936 | 6936 | 5856 | 168
2000-10-17 | 6960 | 6960 | 5856 | 168
2000-10-18 | 6984 | 6984 | 5880 | 168
2000-10-19 | 7008 | 7008 | 5904 | 168
2000-10-20 | 7032 | 7032 | 5928 | 168
2000-10-21 | 7056 | 7056 | 5952 | 168
2000-10-22 | 7080 | 7080 | 5976 | 168
2000-10-23 | 7104 | 7104 | 6000 | 168
2000-10-24 | 7128 | 7128 | 6024 | 168
2000-10-25 | 7152 | 7152 | 6048 | 168
2000-10-26 | 7176 | 7176 | 6072 | 168
2000-10-27 | 7200 | 7200 | 6096 | 168
2000-10-28 | 7224 | 7224 | 6120 | 168
2000-10-29 | 7248 | 7248 | 6144 | 168
2000-10-30 | 7272 | 7272 | 6168 | 168
2000-10-31 | 7296 | 7296 | 6192 | 168
2000-11-01 | 7320 | 7320 | 6216 | 168
2000-11-02 | 7344 | 7344 | 6240 | 168
2000-11-03 | 7368 | 7368 | 6264 | 168
2000-11-04 | 7392 | 7392 | 6288 | 168
2000-11-05 | 7416 | 7416 | 6312 | 168
2000-11-06 | 7440 | 7440 | 6336 | 168
2000-11-07 | 7464 | 7464 | 6336 | 168
2000-11-08 | 7488 | 7488 | 6360 | 168
2000-11-09 | 7512 | 7512 | 6384 | 168
2000-11-10 | 7536 | 7536 | 6408 | 168
2000-11-11 | 7560 | 7560 | 6432 | 168
2000-11-12 | 7584 | 7584 | 6456 | 168
2000-11-13 | 7608 | 7608 | 6480 | 168
2000-11-14 | 7632 | 7632 | 6504 | 168
2000-11-15 | 7656 | 7656 | 6528 | 168
2000-11-16 | 7680 | 7680 | 6552 | 168
2000-11-17 | 7704 | 7704 | 6576 | 168
2000-11-18 | 7728 | 7728 | 6600 | 168
2000-11-19 | 7752 | 7752 | 6624 | 168
2000-11-20 | 7776 | 7776 | 6648 | 168
2000-11-21 | 7800 | 7800 | 6672 | 168
2000-11-22 | 7824 | 7824 | 6696 | 168
2000-11-23 | 7848 | 7848 | 6720 | 168
2000-11-24 | 7872 | 7872 | 6744 | 168
2000-11-25 | 7896 | 7896 | 6768 | 168
2000-11-26 | 7920 | 7920 | 6792 | 168
2000-11-27 | 7944 | 7944 | 6816 | 168
2000-11-28 | 7968 | 7968 | 6840 | 168
2000-11-29 | 7992 | 7992 | 6864 | 168
2000-11-30 | 8016 | 8016 | 6888 | 168
2000-12-01 | 8040 | 8040 | 6912 | 168
2000-12-02 | 8064 | 8064 | 6936 | 168
2000-12-03 | 8088 | 8088 | 6960 | 168
2000-12-04 | 8112 | 8112 | 6984 | 168
2000-12-05 | 8136 | 8136 | 7008 | 168
2000-12-06 | 8160 | 8160 | 7032 | 168
2000-12-07 | 8184 | 8184 | 7056 | 168
2000-12-08 | 8208 | 8208 | 7080 | 168
2000-12-09 | 8232 | 8232 | 7104 | 168
2000-12-10 | 8256 | 8256 | 7128 | 168
2000-12-11 | 8280 | 8280 | 7152 | 168
2000-12-12 | 8304 | 8304 | 7176 | 168
2000-12-13 | 8328 | 8328 | 7200 | 168
2000-12-14 | 8352 | 8352 | 7224 | 168
2000-12-15 | 8376 | 8376 | 7248 | 168
2000-12-16 | 8400 | 8400 | 7272 | 168
2000-12-17 | 8424 | 8424 | 7296 | 168
2000-12-18 | 8448 | 8448 | 7320 | 168
2000-12-19 | 8472 | 8472 | 7320 | 168
2000-12-20 | 8496 | 8496 | 7344 | 168
2000-12-21 | 8520 | 8520 | 7344 | 168
2000-12-22 | 8544 | 8544 | 7368 | 168
2000-12-23 | 8568 | 8568 | 7392 | 168
2000-12-24 | 8592 | 8592 | 7416 | 168
2000-12-25 | 8616 | 8616 | 7440 | 168
2000-12-26 | 8640 | 8640 | 7464 | 168
2000-12-27 | 8664 | 8664 | 7488 | 168
2000-12-28 | 8688 | 8688 | 7512 | 168
2000-12-29 | 8712 | 8712 | 7536 | 168
2000-12-30 | 8736 | 8736 | 7560 | 168
2000-12-31 | 8760 | 8760 | 7560 | 168
2001-01-01 | 8784 | 8784 | 7560 | 168
2001-01-02 | 8808 | 8808 | 7560 | 168
2001-01-03 | 8832 | 8832 | 7560 | 168
2001-01-04 | 8856 | 8832 | 7560 | 168
2001-01-05 | 8880 | 8832 | 7560 | 168
2001-01-06 | 8904 | 8856 | 7560 | 168
2001-01-07 | 8928 | 8880 | 7560 | 168
2001-01-08 | 8952 | 8904 | 7560 | 168
2001-01-09 | 8976 | 8928 | 7560 | 168
2001-01-10 | 9000 | 8952 | 7560 | 168
2001-01-11 | 9024 | 8976 | 7560 | 168
2001-01-12 | 9048 | 9000 | 7560 | 168
2001-01-13 | 9072 | 9024 | 7584 | 168
2001-01-14 | 9096 | 9048 | 7608 | 168
2001-01-15 | 9120 | 9072 | 7632 | 168
2001-01-16 | 9144 | 9096 | 7632 | 168
2001-01-17 | 9168 | 9120 | 7656 | 168
2001-01-18 | 9192 | 9144 | 7656 | 168
2001-01-19 | 9216 | 9168 | 7680 | 168
2001-01-20 | 9240 | 9192 | 7680 | 168
2001-01-21 | 9264 | 9216 | 7680 | 168
2001-01-22 | 9288 | 9240 | 7704 | 168
2001-01-23 | 9312 | 9264 | 7728 | 168
2001-01-24 | 9336 | 9288 | 7728 | 168
2001-01-25 | 9360 | 9312 | 7728 | 168
2001-01-26 | 9384 | 9336 | 7728 | 168
2001-01-27 | 9408 | 9360 | 7728 | 168
2001-01-28 | 9432 | 9384 | 7728 | 168
2001-01-29 | 9456 | 9408 | 7728 | 168
2001-01-30 | 9480 | 9432 | 7728 | 168
2001-01-31 | 9504 | 9456 | 7728 | 168
2001-02-01 | 9528 | 9480 | 7728 | 168
2001-02-02 | 9552 | 9504 | 7728 | 168
2001-02-03 | 9576 | 9528 | 7728 | 168
2001-02-04 | 9600 | 9552 | 7728 | 168
2001-02-05 | 9624 | 9576 | 7728 | 168
2001-02-06 | 9648 | 9600 | 7728 | 168
2001-02-07 | 9672 | 9624 | 7728 | 168
2001-02-08 | 9696 | 9648 | 7728 | 168
2001-02-09 | 9720 | 9672 | 7728 | 168
2001-02-10 | 9744 | 9696 | 7728 | 168
2001-02-11 | 9768 | 9696 | 7728 | 168
2001-02-12 | 9792 | 9696 | 7728 | 168
2001-02-13 | 9792 | 9696 | 7728 | 168
2001-02-14 | 9792 | 9696 | 7728 | 168
2001-02-15 | 9792 | 9696 | 7728 | 168
2001-02-16 | 9792 | 9696 | 7728 | 168
2001-02-17 | 9816 | 9696 | 7728 | 168
2001-02-18 | 9840 | 9720 | 7728 | 168
2001-02-19 | 9864 | 9744 | 7728 | 168
2001-02-20 | 9888 | 9768 | 7728 | 168
2001-02-21 | 9912 | 9792 | 7728 | 168
2001-02-22 | 9936 | 9816 | 7728 | 168
2001-02-23 | 9960 | 9840 | 7728 | 168
2001-02-24 | 9984 | 9864 | 7728 | 168
2001-02-25 | 10008 | 9888 | 7728 | 168
2001-02-26 | 10032 | 9912 | 7728 | 168
2001-02-27 | 10056 | 9936 | 7728 | 168
2001-02-28 | 10080 | 9960 | 7728 | 168
2001-03-01 | 10104 | 9984 | 7728 | 168
2001-03-02 | 10128 | 10008 | 7728 | 168
2001-03-03 | 10152 | 10032 | 7728 | 168
2001-03-04 | 10176 | 10056 | 7728 | 168
2001-03-05 | 10200 | 10080 | 7728 | 168
2001-03-06 | 10224 | 10104 | 7728 | 168
2001-03-07 | 10248 | 10128 | 7728 | 168
2001-03-08 | 10272 | 10152 | 7728 | 168
2001-03-09 | 10296 | 10176 | 7728 | 168
2001-03-10 | 10320 | 10200 | 7728 | 168
2001-03-11 | 10344 | 10224 | 7728 | 168
2001-03-12 | 10368 | 10248 | 7728 | 168
2001-03-13 | 10392 | 10272 | 7728 | 168
2001-03-14 | 10416 | 10296 | 7728 | 168
2001-03-15 | 10440 | 10320 | 7728 | 168
2001-03-16 | 10464 | 10344 | 7728 | 168
2001-03-17 | 10488 | 10368 | 7728 | 168
2001-03-18 | 10512 | 10392 | 7728 | 168
2001-03-19 | 10536 | 10416 | 7728 | 168
2001-03-20 | 10560 | 10440 | 7728 | 168
2001-03-21 | 10584 | 10464 | 7728 | 168
2001-03-22 | 10608 | 10488 | 7728 | 168
2001-03-23 | 10632 | 10512 | 7728 | 168
2001-03-24 | 10656 | 10536 | 7728 | 168
2001-03-25 | 10680 | 10560 | 7728 | 168
2001-03-26 | 10704 | 10584 | 7728 | 168
2001-03-27 | 10728 | 10608 | 7728 | 168
2001-03-28 | 10752 | 10632 | 7728 | 168
2001-03-29 | 10776 | 10656 | 7728 | 168
2001-03-30 | 10800 | 10680 | 7728 | 168
2001-03-31 | 10824 | 10704 | 7728 | 168
2001-04-01 | 10848 | 10728 | 7728 | 168
2001-04-02 | 10872 | 10752 | 7728 | 168
2001-04-03 | 10896 | 10776 | 7728 | 168
2001-04-04 | 10920 | 10800 | 7728 | 168
2001-04-05 | 10944 | 10824 | 7728 | 168
2001-04-06 | 10968 | 10848 | 7728 | 168
2001-04-07 | 10992 | 10872 | 7728 | 168
2001-04-08 | 11016 | 10896 | 7728 | 168
2001-04-09 | 11040 | 10920 | 7728 | 168
2001-04-10 | 11064 | 10944 | 7728 | 168
2001-04-11 | 11088 | 10968 | 7728 | 168
2001-04-12 | 11112 | 10992 | 7728 | 168
2001-04-13 | 11136 | 11016 | 7728 | 168
2001-04-14 | 11160 | 11040 | 7728 | 168
2001-04-15 | 11184 | 11064 | 7728 | 168
2001-04-16 | 11208 | 11088 | 7728 | 168
2001-04-17 | 11232 | 11112 | 7728 | 168
2001-04-18 | 11256 | 11136 | 7728 | 168
2001-04-19 | 11280 | 11160 | 7728 | 168
2001-04-20 | 11304 | 11184 | 7728 | 168
2001-04-21 | 11328 | 11208 | 7728 | 168
2001-04-22 | 11352 | 11232 | 7728 | 168
2001-04-23 | 11376 | 11256 | 7728 | 168
2001-04-24 | 11400 | 11280 | 7728 | 168
2001-04-25 | 11424 | 11304 | 7728 | 168
2001-04-26 | 11448 | 11328 | 7728 | 168
2001-04-27 | 11472 | 11352 | 7728 | 168
2001-04-28 | 11496 | 11376 | 7728 | 168
2001-04-29 | 11520 | 11400 | 7728 | 168
2001-04-30 | 11544 | 11424 | 7728 | 168
2001-05-01 | 11568 | 11448 | 7728 | 168
2001-05-02 | 11592 | 11472 | 7728 | 168
2001-05-03 | 11616 | 11496 | 7728 | 168
2001-05-04 | 11640 | 11520 | 7752 | 168
2001-05-05 | 11664 | 11544 | 7776 | 168
2001-05-06 | 11688 | 11568 | 7800 | 168
2001-05-07 | 11712 | 11592 | 7800 | 168
2001-05-08 | 11736 | 11616 | 7800 | 168
2001-05-09 | 11760 | 11640 | 7800 | 168
2001-05-10 | 11784 | 11664 | 7800 | 168
2001-05-11 | 11808 | 11688 | 7824 | 168
2001-05-12 | 11832 | 11712 | 7848 | 168
2001-05-13 | 11856 | 11736 | 7872 | 168
2001-05-14 | 11880 | 11760 | 7896 | 168
2001-05-15 | 11904 | 11784 | 7920 | 168
2001-05-16 | 11928 | 11808 | 7944 | 168
2001-05-17 | 11952 | 11832 | 7968 | 168
2001-05-18 | 11976 | 11856 | 7992 | 168
2001-05-19 | 12000 | 11880 | 8016 | 168
2001-05-20 |  | 11904 | 8040 | 168
2001-05-21 | 24 | 11928 | 8064 | 168
2001-05-22 | 48 | 11952 | 8088 | 168
2001-05-23 | 72 | 11976 | 8112 | 168
2001-05-24 | 96 | 12000 | 8136 | 168
2001-05-25 | 120 |  | 8160 | 168
2001-05-26 | 144 | 24 | 8184 | 168
2001-05-27 | 168 | 48 | 8208 | 168
2001-05-28 | 192 | 72 | 8232 | 168
2001-05-29 | 216 | 96 | 8232 | 168
2001-05-30 | 240 | 120 | 8232 | 168
2001-05-31 | 264 | 144 | 8256 | 168
2001-06-01 | 288 | 168 | 8280 | 168
2001-06-02 | 312 | 192 | 8304 | 168
2001-06-03 | 336 | 216 | 8328 | 168
2001-06-04 | 360 | 240 | 8352 | 168
2001-06-05 | 384 | 264 | 8376 | 168
2001-06-06 | 408 | 288 | 8400 | 168
2001-06-07 | 432 | 312 | 8424 | 168
2001-06-08 | 456 | 336 | 8448 | 168
2001-06-09 | 480 | 360 | 8472 | 168
2001-06-10 | 504 | 384 | 8496 | 168
2001-06-11 | 528 | 408 | 8520 | 168
2001-06-12 | 552 | 432 | 8544 | 168
2001-06-13 | 576 | 456 | 8568 | 168
2001-06-14 | 600 | 480 | 8592 | 168
2001-06-15 | 624 | 504 | 8616 | 168
2001-06-16 | 648 | 528 | 8640 | 168
2001-06-17 | 672 | 552 | 8664 | 168
2001-06-18 | 696 | 576 | 8688 | 168
2001-06-19 | 720 | 600 | 8712 | 168
2001-06-20 | 744 | 624 | 8736 | 168
2001-06-21 | 768 | 648 | 8760 | 168
2001-06-22 | 792 | 672 | 8784 | 168
2001-06-23 | 816 | 696 | 8808 | 168
2001-06-24 | 840 | 720 | 8832 | 168
2001-06-25 | 864 | 744 | 8856 | 168
2001-06-26 | 888 | 768 | 8880 | 168
2001-06-27 | 912 | 792 | 8904 | 168
2001-06-28 | 936 | 816 | 8928 | 168
2001-06-29 | 960 | 840 | 8952 | 168
2001-06-30 | 984 | 864 | 8976 | 168
2001-07-01 | 1008 | 888 | 9000 | 168
2001-07-02 | 1032 | 912 | 9000 | 168
2001-07-03 | 1056 | 936 | 9024 | 168
2001-07-04 | 1080 | 960 | 9048 | 168
2001-07-05 | 1104 | 984 | 9072 | 168
2001-07-06 | 1128 | 1008 | 9096 | 168
2001-07-07 | 1152 | 1032 | 9120 | 168
2001-07-08 | 1176 | 1056 | 9144 | 168
2001-07-09 | 1200 | 1080 | 9168 | 168
2001-07-10 | 1224 | 1104 | 9192 | 168
2001-07-11 | 1248 | 1128 | 9216 | 168
2001-07-12 | 1272 | 1152 | 9240 | 168
2001-07-13 | 1296 | 1176 | 9264 | 168
2001-07-14 | 1320 | 1200 | 9288 | 168
2001-07-15 | 1344 | 1224 | 9312 | 168
2001-07-16 | 1368 | 1248 | 9336 | 168
2001-07-17 | 1392 | 1272 | 9336 | 168
2001-07-18 | 1416 | 1296 | 9360 | 168
2001-07-19 | 1440 | 1320 | 9384 | 168
2001-07-20 | 1464 | 1344 | 9408 | 168
2001-07-21 | 1488 | 1368 | 9432 | 168
2001-07-22 | 1512 | 1392 | 9456 | 168
2001-07-23 | 1536 | 1416 | 9480 | 168
2001-07-24 | 1560 | 1440 | 9480 | 168
2001-07-25 | 1584 | 1464 | 9504 | 168
2001-07-26 | 1608 | 1488 | 9528 | 168
2001-07-27 | 1632 | 1512 | 9552 | 168
2001-07-28 | 1656 | 1536 | 9576 | 168
2001-07-29 | 1680 | 1560 | 9600 | 168
2001-07-30 | 1704 | 1584 | 9624 | 168
2001-07-31 | 1728 | 1608 | 9624 | 168
2001-08-01 | 1752 | 1632 | 9648 | 168
2001-08-02 | 1776 | 1656 | 9672 | 168
2001-08-03 | 1800 | 1680 | 9696 | 168
2001-08-04 | 1824 | 1704 | 9720 | 168
2001-08-05 | 1848 | 1728 | 9744 | 168
2001-08-06 | 1872 | 1752 | 9768 | 168
2001-08-07 | 1896 | 1776 | 9792 | 168
2001-08-08 | 1920 | 1800 | 9792 | 168
2001-08-09 | 1944 | 1824 | 9816 | 168
2001-08-10 | 1968 | 1848 | 9840 | 168
2001-08-11 | 1992 | 1872 | 9864 | 168
2001-08-12 | 2016 | 1896 | 9888 | 168
2001-08-13 | 2040 | 1920 | 9912 | 168
2001-08-14 | 2064 | 1944 | 9936 | 168
2001-08-15 | 2088 | 1968 | 9960 | 168
2001-08-16 | 2112 | 1992 | 9984 | 168
2001-08-17 | 2136 | 2016 | 10008 | 168
2001-08-18 | 2160 | 2040 | 10032 | 168
2001-08-19 | 2184 | 2064 | 10056 | 168
2001-08-20 | 2208 | 2088 | 10080 | 168
2001-08-21 | 2232 | 2112 | 10104 | 168
2001-08-22 | 2256 | 2136 | 10128 | 168
2001-08-23 | 2280 | 2160 | 10152 | 168
2001-08-24 | 2304 | 2184 | 10176 | 168
2001-08-25 | 2328 | 2208 | 10176 | 168
2001-08-26 | 2352 | 2232 | 10200 | 168
2001-08-27 | 2376 | 2256 | 10224 | 168
2001-08-28 | 2400 | 2280 | 10248 | 168
2001-08-29 | 2424 | 2304 | 10272 | 168
2001-08-30 | 2448 | 2328 | 10296 | 168
2001-08-31 | 2472 | 2352 | 10320 | 168
2001-09-01 | 2496 | 2376 | 10344 | 168
2001-09-02 | 2520 | 2400 | 10368 | 168
2001-09-03 | 2544 | 2424 | 10392 | 168
2001-09-04 | 2568 | 2448 | 10416 | 168
2001-09-05 | 2592 | 2472 | 10440 | 168
2001-09-06 | 2616 | 2496 | 10464 | 168
2001-09-07 | 2640 | 2520 | 10488 | 168
2001-09-08 | 2664 | 2544 | 10512 | 168
2001-09-09 | 2688 | 2568 | 10536 | 168
2001-09-10 | 2712 | 2592 | 10560 | 168
2001-09-11 | 2736 | 2616 | 10584 | 168
2001-09-12 | 2760 | 2640 | 10608 | 168
2001-09-13 | 2784 | 2664 | 10632 | 168
2001-09-14 | 2808 | 2688 | 10656 | 168
2001-09-15 | 2832 | 2712 | 10680 | 168
2001-09-16 | 2856 | 2736 | 10704 | 168
2001-09-17 | 2880 | 2760 | 10728 | 168
2001-09-18 | 2904 | 2784 | 10752 | 168
2001-09-19 | 2928 | 2808 | 10776 | 168
2001-09-20 | 2952 | 2832 | 10776 | 168
2001-09-21 | 2976 | 2856 | 10800 | 168
2001-09-22 | 3000 | 2880 | 10824 | 168
2001-09-23 | 3024 | 2904 | 10848 | 168
2001-09-24 | 3048 | 2928 | 10872 | 168
2001-09-25 | 3072 | 2952 | 10872 | 168
2001-09-26 | 3096 | 2976 | 10872 | 168
2001-09-27 | 3120 | 3000 | 10872 | 168
2001-09-28 | 3144 | 3024 | 10872 | 168
2001-09-29 | 3168 | 3048 | 10872 | 168
2001-09-30 | 3192 | 3072 | 10872 | 168
2001-10-01 | 3216 | 3096 | 10872 | 168
2001-10-02 | 3240 | 3120 | 10872 | 168
2001-10-03 | 3264 | 3144 | 10872 | 168
2001-10-04 | 3288 | 3168 | 10872 | 168
2001-10-05 | 3312 | 3192 | 10896 | 168
2001-10-06 | 3336 | 3216 | 10920 | 168
2001-10-07 | 3360 | 3240 | 10944 | 168
2001-10-08 | 3384 | 3264 | 10968 | 168
2001-10-09 | 3408 | 3288 | 10992 | 168
2001-10-10 | 3432 | 3312 | 11016 | 168
2001-10-11 | 3456 | 3336 | 11040 | 168
2001-10-12 | 3480 | 3360 | 11064 | 168
2001-10-13 | 3504 | 3384 | 11088 | 168
2001-10-14 | 3528 | 3408 | 11112 | 168
2001-10-15 | 3552 | 3432 | 11136 | 168
2001-10-16 | 3576 | 3456 | 11136 | 168
2001-10-17 | 3600 | 3480 | 11160 | 168
2001-10-18 | 3624 | 3504 | 11160 | 168
2001-10-19 | 3648 | 3528 | 11184 | 168
2001-10-20 | 3672 | 3552 | 11208 | 168
2001-10-21 | 3696 | 3576 | 11232 | 168
2001-10-22 | 3720 | 3600 | 11256 | 168
2001-10-23 | 3744 | 3624 | 11256 | 168
2001-10-24 | 3768 | 3648 | 11256 | 168
2001-10-25 | 3792 | 3672 | 11256 | 168
2001-10-26 | 3816 | 3696 | 11280 | 168
2001-10-27 | 3840 | 3720 | 11304 | 168
2001-10-28 | 3864 | 3744 | 11328 | 168
2001-10-29 | 3888 | 3768 | 11352 | 168
2001-10-30 | 3912 | 3792 | 11352 | 168
2001-10-31 | 3936 | 3816 | 11376 | 168
2001-11-01 | 3960 | 3840 | 11400 | 168
2001-11-02 | 3984 | 3864 | 11424 | 168
2001-11-03 | 4008 | 3888 | 11448 | 168
2001-11-04 | 4032 | 3912 | 11472 | 168
2001-11-05 | 4056 | 3936 | 11496 | 168
2001-11-06 | 4080 | 3960 | 11496 | 168
2001-11-07 | 4104 | 3984 | 11496 | 168
2001-11-08 | 4128 | 4008 | 11520 | 168
2001-11-09 | 4152 | 4032 | 11520 | 168
2001-11-10 | 4176 | 4056 | 11544 | 168
2001-11-11 | 4200 | 4080 | 11568 | 168
2001-11-12 | 4224 | 4104 | 11568 | 168
2001-11-13 | 4248 | 4128 | 11592 | 168
2001-11-14 | 4272 | 4152 | 11592 | 168
2001-11-15 | 4296 | 4176 | 11592 | 168
2001-11-16 | 4320 | 4200 | 11616 | 168
2001-11-17 | 4344 | 4224 | 11616 | 168
2001-11-18 | 4368 | 4248 | 11616 | 168
2001-11-19 | 4392 | 4272 | 11640 | 168
2001-11-20 | 4416 | 4296 | 11640 | 168
2001-11-21 | 4440 | 4320 | 11664 | 168
2001-11-22 | 4464 | 4344 | 11664 | 168
2001-11-23 | 4488 | 4368 | 11688 | 168
2001-11-24 | 4512 | 4392 | 11688 | 168
2001-11-25 | 4536 | 4416 | 11712 | 168
2001-11-26 | 4560 | 4440 | 11712 | 168
2001-11-27 | 4584 | 4464 | 11712 | 168
2001-11-28 | 4608 | 4488 | 11712 | 168
2001-11-29 | 4632 | 4512 | 11712 | 168
2001-11-30 | 4656 | 4536 | 11736 | 168
2001-12-01 | 4680 | 4560 | 11760 | 168
2001-12-02 | 4704 | 4584 | 11760 | 168
2001-12-03 | 4728 | 4608 | 11760 | 168
2001-12-04 | 4752 | 4632 | 11760 | 168
2001-12-05 | 4776 | 4656 | 11760 | 168
2001-12-06 | 4800 | 4680 | 11760 | 168
2001-12-07 | 4824 | 4704 | 11760 | 168
2001-12-08 | 4848 | 4728 | 11760 | 168
2001-12-09 | 4872 | 4752 | 11760 | 168
2001-12-10 | 4896 | 4776 | 11760 | 168
2001-12-11 | 4920 | 4800 | 11760 | 168
2001-12-12 | 4944 | 4824 | 11760 | 168
2001-12-13 | 4968 | 4848 | 11760 | 168
2001-12-14 | 4992 | 4872 | 11760 | 168
2001-12-15 | 5016 | 4896 | 11760 | 168
2001-12-16 | 5040 | 4920 | 11760 | 168
2001-12-17 | 5064 | 4944 | 11760 | 168
2001-12-18 | 5088 | 4968 | 11760 | 168
2001-12-19 | 5112 | 4992 | 11760 | 168
2001-12-20 | 5136 | 5016 | 11760 | 168
2001-12-21 | 5160 | 5040 | 11760 | 168
2001-12-22 | 5184 | 5064 | 11760 | 168
2001-12-23 | 5208 | 5088 | 11760 | 168
2001-12-24 | 5232 | 5112 | 11760 | 168
2001-12-25 | 5256 | 5136 | 11760 | 168
2001-12-26 | 5280 | 5160 | 11760 | 168
2001-12-27 | 5304 | 5184 | 11760 | 168
2001-12-28 | 5328 | 5208 | 11760 | 168
2001-12-29 | 5352 | 5232 | 11760 | 168
2001-12-30 | 5376 | 5256 | 11760 | 168
2001-12-31 | 5400 | 5280 | 11760 | 168
2002-01-01 | 5424 | 5304 | 11760 | 168
2002-01-02 | 5448 | 5328 | 11760 | 168
2002-01-03 | 5472 | 5352 | 11760 | 168
2002-01-04 | 5496 | 5376 | 11760 | 168
2002-01-05 | 5520 | 5400 | 11784 | 168
2002-01-06 | 5544 | 5424 | 11784 | 168
2002-01-07 | 5568 | 5448 | 11784 | 168
2002-01-08 | 5592 | 5472 | 11784 | 168
2002-01-09 | 5616 | 5496 | 11784 | 168
2002-01-10 | 5640 | 5520 | 11784 | 168
2002-01-11 | 5664 | 5544 | 11784 | 168
2002-01-12 | 5688 | 5568 | 11784 | 168
2002-01-13 | 5712 | 5592 | 11808 | 168
2002-01-14 | 5736 | 5616 | 11808 | 168
2002-01-15 | 5760 | 5640 | 11808 | 168
2002-01-16 | 5784 | 5664 | 11832 | 168
2002-01-17 | 5808 | 5688 | 11832 | 168
2002-01-18 | 5832 | 5712 | 11832 | 168
2002-01-19 | 5856 | 5736 | 11832 | 168
2002-01-20 | 5880 | 5760 | 11832 | 168
2002-01-21 | 5904 | 5784 | 11832 | 168
2002-01-22 | 5928 | 5808 | 11832 | 168
2002-01-23 | 5952 | 5832 | 11832 | 168
2002-01-24 | 5976 | 5856 | 11832 | 168
2002-01-25 | 6000 | 5880 | 11832 | 168
2002-01-26 | 6024 | 5904 | 11856 | 168
2002-01-27 | 6048 | 5928 | 11880 | 168
2002-01-28 | 6072 | 5952 | 11904 | 168
2002-01-29 | 6096 | 5976 | 11904 | 168
2002-01-30 | 6120 | 6000 | 11904 | 168
2002-01-31 | 6144 | 6024 | 11904 | 168
2002-02-01 | 6168 | 6048 | 11904 | 168
2002-02-02 | 6192 | 6072 | 11904 | 168
2002-02-03 | 6216 | 6096 | 11904 | 168
2002-02-04 | 6240 | 6120 | 11904 | 168
2002-02-05 | 6264 | 6144 | 11904 | 168
2002-02-06 | 6288 | 6168 | 11904 | 168
2002-02-07 | 6312 | 6192 | 11904 | 168
2002-02-08 | 6336 | 6216 | 11904 | 168
2002-02-09 | 6360 | 6240 | 11904 | 168
2002-02-10 | 6384 | 6264 | 11904 | 168
2002-02-11 | 6408 | 6288 | 11904 | 168
2002-02-12 | 6432 | 6312 | 11904 | 168
2002-02-13 | 6456 | 6336 | 11904 | 168
2002-02-14 | 6480 | 6360 | 11904 | 168
2002-02-15 | 6504 | 6384 | 11904 | 168
2002-02-16 | 6528 | 6408 | 11904 | 168
2002-02-17 | 6552 | 6432 | 11904 | 168
2002-02-18 | 6576 | 6456 | 11904 | 168
2002-02-19 | 6600 | 6480 | 11904 | 168
2002-02-20 | 6624 | 6504 | 11904 | 168
2002-02-21 | 6648 | 6528 | 11904 | 168
2002-02-22 | 6672 | 6552 | 11904 | 168
2002-02-23 | 6696 | 6576 | 11904 | 168
2002-02-24 | 6720 | 6600 | 11904 | 168
2002-02-25 | 6744 | 6624 | 11904 | 168
2002-02-26 | 6768 | 6648 | 11904 | 168
2002-02-27 | 6792 | 6672 | 11904 | 168
2002-02-28 | 6816 | 6696 | 11904 | 168
2002-03-01 | 6840 | 6720 | 11904 | 168
2002-03-02 | 6864 | 6744 | 11904 | 168
2002-03-03 | 6888 | 6768 | 11904 | 168
2002-03-04 | 6912 | 6792 | 11904 | 168
2002-03-05 | 6936 | 6816 | 11904 | 168
2002-03-06 | 6960 | 6840 | 11928 | 168
2002-03-07 | 6984 | 6864 | 11928 | 168
2002-03-08 | 7008 | 6888 | 11928 | 168
2002-03-09 | 7032 | 6912 | 11928 | 168
2002-03-10 | 7056 | 6936 | 11928 | 168
2002-03-11 | 7080 | 6960 | 11928 | 168
2002-03-12 | 7104 | 6984 | 11928 | 168
2002-03-13 | 7128 | 7008 | 11928 | 168
2002-03-14 | 7152 | 7032 | 11928 | 168
2002-03-15 | 7176 | 7056 | 11928 | 168
2002-03-16 | 7200 | 7080 | 11928 | 168
2002-03-17 | 7224 | 7104 | 11928 | 168
2002-03-18 | 7248 | 7128 | 11928 | 168
2002-03-19 | 7272 | 7152 | 11928 | 168
2002-03-20 | 7296 | 7176 | 11928 | 168
2002-03-21 | 7320 | 7200 | 11928 | 168
2002-03-22 | 7344 | 7224 | 11928 | 168
2002-03-23 | 7368 | 7248 | 11928 | 168
2002-03-24 | 7392 | 7272 | 11928 | 168
2002-03-25 | 7416 | 7296 | 11928 | 168
2002-03-26 | 7440 | 7320 | 11928 | 168
2002-03-27 | 7464 | 7344 | 11928 | 168
2002-03-28 | 7488 | 7368 | 11928 | 168
2002-03-29 | 7512 | 7392 | 11928 | 168
2002-03-30 | 7536 | 7416 | 11928 | 168
2002-03-31 | 7560 | 7440 | 11928 | 168
2002-04-01 | 7584 | 7464 | 11928 | 168
2002-04-02 | 7608 | 7488 | 11928 | 168
2002-04-03 | 7632 | 7512 | 11928 | 168
2002-04-04 | 7656 | 7536 | 11928 | 168
2002-04-05 | 7680 | 7560 | 11928 | 168
2002-04-06 | 7704 | 7584 | 11928 | 168
2002-04-07 | 7728 | 7608 | 11928 | 168
2002-04-08 | 7752 | 7632 | 11928 | 168
2002-04-09 | 7776 | 7632 | 11928 | 168
2002-04-10 | 7800 | 7632 | 11928 | 168
2002-04-11 | 7824 | 7632 | 11928 | 168
2002-04-12 | 7848 | 7632 | 11928 | 168
2002-04-13 | 7872 | 7632 | 11928 | 168
2002-04-14 | 7896 | 7632 | 11928 | 168
2002-04-15 | 7920 | 7632 | 11928 | 168
2002-04-16 | 7944 | 7632 | 11928 | 168
2002-04-17 | 7968 | 7632 | 11928 | 168
2002-04-18 | 7992 | 7632 | 11928 | 168
2002-04-19 | 8016 | 7632 | 11928 | 168
2002-04-20 | 8040 | 7632 | 11928 | 168
2002-04-21 | 8064 | 7632 | 11928 | 168
2002-04-22 | 8088 | 7632 | 11928 | 168
2002-04-23 | 8112 | 7632 | 11928 | 168
2002-04-24 | 8112 | 7632 | 11928 | 168
2002-04-25 | 8112 | 7632 | 11928 | 168
2002-04-26 | 8112 | 7632 | 11928 | 168
2002-04-27 | 8136 | 7632 | 11928 | 168
2002-04-28 | 8160 | 7632 | 11928 | 168
2002-04-29 | 8184 | 7632 | 11928 | 168
2002-04-30 | 8208 | 7632 | 11928 | 168
2002-05-01 | 8232 | 7632 | 11928 | 168
2002-05-02 | 8256 | 7632 | 11928 | 168
2002-05-03 | 8280 | 7632 | 11928 | 168
2002-05-04 | 8304 | 7632 | 11928 | 168
2002-05-05 | 8328 | 7632 | 11928 | 168
2002-05-06 | 8352 | 7632 | 11928 | 168
2002-05-07 | 8376 | 7632 | 11928 | 168
2002-05-08 | 8400 | 7632 | 11928 | 168
2002-05-09 | 8424 | 7632 | 11928 | 168
2002-05-10 | 8448 | 7632 | 11928 | 168
2002-05-11 | 8472 | 7632 | 11928 | 168
2002-05-12 | 8496 | 7632 | 11928 | 168
2002-05-13 | 8520 | 7632 | 11928 | 168
2002-05-14 | 8544 | 7632 | 11928 | 168
2002-05-15 | 8568 | 7632 | 11928 | 168
2002-05-16 | 8592 | 7632 | 11928 | 168
2002-05-17 | 8616 | 7632 | 11928 | 168
2002-05-18 | 8640 | 7632 | 11928 | 168
2002-05-19 | 8664 | 7656 | 11928 | 168
2002-05-20 | 8688 | 7656 | 11928 | 168
2002-05-21 | 8712 | 7656 | 11928 | 168
2002-05-22 | 8736 | 7656 | 11928 | 168
2002-05-23 | 8760 | 7656 | 11928 | 168
2002-05-24 | 8784 | 7656 | 11928 | 168
2002-05-25 | 8808 | 7656 | 11928 | 168
2002-05-26 | 8832 | 7656 | 11928 | 168
2002-05-27 | 8856 | 7656 | 11928 | 168
2002-05-28 | 8880 | 7656 | 11928 | 168
2002-05-29 | 8904 | 7656 | 11928 | 168
2002-05-30 | 8928 | 7656 | 11928 | 168
2002-05-31 | 8952 | 7680 | 11928 | 168
2002-06-01 | 8976 | 7680 | 11928 | 168
2002-06-02 | 9000 | 7680 | 11928 | 168
2002-06-03 | 9024 | 7680 | 11928 | 168
2002-06-04 | 9048 | 7680 | 11928 | 168
2002-06-05 | 9072 | 7680 | 11928 | 168
2002-06-06 | 9096 | 7680 | 11928 | 168
2002-06-07 | 9120 | 7680 | 11928 | 168
2002-06-08 | 9144 | 7680 | 11928 | 168
2002-06-09 | 9168 | 7680 | 11928 | 168
2002-06-10 | 9192 | 7680 | 11928 | 168
2002-06-11 | 9216 | 7680 | 11928 | 168
2002-06-12 | 9240 | 7704 | 11928 | 168
2002-06-13 | 9264 | 7704 | 11928 | 168
2002-06-14 | 9288 | 7704 | 11928 | 168
2002-06-15 | 9312 | 7704 | 11928 | 168
2002-06-16 | 9336 | 7704 | 11928 | 168
2002-06-17 | 9360 | 7704 | 11928 | 168
2002-06-18 | 9384 | 7704 | 11928 | 168
2002-06-19 | 9408 | 7704 | 11928 | 168
2002-06-20 | 9432 | 7704 | 11928 | 168
2002-06-21 | 9456 | 7704 | 11928 | 168
2002-06-22 | 9480 | 7704 | 11928 | 168
2002-06-23 | 9504 | 7704 | 11928 | 168
2002-06-24 | 9528 | 7704 | 11928 | 168
2002-06-25 | 9552 | 7704 | 11928 | 168
2002-06-26 | 9576 | 7728 | 11928 | 168
2002-06-27 | 9600 | 7752 | 11928 | 168
2002-06-28 | 9624 | 7776 | 11928 | 168
2002-06-29 | 9648 | 7776 | 11928 | 168
2002-06-30 | 9672 | 7776 | 11928 | 168
2002-07-01 | 9696 | 7776 | 11928 | 168
2002-07-02 | 9720 | 7776 | 11928 | 168
2002-07-03 | 9744 | 7800 | 11928 | 168
2002-07-04 | 9768 | 7824 | 11928 | 168
2002-07-05 | 9792 | 7824 | 11928 | 168
2002-07-06 | 9816 | 7824 | 11928 | 168
2002-07-07 | 9840 | 7824 | 11928 | 168
2002-07-08 | 9864 | 7824 | 11928 | 168
2002-07-09 | 9888 | 7824 | 11928 | 168
2002-07-10 | 9912 | 7848 | 11928 | 168
2002-07-11 | 9936 | 7848 | 11928 | 168
2002-07-12 | 9960 | 7848 | 11928 | 168
2002-07-13 | 9984 | 7848 | 11928 | 168
2002-07-14 | 10008 | 7872 | 11928 | 168
2002-07-15 | 10032 | 7896 | 11928 | 168
2002-07-16 | 10056 | 7896 | 11928 | 168
2002-07-17 | 10080 | 7896 | 11928 | 168
2002-07-18 | 10104 | 7896 | 11928 | 168
2002-07-19 | 10128 | 7896 | 11928 | 168
2002-07-20 | 10152 | 7896 | 11928 | 168
2002-07-21 | 10176 | 7896 | 11928 | 168
2002-07-22 | 10200 | 7896 | 11928 | 168
2002-07-23 | 10224 | 7920 | 11928 | 168
2002-07-24 | 10248 | 7920 | 11928 | 168
2002-07-25 | 10272 | 7944 | 11928 | 168
2002-07-26 | 10296 | 7944 | 11928 | 168
2002-07-27 | 10320 | 7944 | 11928 | 168
2002-07-28 | 10344 | 7944 | 11928 | 168
2002-07-29 | 10368 | 7944 | 11928 | 168
2002-07-30 | 10392 | 7944 | 11928 | 168
2002-07-31 | 10416 | 7944 | 11928 | 168
2002-08-01 | 10440 | 7944 | 11928 | 168
2002-08-02 | 10464 | 7944 | 11928 | 168
2002-08-03 | 10488 | 7944 | 11928 | 168
2002-08-04 | 10512 | 7944 | 11928 | 168
2002-08-05 | 10536 | 7944 | 11928 | 168
2002-08-06 | 10560 | 7944 | 11928 | 168
2002-08-07 | 10584 | 7944 | 11928 | 168
2002-08-08 | 10608 | 7944 | 11928 | 168
2002-08-09 | 10632 | 7944 | 11928 | 168
2002-08-10 | 10656 | 7944 | 11928 | 168
2002-08-11 | 10680 | 7944 | 11928 | 168
2002-08-12 | 10704 | 7944 | 11928 | 168
2002-08-13 | 10728 | 7944 | 11928 | 168
2002-08-14 | 10752 | 7968 | 11928 | 168
2002-08-15 | 10776 | 7992 | 11952 | 168
2002-08-16 | 10800 | 8016 | 11952 | 168
2002-08-17 | 10824 | 8040 | 11976 | 168
2002-08-18 | 10848 | 8064 | 12000 | 168
2002-08-19 | 10872 | 8088 |  | 168
2002-08-20 | 10896 | 8112 |  | 168
2002-08-21 | 10920 | 8136 | 24 | 168
2002-08-22 | 10944 | 8160 | 24 | 168
2002-08-23 | 10968 | 8184 | 24 | 168
2002-08-24 | 10992 | 8208 | 24 | 168
2002-08-25 | 11016 | 8208 | 24 | 168
2002-08-26 | 11040 | 8208 | 24 | 168
2002-08-27 | 11064 | 8232 | 24 | 168
2002-08-28 | 11088 | 8232 | 24 | 168
2002-08-29 | 11112 | 8232 | 24 | 168
2002-08-30 | 11136 | 8232 | 24 | 168
2002-08-31 | 11160 | 8232 | 24 | 168
2002-09-01 | 11184 | 8232 | 24 | 168
2002-09-02 | 11208 | 8232 | 24 | 168
2002-09-03 | 11232 | 8232 | 24 | 168
2002-09-04 | 11256 | 8232 | 24 | 168
2002-09-05 | 11280 | 8232 | 24 | 168
2002-09-06 | 11304 | 8232 | 24 | 168
2002-09-07 | 11328 | 8232 | 24 | 168
2002-09-08 | 11352 | 8232 | 24 | 168
2002-09-09 | 11376 | 8232 | 24 | 168
2002-09-10 | 11400 | 8256 | 24 | 168
2002-09-11 | 11424 | 8280 | 48 | 168
2002-09-12 | 11448 | 8304 | 48 | 168
2002-09-13 | 11472 | 8328 | 48 | 168
2002-09-14 | 11496 | 8352 | 48 | 168
2002-09-15 | 11520 | 8376 | 48 | 168
2002-09-16 | 11544 | 8376 | 48 | 168
2002-09-17 | 11568 | 8400 | 48 | 168
2002-09-18 | 11592 | 8400 | 48 | 168
2002-09-19 | 11616 | 8400 | 48 | 168
2002-09-20 | 11640 | 8424 | 48 | 168
2002-09-21 | 11664 | 8424 | 48 | 168
2002-09-22 | 11688 | 8448 | 48 | 168
2002-09-23 | 11712 | 8448 | 48 | 168
2002-09-24 | 11736 | 8448 | 48 | 168
2002-09-25 | 11760 | 8448 | 48 | 168
2002-09-26 | 11784 | 8448 | 48 | 168
2002-09-27 | 11808 | 8448 | 48 | 168
2002-09-28 | 11832 | 8448 | 48 | 168
2002-09-29 | 11856 | 8472 | 48 | 168
2002-09-30 | 11880 | 8496 | 48 | 168
2002-10-01 | 11904 | 8520 | 48 | 168
2002-10-02 | 11928 | 8520 | 48 | 168
2002-10-03 | 11952 | 8544 | 48 | 168
2002-10-04 | 11976 | 8544 | 48 | 168
2002-10-05 | 12000 | 8544 | 48 | 168
2002-10-06 |  | 8544 | 48 | 168
2002-10-07 | 24 | 8568 | 48 | 168
2002-10-08 | 48 | 8592 | 48 | 168
2002-10-09 | 72 | 8592 | 48 | 168
2002-10-10 | 96 | 8592 | 48 | 168
2002-10-11 | 120 | 8592 | 48 | 168
2002-10-12 | 144 | 8592 | 48 | 168
2002-10-13 | 168 | 8616 | 48 | 168
2002-10-14 | 192 | 8616 | 48 | 168
2002-10-15 | 216 | 8640 | 48 | 168
2002-10-16 | 240 | 8640 | 48 | 168
2002-10-17 | 264 | 8640 | 48 | 168
2002-10-18 | 288 | 8664 | 48 | 168
2002-10-19 | 312 | 8664 | 48 | 168
2002-10-20 | 336 | 8688 | 48 | 168
2002-10-21 | 360 | 8688 | 48 | 168
2002-10-22 | 384 | 8712 | 48 | 168
2002-10-23 | 408 | 8736 | 48 | 168
2002-10-24 | 432 | 8736 | 48 | 168
2002-10-25 | 456 | 8736 | 48 | 168
2002-10-26 | 480 | 8736 | 48 | 168
2002-10-27 | 504 | 8736 | 48 | 168
2002-10-28 | 528 | 8760 | 48 | 168
2002-10-29 | 552 | 8784 | 48 | 168
2002-10-30 | 576 | 8784 | 48 | 168
2002-10-31 | 600 | 8784 | 48 | 168
2002-11-01 | 624 | 8784 | 48 | 168
2002-11-02 | 648 | 8784 | 48 | 168
2002-11-03 | 672 | 8784 | 48 | 168
2002-11-04 | 696 | 8784 | 48 | 168
2002-11-05 | 720 | 8784 | 48 | 168
2002-11-06 | 744 | 8784 | 48 | 168
2002-11-07 | 768 | 8784 | 48 | 168
2002-11-08 | 792 | 8784 | 48 | 168
2002-11-09 | 816 | 8784 | 48 | 168
2002-11-10 | 840 | 8784 | 48 | 168
2002-11-11 | 864 | 8784 | 48 | 168
2002-11-12 | 888 | 8784 | 48 | 168
2002-11-13 | 912 | 8784 | 48 | 168
2002-11-14 | 936 | 8784 | 48 | 168
2002-11-15 | 960 | 8784 | 48 | 168
2002-11-16 | 984 | 8784 | 48 | 168
2002-11-17 | 1008 | 8784 | 48 | 168
2002-11-18 | 1032 | 8808 | 48 | 168
2002-11-19 | 1056 | 8832 | 48 | 168
2002-11-20 | 1080 | 8832 | 48 | 168
2002-11-21 | 1104 | 8832 | 48 | 168
2002-11-22 | 1128 | 8832 | 48 | 168
2002-11-23 | 1152 | 8832 | 48 | 168
2002-11-24 | 1176 | 8832 | 48 | 168
2002-11-25 | 1200 | 8832 | 48 | 168
2002-11-26 | 1224 | 8832 | 48 | 168
2002-11-27 | 1248 | 8832 | 48 | 168
2002-11-28 | 1272 | 8832 | 48 | 168
2002-11-29 | 1296 | 8832 | 48 | 168
2002-11-30 | 1320 | 8832 | 48 | 168
2002-12-01 | 1344 | 8832 | 48 | 168
2002-12-02 | 1368 | 8832 | 48 | 168
2002-12-03 | 1392 | 8832 | 48 | 168
2002-12-04 | 1416 | 8832 | 48 | 168
2002-12-05 | 1440 | 8856 | 48 | 168
2002-12-06 | 1464 | 8880 | 48 | 168
2002-12-07 | 1488 | 8904 | 48 | 168
2002-12-08 | 1512 | 8928 | 48 | 168
2002-12-09 | 1536 | 8952 | 48 | 168
2002-12-10 | 1560 | 8976 | 48 | 168
2002-12-11 | 1584 | 9000 | 48 | 168
2002-12-12 | 1608 | 9024 | 48 | 168
2002-12-13 | 1632 | 9048 | 48 | 168
2002-12-14 | 1656 | 9072 | 48 | 168
2002-12-15 | 1680 | 9096 | 48 | 168
2002-12-16 | 1704 | 9120 | 72 | 168
2002-12-17 | 1728 | 9144 | 72 | 168
2002-12-18 | 1752 | 9168 | 72 | 168
2002-12-19 | 1776 | 9192 | 72 | 168
2002-12-20 | 1800 | 9216 | 72 | 168
2002-12-21 | 1824 | 9240 | 72 | 168
2002-12-22 | 1848 | 9264 | 72 | 168
2002-12-23 | 1872 | 9288 | 72 | 168
2002-12-24 | 1896 | 9312 | 72 | 168
2002-12-25 | 1920 | 9336 | 72 | 168
2002-12-26 | 1944 | 9360 | 72 | 168
2002-12-27 | 1968 | 9384 | 72 | 168
2002-12-28 | 1992 | 9408 | 72 | 168
2002-12-29 | 2016 | 9432 | 72 | 168
2002-12-30 | 2040 | 9456 | 72 | 168
2002-12-31 | 2064 | 9480 | 72 | 168
2003-01-01 | 2088 | 9504 | 72 | 168
2003-01-02 | 2112 | 9528 | 72 | 168
2003-01-03 | 2136 | 9552 | 96 | 168
2003-01-04 | 2160 | 9576 | 96 | 168
2003-01-05 | 2184 | 9600 | 96 | 168
2003-01-06 | 2208 | 9624 | 96 | 168
2003-01-07 | 2232 | 9648 | 96 | 168
2003-01-08 | 2256 | 9672 | 96 | 168
2003-01-09 | 2280 | 9696 | 96 | 168
2003-01-10 | 2304 | 9720 | 120 | 168
2003-01-11 | 2328 | 9744 | 120 | 168
2003-01-12 | 2352 | 9768 | 120 | 168
2003-01-13 | 2376 | 9792 | 120 | 168
2003-01-14 | 2400 | 9816 | 120 | 168
2003-01-15 | 2424 | 9840 | 120 | 168
2003-01-16 | 2448 | 9864 | 144 | 168
2003-01-17 | 2472 | 9888 | 168 | 168
2003-01-18 | 2496 | 9912 | 168 | 168
2003-01-19 | 2520 | 9936 | 168 | 168
2003-01-20 | 2544 | 9960 | 168 | 168
2003-01-21 | 2568 | 9984 | 168 | 168
2003-01-22 | 2592 | 10008 | 168 | 168
2003-01-23 | 2616 | 10032 | 168 | 168
2003-01-24 | 2640 | 10056 | 168 | 168
2003-01-25 | 2664 | 10080 | 168 | 168
2003-01-26 | 2688 | 10104 | 168 | 168
2003-01-27 | 2712 | 10128 | 192 | 168
2003-01-28 | 2736 | 10152 | 216 | 168
2003-01-29 | 2760 | 10176 | 216 | 168
2003-01-30 | 2784 | 10200 | 216 | 168
2003-01-31 | 2808 | 10224 | 216 | 168
2003-02-01 | 2832 | 10248 | 216 | 168
2003-02-02 | 2856 | 10272 | 216 | 168
2003-02-03 | 2880 | 10296 | 216 | 168
2003-02-04 | 2904 | 10320 | 216 | 168
2003-02-05 | 2928 | 10344 | 216 | 168
2003-02-06 | 2952 | 10368 | 216 | 168
2003-02-07 | 2976 | 10392 | 216 | 168
2003-02-08 | 3000 | 10416 | 216 | 168
2003-02-09 | 3024 | 10440 | 216 | 168
2003-02-10 | 3048 | 10464 | 216 | 168
2003-02-11 | 3072 | 10488 | 216 | 168
2003-02-12 | 3096 | 10512 | 216 | 168
2003-02-13 | 3120 | 10536 | 216 | 168
2003-02-14 | 3144 | 10560 | 216 | 168
2003-02-15 | 3168 | 10584 | 216 | 168
2003-02-16 | 3192 | 10608 | 216 | 168
2003-02-17 | 3216 | 10632 | 216 | 168
2003-02-18 | 3240 | 10656 | 216 | 168
2003-02-19 | 3264 | 10680 | 216 | 168
2003-02-20 | 3288 | 10704 | 216 | 168
2003-02-21 | 3312 | 10728 | 216 | 168
2003-02-22 | 3336 | 10752 | 216 | 168
2003-02-23 | 3360 | 10776 | 216 | 168
2003-02-24 | 3384 | 10800 | 216 | 168
2003-02-25 | 3408 | 10824 | 216 | 168
2003-02-26 | 3432 | 10848 | 216 | 168
2003-02-27 | 3456 | 10872 | 216 | 168
2003-02-28 | 3480 | 10896 | 216 | 168
2003-03-01 | 3504 | 10920 | 216 | 168
2003-03-02 | 3528 | 10944 | 216 | 168
2003-03-03 | 3552 | 10968 | 216 | 168
2003-03-04 | 3576 | 10992 | 216 | 168
2003-03-05 | 3600 | 11016 | 216 | 168
2003-03-06 | 3624 | 11040 | 216 | 168
2003-03-07 | 3648 | 11064 | 216 | 168
2003-03-08 | 3672 | 11088 | 216 | 168
2003-03-09 | 3696 | 11112 | 240 | 168
2003-03-10 | 3720 | 11136 | 264 | 168
2003-03-11 | 3744 | 11160 | 264 | 168
2003-03-12 | 3768 | 11184 | 288 | 168
2003-03-13 | 3792 | 11208 | 312 | 168
2003-03-14 | 3816 | 11232 | 336 | 168
2003-03-15 | 3840 | 11256 | 360 | 168
2003-03-16 | 3864 | 11280 | 384 | 168
2003-03-17 | 3888 | 11304 | 384 | 168
2003-03-18 | 3912 | 11328 | 384 | 168
2003-03-19 | 3936 | 11352 | 408 | 192
2003-03-20 | 3960 | 11376 | 432 | 216
2003-03-21 | 3984 | 11400 | 456 | 240
2003-03-22 | 4008 | 11424 | 480 | 264
2003-03-23 | 4032 | 11448 | 504 | 288
2003-03-24 | 4056 | 11472 | 528 | 312
2003-03-25 | 4080 | 11496 | 552 | 336
2003-03-26 | 4104 | 11520 | 576 | 336
2003-03-27 | 4128 | 11544 | 576 | 336
2003-03-28 | 4152 | 11568 | 600 | 336
2003-03-29 | 4176 | 11592 | 600 | 336
2003-03-30 | 4200 | 11616 | 600 | 336
2003-03-31 | 4224 | 11640 | 600 | 336
2003-04-01 | 4248 | 11664 | 600 | 336
2003-04-02 | 4272 | 11688 | 600 | 336
2003-04-03 | 4296 | 11712 | 600 | 336
2003-04-04 | 4320 | 11736 | 600 | 336
2003-04-05 | 4344 | 11760 | 600 | 336
2003-04-06 | 4368 | 11784 | 600 | 336
2003-04-07 | 4392 | 11808 | 600 | 336
2003-04-08 | 4416 | 11832 | 600 | 336
2003-04-09 | 4440 | 11856 | 624 | 336
2003-04-10 | 4464 | 11880 | 648 | 336
2003-04-11 | 4488 | 11904 | 672 | 336
2003-04-12 | 4512 | 11928 | 696 | 336
2003-04-13 | 4536 | 11952 | 720 | 336
2003-04-14 | 4560 | 11976 | 744 | 336
2003-04-15 | 4584 | 12000 | 768 | 336
2003-04-16 | 4608 |  | 792 | 336
2003-04-17 | 4632 | 24 | 816 | 336
2003-04-18 | 4656 | 48 | 816 | 336
2003-04-19 | 4680 | 72 | 840 | 336
2003-04-20 | 4704 | 96 | 864 | 336
2003-04-21 | 4728 | 120 | 864 | 336
2003-04-22 | 4752 | 144 | 864 | 336
2003-04-23 | 4776 | 168 | 888 | 336
2003-04-24 | 4800 | 192 | 888 | 336
2003-04-25 | 4824 | 216 | 888 | 336
2003-04-26 | 4848 | 240 | 888 | 336
2003-04-27 | 4872 | 264 | 888 | 336
2003-04-28 | 4896 | 288 | 912 | 336
2003-04-29 | 4920 | 312 | 912 | 336
2003-04-30 | 4944 | 336 | 936 | 336
2003-05-01 | 4968 | 360 | 960 | 336
2003-05-02 | 4992 | 384 | 960 | 336
2003-05-03 | 5016 | 408 | 960 | 336
2003-05-04 | 5040 | 432 | 960 | 336
2003-05-05 | 5064 | 456 | 960 | 336
2003-05-06 | 5088 | 480 | 960 | 336
2003-05-07 | 5112 | 504 | 960 | 336
2003-05-08 | 5136 | 528 | 960 | 336
2003-05-09 | 5160 | 552 | 960 | 336
2003-05-10 | 5184 | 576 | 960 | 336
2003-05-11 | 5208 | 600 | 960 | 336
2003-05-12 | 5232 | 624 | 960 | 336
2003-05-13 | 5256 | 648 | 960 | 336
2003-05-14 | 5280 | 672 | 960 | 336
2003-05-15 | 5304 | 696 | 960 | 336
2003-05-16 | 5328 | 720 | 960 | 336
2003-05-17 | 5352 | 744 | 960 | 336
2003-05-18 | 5376 | 768 | 960 | 336
2003-05-19 | 5400 | 792 | 960 | 336
2003-05-20 | 5424 | 816 | 960 | 336
2003-05-21 | 5448 | 840 | 960 | 336
2003-05-22 | 5472 | 864 | 960 | 336
2003-05-23 | 5496 | 888 | 960 | 336
2003-05-24 | 5520 | 912 | 960 | 336
2003-05-25 | 5544 | 936 | 960 | 336
2003-05-26 | 5568 | 960 | 960 | 336
2003-05-27 | 5592 | 984 | 960 | 336
2003-05-28 | 5616 | 1008 | 984 | 336
2003-05-29 | 5640 | 1032 | 984 | 336
2003-05-30 | 5664 | 1056 | 984 | 336
2003-05-31 | 5688 | 1080 | 1008 | 336
2003-06-01 | 5712 | 1104 | 1032 | 336
2003-06-02 | 5736 | 1128 | 1056 | 336
2003-06-03 | 5760 | 1152 | 1056 | 336
2003-06-04 | 5784 | 1176 | 1080 | 336
2003-06-05 | 5808 | 1200 | 1104 | 336
2003-06-06 | 5832 | 1224 | 1128 | 336
2003-06-07 | 5856 | 1248 | 1128 | 336
2003-06-08 | 5880 | 1272 | 1152 | 336
2003-06-09 | 5904 | 1296 | 1176 | 336
2003-06-10 | 5928 | 1320 | 1176 | 336
2003-06-11 | 5952 | 1344 | 1176 | 336
2003-06-12 | 5976 | 1368 | 1200 | 336
2003-06-13 | 6000 | 1392 | 1224 | 336
2003-06-14 | 6024 | 1416 | 1224 | 336
2003-06-15 | 6048 | 1440 | 1248 | 336
2003-06-16 | 6072 | 1464 | 1272 | 336
2003-06-17 | 6096 | 1488 | 1296 | 336
2003-06-18 | 6120 | 1512 | 1320 | 336
2003-06-19 | 6144 | 1536 | 1320 | 336
2003-06-20 | 6168 | 1560 | 1320 | 336
2003-06-21 | 6192 | 1584 | 1344 | 336
2003-06-22 | 6216 | 1608 | 1368 | 336
2003-06-23 | 6240 | 1632 | 1392 | 336
2003-06-24 | 6264 | 1656 | 1416 | 336
2003-06-25 | 6288 | 1680 | 1440 | 336
2003-06-26 | 6312 | 1704 | 1440 | 336
2003-06-27 | 6336 | 1728 | 1440 | 336
2003-06-28 | 6360 | 1752 | 1440 | 336
2003-06-29 | 6384 | 1776 | 1440 | 336
2003-06-30 | 6408 | 1800 | 1464 | 336
2003-07-01 | 6432 | 1824 | 1488 | 336
2003-07-02 | 6456 | 1848 | 1512 | 336
2003-07-03 | 6480 | 1872 | 1512 | 336
2003-07-04 | 6504 | 1896 | 1536 | 336
2003-07-05 | 6528 | 1920 | 1536 | 336
2003-07-06 | 6552 | 1944 | 1536 | 336
2003-07-07 | 6576 | 1968 | 1536 | 336
2003-07-08 | 6600 | 1992 | 1560 | 336
2003-07-09 | 6624 | 2016 | 1584 | 336
2003-07-10 | 6648 | 2040 | 1608 | 336
2003-07-11 | 6672 | 2064 | 1632 | 336
2003-07-12 | 6696 | 2088 | 1632 | 336
2003-07-13 | 6720 | 2112 | 1656 | 336
2003-07-14 | 6744 | 2136 | 1680 | 336
2003-07-15 | 6768 | 2160 | 1704 | 336
2003-07-16 | 6792 | 2184 | 1728 | 336
2003-07-17 | 6816 | 2208 | 1752 | 336
2003-07-18 | 6840 | 2232 | 1776 | 336
2003-07-19 | 6864 | 2256 | 1800 | 336
2003-07-20 | 6888 | 2280 | 1824 | 336
2003-07-21 | 6912 | 2304 | 1848 | 336
2003-07-22 | 6936 | 2328 | 1872 | 336
2003-07-23 | 6960 | 2352 | 1896 | 336
2003-07-24 | 6984 | 2376 | 1920 | 336
2003-07-25 | 7008 | 2400 | 1944 | 336
2003-07-26 | 7032 | 2424 | 1968 | 336
2003-07-27 | 7056 | 2448 | 1992 | 336
2003-07-28 | 7080 | 2472 | 2016 | 336
2003-07-29 | 7104 | 2496 | 2040 | 336
2003-07-30 | 7128 | 2520 | 2064 | 336
2003-07-31 | 7152 | 2544 | 2088 | 336
2003-08-01 | 7176 | 2568 | 2112 | 336
2003-08-02 | 7200 | 2592 | 2136 | 336
2003-08-03 | 7224 | 2616 | 2160 | 336
2003-08-04 | 7248 | 2640 | 2184 | 336
2003-08-05 | 7272 | 2664 | 2208 | 336
2003-08-06 | 7296 | 2688 | 2232 | 336
2003-08-07 | 7320 | 2712 | 2232 | 336
2003-08-08 | 7344 | 2736 | 2256 | 336
2003-08-09 | 7368 | 2760 | 2280 | 336
2003-08-10 | 7392 | 2784 | 2304 | 336
2003-08-11 | 7416 | 2808 | 2328 | 336
2003-08-12 | 7440 | 2832 | 2352 | 336
2003-08-13 | 7464 | 2856 | 2376 | 336
2003-08-14 | 7488 | 2880 | 2400 | 336
2003-08-15 | 7512 | 2904 | 2424 | 336
2003-08-16 | 7536 | 2928 | 2448 | 336
2003-08-17 | 7560 | 2952 | 2472 | 336
2003-08-18 | 7584 | 2976 | 2472 | 336
2003-08-19 | 7608 | 3000 | 2472 | 336
2003-08-20 | 7632 | 3024 | 2472 | 336
2003-08-21 | 7656 | 3048 | 2472 | 336
2003-08-22 | 7680 | 3072 | 2472 | 336
2003-08-23 | 7704 | 3096 | 2472 | 336
2003-08-24 | 7728 | 3120 | 2472 | 336
2003-08-25 | 7752 | 3144 | 2472 | 336
2003-08-26 | 7776 | 3168 | 2472 | 336
2003-08-27 | 7800 | 3192 | 2472 | 336
2003-08-28 | 7824 | 3216 | 2496 | 336
2003-08-29 | 7848 | 3240 | 2520 | 336
2003-08-30 | 7872 | 3264 | 2520 | 336
2003-08-31 | 7896 | 3288 | 2520 | 336
2003-09-01 | 7920 | 3312 | 2520 | 336
2003-09-02 | 7944 | 3336 | 2520 | 336
2003-09-03 | 7968 | 3336 | 2520 | 336
2003-09-04 | 7992 | 3360 | 2520 | 336
2003-09-05 | 8016 | 3384 | 2520 | 336
2003-09-06 | 8040 | 3408 | 2520 | 336
2003-09-07 | 8064 | 3432 | 2520 | 336
2003-09-08 | 8088 | 3456 | 2520 | 336
2003-09-09 | 8112 | 3480 | 2520 | 336
2003-09-10 | 8136 | 3504 | 2520 | 336
2003-09-11 | 8160 | 3528 | 2520 | 336
2003-09-12 | 8184 | 3552 | 2520 | 336
2003-09-13 | 8208 | 3576 | 2520 | 336
2003-09-14 | 8232 | 3600 | 2520 | 336
2003-09-15 | 8256 | 3624 | 2520 | 336
2003-09-16 | 8280 | 3648 | 2520 | 336
2003-09-17 | 8304 | 3648 | 2520 | 336
2003-09-18 | 8328 | 3648 | 2520 | 336
2003-09-19 | 8352 | 3648 | 2520 | 336
2003-09-20 | 8376 | 3672 | 2520 | 336
2003-09-21 | 8400 | 3696 | 2544 | 336
2003-09-22 | 8424 | 3720 | 2544 | 336
2003-09-23 | 8448 | 3744 | 2568 | 336
2003-09-24 | 8472 | 3768 | 2568 | 336
2003-09-25 | 8496 | 3792 | 2568 | 336
2003-09-26 | 8520 | 3792 | 2568 | 336
2003-09-27 | 8544 | 3792 | 2568 | 336
2003-09-28 | 8568 | 3792 | 2568 | 336
2003-09-29 | 8592 | 3792 | 2568 | 336
2003-09-30 | 8616 | 3792 | 2568 | 336
2003-10-01 | 8640 | 3792 | 2568 | 336
2003-10-02 | 8664 | 3792 | 2568 | 336
2003-10-03 | 8688 | 3792 | 2568 | 336
2003-10-04 | 8712 | 3792 | 2568 | 336
2003-10-05 | 8736 | 3792 | 2568 | 336
2003-10-06 | 8760 | 3792 | 2568 | 336
2003-10-07 | 8784 | 3792 | 2568 | 336
2003-10-08 | 8808 | 3792 | 2568 | 336
2003-10-09 | 8832 | 3792 | 2568 | 336
2003-10-10 | 8856 | 3792 | 2568 | 336
2003-10-11 | 8880 | 3792 | 2568 | 336
2003-10-12 | 8904 | 3792 | 2568 | 336
2003-10-13 | 8928 | 3792 | 2568 | 336
2003-10-14 | 8952 | 3792 | 2568 | 336
2003-10-15 | 8976 | 3792 | 2568 | 336
2003-10-16 | 9000 | 3792 | 2568 | 336
2003-10-17 | 9000 | 3792 | 2568 | 336
2003-10-18 | 9024 | 3792 | 2568 | 336
2003-10-19 | 9048 | 3792 | 2568 | 336
2003-10-20 | 9072 | 3792 | 2568 | 336
2003-10-21 | 9096 | 3816 | 2568 | 336
2003-10-22 | 9120 | 3840 | 2568 | 336
2003-10-23 | 9144 | 3840 | 2568 | 336
2003-10-24 | 9168 | 3840 | 2568 | 336
2003-10-25 | 9192 | 3840 | 2568 | 336
2003-10-26 | 9216 | 3864 | 2568 | 336
2003-10-27 | 9240 | 3864 | 2568 | 336
2003-10-28 | 9264 | 3888 | 2568 | 336
2003-10-29 | 9288 | 3912 | 2568 | 336
2003-10-30 | 9312 | 3936 | 2568 | 336
2003-10-31 | 9336 | 3936 | 2568 | 336
2003-11-01 | 9360 | 3960 | 2568 | 336
2003-11-02 | 9384 | 3960 | 2568 | 336
2003-11-03 | 9408 | 3984 | 2568 | 336
2003-11-04 | 9432 | 4008 | 2568 | 336
2003-11-05 | 9456 | 4032 | 2568 | 336
2003-11-06 | 9480 | 4056 | 2568 | 336
2003-11-07 | 9504 | 4080 | 2568 | 336
2003-11-08 | 9528 | 4104 | 2568 | 336
2003-11-09 | 9552 | 4128 | 2568 | 336
2003-11-10 | 9576 | 4152 | 2568 | 336
2003-11-11 | 9600 | 4176 | 2568 | 336
2003-11-12 | 9624 | 4200 | 2568 | 336
2003-11-13 | 9648 | 4224 | 2568 | 336
2003-11-14 | 9672 | 4248 | 2568 | 336
2003-11-15 | 9696 | 4248 | 2568 | 336
2003-11-16 | 9720 | 4272 | 2568 | 336
2003-11-17 | 9744 | 4296 | 2592 | 336
2003-11-18 | 9768 | 4320 | 2592 | 336
2003-11-19 | 9792 | 4344 | 2592 | 336
2003-11-20 | 9816 | 4368 | 2592 | 336
2003-11-21 | 9840 | 4392 | 2592 | 336
2003-11-22 | 9864 | 4416 | 2592 | 336
2003-11-23 | 9888 | 4440 | 2592 | 336
2003-11-24 | 9912 | 4464 | 2592 | 336
2003-11-25 | 9936 | 4488 | 2592 | 336
2003-11-26 | 9960 | 4512 | 2592 | 336
2003-11-27 | 9984 | 4536 | 2592 | 336
2003-11-28 | 10008 | 4560 | 2592 | 336
2003-11-29 | 10032 | 4584 | 2592 | 336
2003-11-30 | 10056 | 4608 | 2592 | 336
2003-12-01 | 10080 | 4632 | 2592 | 336
2003-12-02 | 10104 | 4656 | 2592 | 336
2003-12-03 | 10128 | 4680 | 2592 | 336
2003-12-04 | 10152 | 4704 | 2592 | 336
2003-12-05 | 10176 | 4728 | 2592 | 336
2003-12-06 | 10200 | 4752 | 2592 | 336
2003-12-07 | 10224 | 4776 | 2592 | 336
2003-12-08 | 10248 | 4800 | 2592 | 336
2003-12-09 | 10272 | 4824 | 2592 | 336
2003-12-10 | 10296 | 4848 | 2592 | 336
2003-12-11 | 10320 | 4872 | 2592 | 336
2003-12-12 | 10344 | 4896 | 2592 | 336
2003-12-13 | 10368 | 4920 | 2592 | 336
2003-12-14 | 10392 | 4944 | 2592 | 336
2003-12-15 | 10416 | 4968 | 2592 | 336
2003-12-16 | 10440 | 4992 | 2592 | 336
2003-12-17 | 10464 | 5016 | 2592 | 336
2003-12-18 | 10488 | 5040 | 2592 | 336
2003-12-19 | 10512 | 5064 | 2592 | 336
2003-12-20 | 10536 | 5088 | 2592 | 336
2003-12-21 | 10560 | 5112 | 2592 | 336
2003-12-22 | 10584 | 5136 | 2592 | 336
2003-12-23 | 10608 | 5160 | 2592 | 336
2003-12-24 | 10632 | 5184 | 2592 | 336
2003-12-25 | 10656 | 5208 | 2592 | 336
2003-12-26 | 10680 | 5232 | 2592 | 336
2003-12-27 | 10704 | 5256 | 2592 | 336
2003-12-28 | 10728 | 5280 | 2592 | 336
2003-12-29 | 10752 | 5304 | 2592 | 336
2003-12-30 | 10776 | 5328 | 2592 | 336
2003-12-31 | 10800 | 5352 | 2592 | 336
2004-01-01 | 10824 | 5376 | 2592 | 336
2004-01-02 | 10848 | 5400 | 2592 | 336
2004-01-03 | 10872 | 5424 | 2592 | 336
2004-01-04 | 10896 | 5448 | 2592 | 336
2004-01-05 | 10920 | 5472 | 2592 | 336
2004-01-06 | 10944 | 5496 | 2592 | 336
2004-01-07 | 10968 | 5520 | 2592 | 336
2004-01-08 | 10992 | 5544 | 2592 | 336
2004-01-09 | 11016 | 5568 | 2592 | 336
2004-01-10 | 11040 | 5592 | 2592 | 336
2004-01-11 | 11064 | 5616 | 2592 | 336
2004-01-12 | 11088 | 5640 | 2592 | 336
2004-01-13 | 11112 | 5664 | 2592 | 336
2004-01-14 | 11136 | 5688 | 2592 | 336
2004-01-15 | 11160 | 5712 | 2592 | 336
2004-01-16 | 11184 | 5736 | 2592 | 336
2004-01-17 | 11208 | 5760 | 2592 | 336
2004-01-18 | 11232 | 5784 | 2592 | 336
2004-01-19 | 11256 | 5808 | 2592 | 336
2004-01-20 | 11280 | 5832 | 2592 | 336
2004-01-21 | 11304 | 5856 | 2592 | 336
2004-01-22 | 11328 | 5880 | 2592 | 336
2004-01-23 | 11352 | 5904 | 2592 | 336
2004-01-24 | 11376 | 5928 | 2592 | 336
2004-01-25 | 11400 | 5952 | 2592 | 336
2004-01-26 | 11424 | 5976 | 2592 | 336
2004-01-27 | 11448 | 6000 | 2592 | 336
2004-01-28 | 11472 | 6024 | 2616 | 336
2004-01-29 | 11496 | 6048 | 2640 | 336
2004-01-30 | 11520 | 6072 | 2640 | 336
2004-01-31 | 11544 | 6096 | 2640 | 336
2004-02-01 | 11568 | 6120 | 2640 | 336
2004-02-02 | 11592 | 6144 | 2640 | 336
2004-02-03 | 11616 | 6168 | 2640 | 336
2004-02-04 | 11640 | 6192 | 2640 | 336
2004-02-05 | 11664 | 6216 | 2640 | 336
2004-02-06 | 11688 | 6240 | 2640 | 336
2004-02-07 | 11712 | 6264 | 2640 | 336
2004-02-08 | 11736 | 6288 | 2640 | 336
2004-02-09 | 11760 | 6312 | 2640 | 336
2004-02-10 | 11784 | 6336 | 2640 | 336
2004-02-11 | 11808 | 6360 | 2664 | 336
2004-02-12 | 11832 | 6384 | 2664 | 336
2004-02-13 | 11856 | 6408 | 2688 | 336
2004-02-14 | 11880 | 6432 | 2712 | 336
2004-02-15 | 11904 | 6456 | 2736 | 336
2004-02-16 | 11928 | 6480 | 2760 | 336
2004-02-17 | 11952 | 6504 | 2760 | 336
2004-02-18 | 11976 | 6528 | 2760 | 336
2004-02-19 | 12000 | 6552 | 2760 | 336
2004-02-20 |  | 6576 | 2760 | 336
2004-02-21 | 24 | 6600 | 2760 | 336
2004-02-22 | 48 | 6624 | 2760 | 336
2004-02-23 | 72 | 6648 | 2760 | 336
2004-02-24 | 96 | 6672 | 2760 | 336
2004-02-25 | 120 | 6696 | 2760 | 336
2004-02-26 | 144 | 6720 | 2760 | 336
2004-02-27 | 168 | 6744 | 2760 | 336
2004-02-28 | 192 | 6768 | 2760 | 336
2004-02-29 | 216 | 6792 | 2760 | 336
2004-03-01 | 240 | 6816 | 2760 | 336
2004-03-02 | 264 | 6840 | 2760 | 336
2004-03-03 | 288 | 6864 | 2760 | 336
2004-03-04 | 312 | 6888 | 2760 | 336
2004-03-05 | 336 | 6912 | 2760 | 336
2004-03-06 | 360 | 6936 | 2760 | 336
2004-03-07 | 384 | 6960 | 2760 | 336
2004-03-08 | 408 | 6984 | 2760 | 336
2004-03-09 | 432 | 7008 | 2760 | 336
2004-03-10 | 456 | 7032 | 2760 | 336
2004-03-11 | 480 | 7056 | 2760 | 336
2004-03-12 | 504 | 7080 | 2760 | 336
2004-03-13 | 528 | 7104 | 2760 | 336
2004-03-14 | 552 | 7128 | 2760 | 336
2004-03-15 | 576 | 7152 | 2760 | 336
2004-03-16 | 600 | 7176 | 2784 | 336
2004-03-17 | 624 | 7200 | 2784 | 336
2004-03-18 | 648 | 7224 | 2784 | 336
2004-03-19 | 672 | 7248 | 2784 | 336
2004-03-20 | 696 | 7272 | 2784 | 336
2004-03-21 | 720 | 7296 | 2808 | 336
2004-03-22 | 744 | 7320 | 2808 | 336
2004-03-23 | 768 | 7344 | 2808 | 336
2004-03-24 | 792 | 7368 | 2808 | 336
2004-03-25 | 816 | 7392 | 2808 | 336
2004-03-26 | 840 | 7416 | 2808 | 336
2004-03-27 | 864 | 7440 | 2808 | 336
2004-03-28 | 888 | 7464 | 2808 | 336
2004-03-29 | 912 | 7488 | 2808 | 336
2004-03-30 | 936 | 7512 | 2808 | 336
2004-03-31 | 960 | 7536 | 2832 | 336
2004-04-01 | 984 | 7560 | 2832 | 336
2004-04-02 | 1008 | 7584 | 2832 | 336
2004-04-03 | 1032 | 7608 | 2832 | 336
2004-04-04 | 1056 | 7632 | 2832 | 336
2004-04-05 | 1080 | 7656 | 2832 | 336
2004-04-06 | 1104 | 7680 | 2832 | 336
2004-04-07 | 1128 | 7704 | 2832 | 336
2004-04-08 | 1152 | 7728 | 2832 | 336
2004-04-09 | 1176 | 7752 | 2832 | 336
2004-04-10 | 1200 | 7776 | 2832 | 336
2004-04-11 | 1224 | 7800 | 2832 | 336
2004-04-12 | 1248 | 7824 | 2832 | 336
2004-04-13 | 1272 | 7848 | 2832 | 336
2004-04-14 | 1296 | 7872 | 2856 | 336
2004-04-15 | 1320 | 7896 | 2880 | 336
2004-04-16 | 1344 | 7920 | 2880 | 336
2004-04-17 | 1368 | 7944 | 2880 | 336
2004-04-18 | 1392 | 7968 | 2880 | 336
2004-04-19 | 1416 | 7992 | 2880 | 336
2004-04-20 | 1440 | 8016 | 2880 | 336
2004-04-21 | 1464 | 8040 | 2880 | 336
2004-04-22 | 1488 | 8064 | 2880 | 336
2004-04-23 | 1512 | 8088 | 2880 | 336
2004-04-24 | 1536 | 8112 | 2904 | 336
2004-04-25 | 1560 | 8136 | 2928 | 336
2004-04-26 | 1584 | 8160 | 2952 | 336
2004-04-27 | 1608 | 8184 | 2952 | 336
2004-04-28 | 1632 | 8208 | 2952 | 336
2004-04-29 | 1656 | 8232 | 2952 | 336
2004-04-30 | 1680 | 8256 | 2952 | 336
2004-05-01 | 1704 | 8280 | 2952 | 336
2004-05-02 | 1728 | 8304 | 2952 | 336
2004-05-03 | 1752 | 8328 | 2952 | 336
2004-05-04 | 1776 | 8352 | 2952 | 336
2004-05-05 | 1800 | 8376 | 2952 | 336
2004-05-06 | 1824 | 8400 | 2952 | 336
2004-05-07 | 1848 | 8424 | 2952 | 336
2004-05-08 | 1872 | 8448 | 2952 | 336
2004-05-09 | 1896 | 8472 | 2952 | 336
2004-05-10 | 1920 | 8496 | 2952 | 336
2004-05-11 | 1944 | 8520 | 2952 | 336
2004-05-12 | 1968 | 8544 | 2952 | 336
2004-05-13 | 1992 | 8568 | 2952 | 336
2004-05-14 | 2016 | 8592 | 2952 | 336
2004-05-15 | 2040 | 8616 | 2952 | 336
2004-05-16 | 2064 | 8640 | 2952 | 336
2004-05-17 | 2088 | 8664 | 2952 | 336
2004-05-18 | 2112 | 8688 | 2952 | 336
2004-05-19 | 2136 | 8712 | 2952 | 336
2004-05-20 | 2160 | 8736 | 2952 | 336
2004-05-21 | 2184 | 8760 | 2952 | 336
2004-05-22 | 2208 | 8784 | 2952 | 336
2004-05-23 | 2232 | 8808 | 2952 | 336
2004-05-24 | 2256 | 8832 | 2952 | 336
2004-05-25 | 2280 | 8856 | 2952 | 336
2004-05-26 | 2304 | 8880 | 2952 | 336
2004-05-27 | 2328 | 8904 | 2952 | 336
2004-05-28 | 2352 | 8928 | 2952 | 336
2004-05-29 | 2376 | 8952 | 2952 | 336
2004-05-30 | 2400 | 8976 | 2952 | 336
2004-05-31 | 2424 | 9000 | 2952 | 336
2004-06-01 | 2448 | 9024 | 2952 | 336
2004-06-02 | 2472 | 9048 | 2952 | 336
2004-06-03 | 2496 | 9072 | 2952 | 336
2004-06-04 | 2520 | 9096 | 2952 | 336
2004-06-05 | 2544 | 9120 | 2952 | 336
2004-06-06 | 2568 | 9144 | 2952 | 336
2004-06-07 | 2592 | 9168 | 2952 | 336
2004-06-08 | 2616 | 9192 | 2952 | 336
2004-06-09 | 2640 | 9216 | 2952 | 336
2004-06-10 | 2664 | 9240 | 2952 | 336
2004-06-11 | 2688 | 9264 | 2952 | 336
2004-06-12 | 2712 | 9288 | 2952 | 336
2004-06-13 | 2736 | 9312 | 2952 | 336
2004-06-14 | 2760 | 9336 | 2952 | 336
2004-06-15 | 2784 | 9360 | 2952 | 336
2004-06-16 | 2808 | 9384 | 2952 | 336
2004-06-17 | 2832 | 9408 | 2952 | 336
2004-06-18 | 2856 | 9432 | 2952 | 336
2004-06-19 | 2880 | 9456 | 2952 | 336
2004-06-20 | 2904 | 9480 | 2952 | 336
2004-06-21 | 2928 | 9504 | 2952 | 336
2004-06-22 | 2952 | 9528 | 2952 | 336
2004-06-23 | 2976 | 9552 | 2952 | 336
2004-06-24 | 3000 | 9576 | 2952 | 336
2004-06-25 | 3024 | 9600 | 2952 | 336
2004-06-26 | 3048 | 9624 | 2952 | 336
2004-06-27 | 3072 | 9648 | 2952 | 336
2004-06-28 | 3096 | 9672 | 2952 | 336
2004-06-29 | 3120 | 9696 | 2952 | 336
2004-06-30 | 3144 | 9720 | 2952 | 336
2004-07-01 | 3168 | 9744 | 2952 | 336
2004-07-02 | 3192 | 9768 | 2952 | 336
2004-07-03 | 3216 | 9792 | 2952 | 336
2004-07-04 | 3240 | 9816 | 2952 | 336
2004-07-05 | 3264 | 9840 | 2952 | 336
2004-07-06 | 3288 | 9864 | 2952 | 336
2004-07-07 | 3312 | 9888 | 2952 | 336
2004-07-08 | 3336 | 9912 | 2952 | 336
2004-07-09 | 3360 | 9936 | 2952 | 336
2004-07-10 | 3384 | 9960 | 2952 | 336
2004-07-11 | 3408 | 9984 | 2952 | 336
2004-07-12 | 3432 | 10008 | 2952 | 336
2004-07-13 | 3456 | 10032 | 2952 | 336
2004-07-14 | 3480 | 10056 | 2952 | 336
2004-07-15 | 3504 | 10080 | 2952 | 336
2004-07-16 | 3528 | 10104 | 2952 | 336
2004-07-17 | 3552 | 10128 | 2952 | 336
2004-07-18 | 3576 | 10152 | 2952 | 336
2004-07-19 | 3600 | 10176 | 2952 | 336

## LAMP AGING FACTOR
Train | 1 | 2 | 3 | 4
Reactor | 1 | 1 | 1 | 1
Bank | 1 | 1 | 1 | 1
| Train 1, Bank 1 | Train 2, Bank 1 | Train 3, Bank 1 | Train 4, Bank 1
Date/Time | Lamp Aging Factor
2000-01-01 | 1.0343 | 1.0343 | 1.0343 | 1.0343
2000-01-02 | 1.0268 | 1.0268 | 1.0268 | 1.0343
2000-01-03 | 1.0198 | 1.0198 | 1.0268 | 1.0343
2000-01-04 | 1.0132 | 1.0132 | 1.0268 | 1.0343
2000-01-05 | 1.0071 | 1.0071 | 1.0268 | 1.0343
2000-01-06 | 1.0013 | 1.0013 | 1.0268 | 1.0343
2000-01-07 | 0.99587 | 0.99587 | 1.0268 | 1.0343
2000-01-08 | 0.99071 | 0.99071 | 1.0268 | 1.0343
2000-01-09 | 0.9858 | 0.9858 | 1.0268 | 1.0343
2000-01-10 | 0.98114 | 0.98114 | 1.0268 | 1.0343
2000-01-11 | 0.97669 | 0.97669 | 1.0268 | 1.0343
2000-01-12 | 0.97244 | 0.97244 | 1.0268 | 1.0343
2000-01-13 | 0.96838 | 0.96838 | 1.0198 | 1.0343
2000-01-14 | 0.96448 | 0.96448 | 1.0132 | 1.0343
2000-01-15 | 0.96073 | 0.96073 | 1.0132 | 1.0343
2000-01-16 | 0.95713 | 0.95713 | 1.0071 | 1.0343
2000-01-17 | 0.95367 | 0.95367 | 1.0013 | 1.0343
2000-01-18 | 0.95032 | 0.95032 | 1.0013 | 1.0343
2000-01-19 | 0.9471 | 0.9471 | 0.99587 | 1.0343
2000-01-20 | 0.94398 | 0.94398 | 0.99071 | 1.0343
2000-01-21 | 0.94097 | 0.94097 | 0.9858 | 1.0343
2000-01-22 | 0.93805 | 0.93805 | 0.98114 | 1.0343
2000-01-23 | 0.93522 | 0.93522 | 0.97669 | 1.0343
2000-01-24 | 0.93247 | 0.93247 | 0.97244 | 1.0343
2000-01-25 | 0.92981 | 0.92981 | 0.96838 | 1.0343
2000-01-26 | 0.92722 | 0.92722 | 0.96448 | 1.0343
2000-01-27 | 0.92471 | 0.92471 | 0.96073 | 1.0343
2000-01-28 | 0.92226 | 0.92226 | 0.95713 | 1.0343
2000-01-29 | 0.91987 | 0.91987 | 0.95367 | 1.0343
2000-01-30 | 0.91755 | 0.91755 | 0.95032 | 1.0343
2000-01-31 | 0.91529 | 0.91529 | 0.9471 | 1.0343
2000-02-01 | 0.91308 | 0.91308 | 0.94398 | 1.0343
2000-02-02 | 0.91093 | 0.91093 | 0.94097 | 1.0343
2000-02-03 | 0.90883 | 0.90883 | 0.93805 | 1.0343
2000-02-04 | 0.90678 | 0.90678 | 0.93522 | 1.0343
2000-02-05 | 0.90477 | 0.90477 | 0.93247 | 1.0343
2000-02-06 | 0.90281 | 0.90281 | 0.92981 | 1.0343
2000-02-07 | 0.90089 | 0.90089 | 0.92722 | 1.0343
2000-02-08 | 0.89901 | 0.89901 | 0.92471 | 1.0343
2000-02-09 | 0.89717 | 0.89717 | 0.92226 | 1.0343
2000-02-10 | 0.89537 | 0.89537 | 0.91987 | 1.0343
2000-02-11 | 0.8936 | 0.8936 | 0.91755 | 1.0343
2000-02-12 | 0.89187 | 0.89187 | 0.91529 | 1.0343
2000-02-13 | 0.89017 | 0.89017 | 0.91308 | 1.0343
2000-02-14 | 0.88851 | 0.88851 | 0.91093 | 1.0343
2000-02-15 | 0.88688 | 0.88688 | 0.90883 | 1.0343
2000-02-16 | 0.88528 | 0.88528 | 0.90678 | 1.0343
2000-02-17 | 0.8837 | 0.8837 | 0.90477 | 1.0343
2000-02-18 | 0.88216 | 0.88216 | 0.90281 | 1.0343
2000-02-19 | 0.88064 | 0.88064 | 0.90089 | 1.0343
2000-02-20 | 0.87915 | 0.87915 | 0.89901 | 1.0343
2000-02-21 | 0.87768 | 0.87768 | 0.89717 | 1.0343
2000-02-22 | 0.87624 | 0.87624 | 0.89537 | 1.0343
2000-02-23 | 0.87482 | 0.87482 | 0.8936 | 1.0343
2000-02-24 | 0.87343 | 0.87343 | 0.89187 | 1.0343
2000-02-25 | 0.87206 | 0.87206 | 0.89017 | 1.0343
2000-02-26 | 0.87071 | 0.87071 | 0.88851 | 1.0343
2000-02-27 | 0.86938 | 0.86938 | 0.88688 | 1.0343
2000-02-28 | 0.86807 | 0.86807 | 0.88528 | 1.0343
2000-02-29 | 0.86678 | 0.86678 | 0.8837 | 1.0343
2000-03-01 | 0.86551 | 0.86551 | 0.88216 | 1.0343
2000-03-02 | 0.86426 | 0.86426 | 0.88064 | 1.0343
2000-03-03 | 0.86303 | 0.86303 | 0.87915 | 1.0343
2000-03-04 | 0.86182 | 0.86182 | 0.87768 | 1.0343
2000-03-05 | 0.86062 | 0.86062 | 0.87624 | 1.0343
2000-03-06 | 0.85944 | 0.85944 | 0.87482 | 1.0343
2000-03-07 | 0.85827 | 0.85827 | 0.87343 | 1.0343
2000-03-08 | 0.85713 | 0.85713 | 0.87206 | 1.0343
2000-03-09 | 0.85599 | 0.85599 | 0.87071 | 1.0343
2000-03-10 | 0.85488 | 0.85488 | 0.86938 | 1.0343
2000-03-11 | 0.85377 | 0.85377 | 0.86807 | 1.0343
2000-03-12 | 0.85269 | 0.85269 | 0.86678 | 1.0343
2000-03-13 | 0.85161 | 0.85161 | 0.86551 | 1.0343
2000-03-14 | 0.85055 | 0.85055 | 0.86426 | 1.0343
2000-03-15 | 0.84951 | 0.84951 | 0.86303 | 1.0343
2000-03-16 | 0.84847 | 0.84847 | 0.86182 | 1.0343
2000-03-17 | 0.84745 | 0.84745 | 0.86062 | 1.0343
2000-03-18 | 0.84644 | 0.84644 | 0.85944 | 1.0343
2000-03-19 | 0.84544 | 0.84544 | 0.85827 | 1.0343
2000-03-20 | 0.84446 | 0.84446 | 0.85713 | 1.0343
2000-03-21 | 0.84349 | 0.84349 | 0.85599 | 1.0343
2000-03-22 | 0.84253 | 0.84253 | 0.85488 | 1.0343
2000-03-23 | 0.84157 | 0.84157 | 0.85377 | 1.0343
2000-03-24 | 0.84064 | 0.84064 | 0.85269 | 1.0343
2000-03-25 | 0.83971 | 0.83971 | 0.85161 | 1.0343
2000-03-26 | 0.83879 | 0.83879 | 0.85055 | 1.0343
2000-03-27 | 0.83788 | 0.83788 | 0.84951 | 1.0343
2000-03-28 | 0.83698 | 0.83698 | 0.84847 | 1.0343
2000-03-29 | 0.83609 | 0.83609 | 0.84745 | 1.0343
2000-03-30 | 0.83521 | 0.83521 | 0.84644 | 1.0343
2000-03-31 | 0.83434 | 0.83434 | 0.84544 | 1.0343
2000-04-01 | 0.83348 | 0.83348 | 0.84446 | 1.0343
2000-04-02 | 0.83263 | 0.83263 | 0.84349 | 1.0343
2000-04-03 | 0.83179 | 0.83179 | 0.84253 | 1.0343
2000-04-04 | 0.83095 | 0.83095 | 0.84157 | 1.0343
2000-04-05 | 0.83013 | 0.83013 | 0.84064 | 1.0343
2000-04-06 | 0.82931 | 0.82931 | 0.83971 | 1.0343
2000-04-07 | 0.8285 | 0.8285 | 0.83879 | 1.0343
2000-04-08 | 0.8277 | 0.8277 | 0.83788 | 1.0343
2000-04-09 | 0.82691 | 0.82691 | 0.83698 | 1.0343
2000-04-10 | 0.82612 | 0.82612 | 0.83609 | 1.0343
2000-04-11 | 0.82535 | 0.82535 | 0.83521 | 1.0343
2000-04-12 | 0.82457 | 0.82457 | 0.83434 | 1.0343
2000-04-13 | 0.82381 | 0.82381 | 0.83348 | 1.0343
2000-04-14 | 0.82306 | 0.82306 | 0.83263 | 1.0343
2000-04-15 | 0.82231 | 0.82231 | 0.83179 | 1.0343
2000-04-16 | 0.82157 | 0.82157 | 0.83095 | 1.0343
2000-04-17 | 0.82083 | 0.82083 | 0.83013 | 1.0343
2000-04-18 | 0.8201 | 0.8201 | 0.82931 | 1.0343
2000-04-19 | 0.81938 | 0.81938 | 0.8285 | 1.0343
2000-04-20 | 0.81866 | 0.81866 | 0.8277 | 1.0343
2000-04-21 | 0.81795 | 0.81795 | 0.82691 | 1.0343
2000-04-22 | 0.81725 | 0.81725 | 0.82612 | 1.0343
2000-04-23 | 0.81656 | 0.81656 | 0.82535 | 1.0343
2000-04-24 | 0.81586 | 0.81586 | 0.82457 | 1.0343
2000-04-25 | 0.81518 | 0.81518 | 0.82381 | 1.0343
2000-04-26 | 0.8145 | 0.8145 | 0.82381 | 1.0343
2000-04-27 | 0.81383 | 0.81383 | 0.82306 | 1.0343
2000-04-28 | 0.81316 | 0.81316 | 0.82231 | 1.0343
2000-04-29 | 0.8125 | 0.8125 | 0.82157 | 1.0343
2000-04-30 | 0.81184 | 0.81184 | 0.82083 | 1.0343
2000-05-01 | 0.81119 | 0.81119 | 0.8201 | 1.0343
2000-05-02 | 0.81055 | 0.81055 | 0.8201 | 1.0343
2000-05-03 | 0.8099 | 0.8099 | 0.8201 | 1.0343
2000-05-04 | 0.80927 | 0.80927 | 0.81938 | 1.0343
2000-05-05 | 0.80864 | 0.80864 | 0.81866 | 1.0343
2000-05-06 | 0.80801 | 0.80801 | 0.81795 | 1.0343
2000-05-07 | 0.80739 | 0.80739 | 0.81725 | 1.0343
2000-05-08 | 0.80678 | 0.80678 | 0.81656 | 1.0343
2000-05-09 | 0.80617 | 0.80617 | 0.81656 | 1.0343
2000-05-10 | 0.80556 | 0.80556 | 0.81586 | 1.0343
2000-05-11 | 0.80496 | 0.80496 | 0.81518 | 1.0343
2000-05-12 | 0.80436 | 0.80436 | 0.8145 | 1.0343
2000-05-13 | 0.80377 | 0.80377 | 0.8145 | 1.0343
2000-05-14 | 0.80318 | 0.80318 | 0.81383 | 1.0343
2000-05-15 | 0.8026 | 0.8026 | 0.81316 | 1.0343
2000-05-16 | 0.80202 | 0.80202 | 0.81316 | 1.0343
2000-05-17 | 0.80144 | 0.80144 | 0.8125 | 1.0343
2000-05-18 | 0.80087 | 0.80087 | 0.8125 | 1.0343
2000-05-19 | 0.80031 | 0.80031 | 0.8125 | 1.0343
2000-05-20 | 0.79974 | 0.79974 | 0.8125 | 1.0343
2000-05-21 | 0.79919 | 0.79919 | 0.8125 | 1.0343
2000-05-22 | 0.79863 | 0.79863 | 0.8125 | 1.0343
2000-05-23 | 0.79808 | 0.79808 | 0.8125 | 1.0343
2000-05-24 | 0.79753 | 0.79753 | 0.81184 | 1.0343
2000-05-25 | 0.79699 | 0.79699 | 0.81184 | 1.0343
2000-05-26 | 0.79645 | 0.79645 | 0.81119 | 1.0343
2000-05-27 | 0.79592 | 0.79592 | 0.81055 | 1.0343
2000-05-28 | 0.79539 | 0.79539 | 0.8099 | 1.0343
2000-05-29 | 0.79486 | 0.79486 | 0.80927 | 1.0343
2000-05-30 | 0.79433 | 0.79433 | 0.80927 | 1.0343
2000-05-31 | 0.79381 | 0.79381 | 0.80864 | 1.0343
2000-06-01 | 0.79329 | 0.79329 | 0.80801 | 1.0343
2000-06-02 | 0.79278 | 0.79278 | 0.80739 | 1.0343
2000-06-03 | 0.79227 | 0.79227 | 0.80678 | 1.0343
2000-06-04 | 0.79176 | 0.79176 | 0.80617 | 1.0343
2000-06-05 | 0.79126 | 0.79126 | 0.80556 | 1.0343
2000-06-06 | 0.79076 | 0.79076 | 0.80556 | 1.0343
2000-06-07 | 0.79026 | 0.79026 | 0.80496 | 1.0343
2000-06-08 | 0.78976 | 0.78976 | 0.80436 | 1.0343
2000-06-09 | 0.78927 | 0.78927 | 0.80377 | 1.0343
2000-06-10 | 0.78878 | 0.78878 | 0.80318 | 1.0343
2000-06-11 | 0.7883 | 0.7883 | 0.8026 | 1.0343
2000-06-12 | 0.78782 | 0.78782 | 0.80202 | 1.0343
2000-06-13 | 0.78734 | 0.78734 | 0.80144 | 1.0343
2000-06-14 | 0.78686 | 0.78686 | 0.80087 | 1.0343
2000-06-15 | 0.78639 | 0.78639 | 0.80031 | 1.0343
2000-06-16 | 0.78592 | 0.78592 | 0.79974 | 1.0343
2000-06-17 | 0.78545 | 0.78545 | 0.79919 | 1.0343
2000-06-18 | 0.78499 | 0.78499 | 0.79863 | 1.0343
2000-06-19 | 0.78453 | 0.78453 | 0.79808 | 1.0343
2000-06-20 | 0.78407 | 0.78407 | 0.79753 | 1.0343
2000-06-21 | 0.78361 | 0.78361 | 0.79699 | 1.0343
2000-06-22 | 0.78316 | 0.78316 | 0.79699 | 1.0343
2000-06-23 | 0.78271 | 0.78271 | 0.79645 | 1.0343
2000-06-24 | 0.78226 | 0.78226 | 0.79592 | 1.0343
2000-06-25 | 0.78181 | 0.78181 | 0.79539 | 1.0343
2000-06-26 | 0.78137 | 0.78137 | 0.79486 | 1.0343
2000-06-27 | 0.78093 | 0.78093 | 0.79486 | 1.0343
2000-06-28 | 0.78049 | 0.78049 | 0.79433 | 1.0343
2000-06-29 | 0.78006 | 0.78006 | 0.79381 | 1.0343
2000-06-30 | 0.77962 | 0.77962 | 0.79329 | 1.0343
2000-07-01 | 0.77919 | 0.77919 | 0.79278 | 1.0343
2000-07-02 | 0.77876 | 0.77876 | 0.79227 | 1.0343
2000-07-03 | 0.77834 | 0.77834 | 0.79176 | 1.0343
2000-07-04 | 0.77791 | 0.77791 | 0.79176 | 1.0343
2000-07-05 | 0.77749 | 0.77749 | 0.79126 | 1.0343
2000-07-06 | 0.77708 | 0.77708 | 0.79076 | 1.0343
2000-07-07 | 0.77666 | 0.77666 | 0.79026 | 1.0343
2000-07-08 | 0.77624 | 0.77624 | 0.78976 | 1.0343
2000-07-09 | 0.77583 | 0.77583 | 0.78927 | 1.0343
2000-07-10 | 0.77542 | 0.77542 | 0.78878 | 1.0343
2000-07-11 | 0.77502 | 0.77502 | 0.78878 | 1.0343
2000-07-12 | 0.77461 | 0.77461 | 0.78878 | 1.0343
2000-07-13 | 0.77421 | 0.77421 | 0.7883 | 1.0343
2000-07-14 | 0.77381 | 0.77381 | 0.78782 | 1.0343
2000-07-15 | 0.77341 | 0.77341 | 0.78734 | 1.0343
2000-07-16 | 0.77301 | 0.77301 | 0.78686 | 1.0343
2000-07-17 | 0.77262 | 0.77262 | 0.78639 | 1.0343
2000-07-18 | 0.77222 | 0.77222 | 0.78639 | 1.0343
2000-07-19 | 0.77183 | 0.77183 | 0.78592 | 1.0343
2000-07-20 | 0.77145 | 0.77145 | 0.78545 | 1.0343
2000-07-21 | 0.77106 | 0.77106 | 0.78499 | 1.0343
2000-07-22 | 0.77067 | 0.77067 | 0.78453 | 1.0343
2000-07-23 | 0.77029 | 0.77029 | 0.78407 | 1.0343
2000-07-24 | 0.76991 | 0.76991 | 0.78361 | 1.0343
2000-07-25 | 0.76953 | 0.76953 | 0.78361 | 1.0343
2000-07-26 | 0.76916 | 0.76916 | 0.78316 | 1.0343
2000-07-27 | 0.76878 | 0.76878 | 0.78271 | 1.0343
2000-07-28 | 0.76841 | 0.76841 | 0.78226 | 1.0343
2000-07-29 | 0.76804 | 0.76804 | 0.78181 | 1.0343
2000-07-30 | 0.76767 | 0.76767 | 0.78137 | 1.0343
2000-07-31 | 0.7673 | 0.7673 | 0.78093 | 1.0343
2000-08-01 | 0.76693 | 0.76693 | 0.78049 | 1.0343
2000-08-02 | 0.76657 | 0.76657 | 0.78006 | 1.0343
2000-08-03 | 0.76621 | 0.76621 | 0.77962 | 1.0343
2000-08-04 | 0.76585 | 0.76585 | 0.77919 | 1.0343
2000-08-05 | 0.76549 | 0.76549 | 0.77919 | 1.0343
2000-08-06 | 0.76513 | 0.76513 | 0.77876 | 1.0343
2000-08-07 | 0.76478 | 0.76478 | 0.77834 | 1.0343
2000-08-08 | 0.76442 | 0.76442 | 0.77834 | 1.0343
2000-08-09 | 0.76407 | 0.76407 | 0.77791 | 1.0343
2000-08-10 | 0.76372 | 0.76372 | 0.77749 | 1.0343
2000-08-11 | 0.76337 | 0.76337 | 0.77708 | 1.0343
2000-08-12 | 0.76302 | 0.76302 | 0.77666 | 1.0343
2000-08-13 | 0.76268 | 0.76268 | 0.77624 | 1.0343
2000-08-14 | 0.76233 | 0.76233 | 0.77583 | 1.0343
2000-08-15 | 0.76199 | 0.76199 | 0.77583 | 1.0343
2000-08-16 | 0.76165 | 0.76165 | 0.77542 | 1.0343
2000-08-17 | 0.76131 | 0.76131 | 0.77502 | 1.0343
2000-08-18 | 0.76097 | 0.76097 | 0.77461 | 1.0343
2000-08-19 | 0.76064 | 0.76064 | 0.77421 | 1.0343
2000-08-20 | 0.7603 | 0.7603 | 0.77381 | 1.0343
2000-08-21 | 0.75997 | 0.75997 | 0.77381 | 1.0343
2000-08-22 | 0.75964 | 0.75964 | 0.77341 | 1.0343
2000-08-23 | 0.75931 | 0.75931 | 0.77301 | 1.0343
2000-08-24 | 0.75898 | 0.75898 | 0.77262 | 1.0343
2000-08-25 | 0.75865 | 0.75865 | 0.77222 | 1.0343
2000-08-26 | 0.75833 | 0.75833 | 0.77183 | 1.0343
2000-08-27 | 0.758 | 0.758 | 0.77145 | 1.0343
2000-08-28 | 0.75768 | 0.75768 | 0.77106 | 1.0343
2000-08-29 | 0.75736 | 0.75736 | 0.77106 | 1.0343
2000-08-30 | 0.75704 | 0.75704 | 0.77067 | 1.0343
2000-08-31 | 0.75672 | 0.75672 | 0.77067 | 1.0343
2000-09-01 | 0.7564 | 0.7564 | 0.77029 | 1.0343
2000-09-02 | 0.75609 | 0.75609 | 0.76991 | 1.0343
2000-09-03 | 0.75577 | 0.75577 | 0.76953 | 1.0343
2000-09-04 | 0.75546 | 0.75546 | 0.76916 | 1.0343
2000-09-05 | 0.75515 | 0.75515 | 0.76878 | 1.0343
2000-09-06 | 0.75484 | 0.75484 | 0.76878 | 1.0343
2000-09-07 | 0.75453 | 0.75453 | 0.76841 | 1.0343
2000-09-08 | 0.75422 | 0.75422 | 0.76804 | 1.0343
2000-09-09 | 0.75391 | 0.75391 | 0.76767 | 1.0343
2000-09-10 | 0.75361 | 0.75361 | 0.7673 | 1.0343
2000-09-11 | 0.7533 | 0.7533 | 0.76693 | 1.0343
2000-09-12 | 0.753 | 0.753 | 0.76657 | 1.0343
2000-09-13 | 0.7527 | 0.7527 | 0.76621 | 1.0343
2000-09-14 | 0.7524 | 0.7524 | 0.76585 | 1.0343
2000-09-15 | 0.7521 | 0.7521 | 0.76549 | 1.0343
2000-09-16 | 0.7518 | 0.7518 | 0.76513 | 1.0343
2000-09-17 | 0.7515 | 0.7515 | 0.76478 | 1.0343
2000-09-18 | 0.75121 | 0.75121 | 0.76442 | 1.0343
2000-09-19 | 0.75091 | 0.75091 | 0.76442 | 1.0343
2000-09-20 | 0.75062 | 0.75062 | 0.76442 | 1.0343
2000-09-21 | 0.75033 | 0.75033 | 0.76407 | 1.0343
2000-09-22 | 0.75004 | 0.75004 | 0.76372 | 1.0343
2000-09-23 | 0.74975 | 0.74975 | 0.76337 | 1.0343
2000-09-24 | 0.74946 | 0.74946 | 0.76302 | 1.0343
2000-09-25 | 0.74917 | 0.74917 | 0.76268 | 1.0343
2000-09-26 | 0.74888 | 0.74888 | 0.76268 | 1.0343
2000-09-27 | 0.7486 | 0.7486 | 0.76233 | 1.0343
2000-09-28 | 0.74831 | 0.74831 | 0.76199 | 1.0343
2000-09-29 | 0.74803 | 0.74803 | 0.76165 | 1.0343
2000-09-30 | 0.74775 | 0.74775 | 0.76131 | 1.0343
2000-10-01 | 0.74747 | 0.74747 | 0.76097 | 1.0343
2000-10-02 | 0.74719 | 0.74719 | 0.76064 | 1.0343
2000-10-03 | 0.74691 | 0.74691 | 0.76064 | 1.0343
2000-10-04 | 0.74663 | 0.74663 | 0.7603 | 1.0268
2000-10-05 | 0.74635 | 0.74635 | 0.75997 | 1.0198
2000-10-06 | 0.74608 | 0.74608 | 0.75964 | 1.0132
2000-10-07 | 0.7458 | 0.7458 | 0.75931 | 1.0071
2000-10-08 | 0.74553 | 0.74553 | 0.75898 | 1.0013
2000-10-09 | 0.74526 | 0.74526 | 0.75865 | 0.99587
2000-10-10 | 0.74499 | 0.74499 | 0.75833 | 0.99071
2000-10-11 | 0.74472 | 0.74472 | 0.758 | 0.99071
2000-10-12 | 0.74445 | 0.74445 | 0.75768 | 0.99071
2000-10-13 | 0.74418 | 0.74418 | 0.75736 | 0.99071
2000-10-14 | 0.74391 | 0.74391 | 0.75704 | 0.99071
2000-10-15 | 0.74364 | 0.74364 | 0.75672 | 0.99071
2000-10-16 | 0.74338 | 0.74338 | 0.7564 | 0.99071
2000-10-17 | 0.74311 | 0.74311 | 0.7564 | 0.99071
2000-10-18 | 0.74285 | 0.74285 | 0.75609 | 0.99071
2000-10-19 | 0.74259 | 0.74259 | 0.75577 | 0.99071
2000-10-20 | 0.74233 | 0.74233 | 0.75546 | 0.99071
2000-10-21 | 0.74206 | 0.74206 | 0.75515 | 0.99071
2000-10-22 | 0.74181 | 0.74181 | 0.75484 | 0.99071
2000-10-23 | 0.74155 | 0.74155 | 0.75453 | 0.99071
2000-10-24 | 0.74129 | 0.74129 | 0.75422 | 0.99071
2000-10-25 | 0.74103 | 0.74103 | 0.75391 | 0.99071
2000-10-26 | 0.74077 | 0.74077 | 0.75361 | 0.99071
2000-10-27 | 0.74052 | 0.74052 | 0.7533 | 0.99071
2000-10-28 | 0.74027 | 0.74027 | 0.753 | 0.99071
2000-10-29 | 0.74001 | 0.74001 | 0.7527 | 0.99071
2000-10-30 | 0.73976 | 0.73976 | 0.7524 | 0.99071
2000-10-31 | 0.73951 | 0.73951 | 0.7521 | 0.99071
2000-11-01 | 0.73926 | 0.73926 | 0.7518 | 0.99071
2000-11-02 | 0.73901 | 0.73901 | 0.7515 | 0.99071
2000-11-03 | 0.73876 | 0.73876 | 0.75121 | 0.99071
2000-11-04 | 0.73851 | 0.73851 | 0.75091 | 0.99071
2000-11-05 | 0.73826 | 0.73826 | 0.75062 | 0.99071
2000-11-06 | 0.73802 | 0.73802 | 0.75033 | 0.99071
2000-11-07 | 0.73777 | 0.73777 | 0.75033 | 0.99071
2000-11-08 | 0.73752 | 0.73752 | 0.75004 | 0.99071
2000-11-09 | 0.73728 | 0.73728 | 0.74975 | 0.99071
2000-11-10 | 0.73704 | 0.73704 | 0.74946 | 0.99071
2000-11-11 | 0.7368 | 0.7368 | 0.74917 | 0.99071
2000-11-12 | 0.73655 | 0.73655 | 0.74888 | 0.99071
2000-11-13 | 0.73631 | 0.73631 | 0.7486 | 0.99071
2000-11-14 | 0.73607 | 0.73607 | 0.74831 | 0.99071
2000-11-15 | 0.73583 | 0.73583 | 0.74803 | 0.99071
2000-11-16 | 0.7356 | 0.7356 | 0.74775 | 0.99071
2000-11-17 | 0.73536 | 0.73536 | 0.74747 | 0.99071
2000-11-18 | 0.73512 | 0.73512 | 0.74719 | 0.99071
2000-11-19 | 0.73489 | 0.73489 | 0.74691 | 0.99071
2000-11-20 | 0.73465 | 0.73465 | 0.74663 | 0.99071
2000-11-21 | 0.73442 | 0.73442 | 0.74635 | 0.99071
2000-11-22 | 0.73418 | 0.73418 | 0.74608 | 0.99071
2000-11-23 | 0.73395 | 0.73395 | 0.7458 | 0.99071
2000-11-24 | 0.73372 | 0.73372 | 0.74553 | 0.99071
2000-11-25 | 0.73349 | 0.73349 | 0.74526 | 0.99071
2000-11-26 | 0.73325 | 0.73325 | 0.74499 | 0.99071
2000-11-27 | 0.73302 | 0.73302 | 0.74472 | 0.99071
2000-11-28 | 0.7328 | 0.7328 | 0.74445 | 0.99071
2000-11-29 | 0.73257 | 0.73257 | 0.74418 | 0.99071
2000-11-30 | 0.73234 | 0.73234 | 0.74391 | 0.99071
2000-12-01 | 0.73211 | 0.73211 | 0.74364 | 0.99071
2000-12-02 | 0.73189 | 0.73189 | 0.74338 | 0.99071
2000-12-03 | 0.73166 | 0.73166 | 0.74311 | 0.99071
2000-12-04 | 0.73144 | 0.73144 | 0.74285 | 0.99071
2000-12-05 | 0.73121 | 0.73121 | 0.74259 | 0.99071
2000-12-06 | 0.73099 | 0.73099 | 0.74233 | 0.99071
2000-12-07 | 0.73076 | 0.73076 | 0.74206 | 0.99071
2000-12-08 | 0.73054 | 0.73054 | 0.74181 | 0.99071
2000-12-09 | 0.73032 | 0.73032 | 0.74155 | 0.99071
2000-12-10 | 0.7301 | 0.7301 | 0.74129 | 0.99071
2000-12-11 | 0.72988 | 0.72988 | 0.74103 | 0.99071
2000-12-12 | 0.72966 | 0.72966 | 0.74077 | 0.99071
2000-12-13 | 0.72944 | 0.72944 | 0.74052 | 0.99071
2000-12-14 | 0.72922 | 0.72922 | 0.74027 | 0.99071
2000-12-15 | 0.72901 | 0.72901 | 0.74001 | 0.99071
2000-12-16 | 0.72879 | 0.72879 | 0.73976 | 0.99071
2000-12-17 | 0.72857 | 0.72857 | 0.73951 | 0.99071
2000-12-18 | 0.72836 | 0.72836 | 0.73926 | 0.99071
2000-12-19 | 0.72814 | 0.72814 | 0.73926 | 0.99071
2000-12-20 | 0.72793 | 0.72793 | 0.73901 | 0.99071
2000-12-21 | 0.72772 | 0.72772 | 0.73901 | 0.99071
2000-12-22 | 0.7275 | 0.7275 | 0.73876 | 0.99071
2000-12-23 | 0.72729 | 0.72729 | 0.73851 | 0.99071
2000-12-24 | 0.72708 | 0.72708 | 0.73826 | 0.99071
2000-12-25 | 0.72687 | 0.72687 | 0.73802 | 0.99071
2000-12-26 | 0.72666 | 0.72666 | 0.73777 | 0.99071
2000-12-27 | 0.72645 | 0.72645 | 0.73752 | 0.99071
2000-12-28 | 0.72624 | 0.72624 | 0.73728 | 0.99071
2000-12-29 | 0.72603 | 0.72603 | 0.73704 | 0.99071
2000-12-30 | 0.72582 | 0.72582 | 0.7368 | 0.99071
2000-12-31 | 0.72562 | 0.72562 | 0.7368 | 0.99071
2001-01-01 | 0.72541 | 0.72541 | 0.7368 | 0.99071
2001-01-02 | 0.7252 | 0.7252 | 0.7368 | 0.99071
2001-01-03 | 0.725 | 0.725 | 0.7368 | 0.99071
2001-01-04 | 0.72479 | 0.725 | 0.7368 | 0.99071
2001-01-05 | 0.72459 | 0.725 | 0.7368 | 0.99071
2001-01-06 | 0.72439 | 0.72479 | 0.7368 | 0.99071
2001-01-07 | 0.72418 | 0.72459 | 0.7368 | 0.99071
2001-01-08 | 0.72398 | 0.72439 | 0.7368 | 0.99071
2001-01-09 | 0.72378 | 0.72418 | 0.7368 | 0.99071
2001-01-10 | 0.72358 | 0.72398 | 0.7368 | 0.99071
2001-01-11 | 0.72338 | 0.72378 | 0.7368 | 0.99071
2001-01-12 | 0.72318 | 0.72358 | 0.7368 | 0.99071
2001-01-13 | 0.72298 | 0.72338 | 0.73655 | 0.99071
2001-01-14 | 0.72278 | 0.72318 | 0.73631 | 0.99071
2001-01-15 | 0.72258 | 0.72298 | 0.73607 | 0.99071
2001-01-16 | 0.72238 | 0.72278 | 0.73607 | 0.99071
2001-01-17 | 0.72218 | 0.72258 | 0.73583 | 0.99071
2001-01-18 | 0.72199 | 0.72238 | 0.73583 | 0.99071
2001-01-19 | 0.72179 | 0.72218 | 0.7356 | 0.99071
2001-01-20 | 0.7216 | 0.72199 | 0.7356 | 0.99071
2001-01-21 | 0.7214 | 0.72179 | 0.7356 | 0.99071
2001-01-22 | 0.72121 | 0.7216 | 0.73536 | 0.99071
2001-01-23 | 0.72101 | 0.7214 | 0.73512 | 0.99071
2001-01-24 | 0.72082 | 0.72121 | 0.73512 | 0.99071
2001-01-25 | 0.72063 | 0.72101 | 0.73512 | 0.99071
2001-01-26 | 0.72043 | 0.72082 | 0.73512 | 0.99071
2001-01-27 | 0.72024 | 0.72063 | 0.73512 | 0.99071
2001-01-28 | 0.72005 | 0.72043 | 0.73512 | 0.99071
2001-01-29 | 0.71986 | 0.72024 | 0.73512 | 0.99071
2001-01-30 | 0.71967 | 0.72005 | 0.73512 | 0.99071
2001-01-31 | 0.71948 | 0.71986 | 0.73512 | 0.99071
2001-02-01 | 0.71929 | 0.71967 | 0.73512 | 0.99071
2001-02-02 | 0.7191 | 0.71948 | 0.73512 | 0.99071
2001-02-03 | 0.71891 | 0.71929 | 0.73512 | 0.99071
2001-02-04 | 0.71872 | 0.7191 | 0.73512 | 0.99071
2001-02-05 | 0.71854 | 0.71891 | 0.73512 | 0.99071
2001-02-06 | 0.71835 | 0.71872 | 0.73512 | 0.99071
2001-02-07 | 0.71816 | 0.71854 | 0.73512 | 0.99071
2001-02-08 | 0.71798 | 0.71835 | 0.73512 | 0.99071
2001-02-09 | 0.71779 | 0.71816 | 0.73512 | 0.99071
2001-02-10 | 0.71761 | 0.71798 | 0.73512 | 0.99071
2001-02-11 | 0.71742 | 0.71798 | 0.73512 | 0.99071
2001-02-12 | 0.71724 | 0.71798 | 0.73512 | 0.99071
2001-02-13 | 0.71724 | 0.71798 | 0.73512 | 0.99071
2001-02-14 | 0.71724 | 0.71798 | 0.73512 | 0.99071
2001-02-15 | 0.71724 | 0.71798 | 0.73512 | 0.99071
2001-02-16 | 0.71724 | 0.71798 | 0.73512 | 0.99071
2001-02-17 | 0.71706 | 0.71798 | 0.73512 | 0.99071
2001-02-18 | 0.71687 | 0.71779 | 0.73512 | 0.99071
2001-02-19 | 0.71669 | 0.71761 | 0.73512 | 0.99071
2001-02-20 | 0.71651 | 0.71742 | 0.73512 | 0.99071
2001-02-21 | 0.71633 | 0.71724 | 0.73512 | 0.99071
2001-02-22 | 0.71615 | 0.71706 | 0.73512 | 0.99071
2001-02-23 | 0.71596 | 0.71687 | 0.73512 | 0.99071
2001-02-24 | 0.71578 | 0.71669 | 0.73512 | 0.99071
2001-02-25 | 0.7156 | 0.71651 | 0.73512 | 0.99071
2001-02-26 | 0.71543 | 0.71633 | 0.73512 | 0.99071
2001-02-27 | 0.71525 | 0.71615 | 0.73512 | 0.99071
2001-02-28 | 0.71507 | 0.71596 | 0.73512 | 0.99071
2001-03-01 | 0.71489 | 0.71578 | 0.73512 | 0.99071
2001-03-02 | 0.71471 | 0.7156 | 0.73512 | 0.99071
2001-03-03 | 0.71454 | 0.71543 | 0.73512 | 0.99071
2001-03-04 | 0.71436 | 0.71525 | 0.73512 | 0.99071
2001-03-05 | 0.71418 | 0.71507 | 0.73512 | 0.99071
2001-03-06 | 0.71401 | 0.71489 | 0.73512 | 0.99071
2001-03-07 | 0.71383 | 0.71471 | 0.73512 | 0.99071
2001-03-08 | 0.71366 | 0.71454 | 0.73512 | 0.99071
2001-03-09 | 0.71348 | 0.71436 | 0.73512 | 0.99071
2001-03-10 | 0.71331 | 0.71418 | 0.73512 | 0.99071
2001-03-11 | 0.71314 | 0.71401 | 0.73512 | 0.99071
2001-03-12 | 0.71296 | 0.71383 | 0.73512 | 0.99071
2001-03-13 | 0.71279 | 0.71366 | 0.73512 | 0.99071
2001-03-14 | 0.71262 | 0.71348 | 0.73512 | 0.99071
2001-03-15 | 0.71245 | 0.71331 | 0.73512 | 0.99071
2001-03-16 | 0.71228 | 0.71314 | 0.73512 | 0.99071
2001-03-17 | 0.71211 | 0.71296 | 0.73512 | 0.99071
2001-03-18 | 0.71193 | 0.71279 | 0.73512 | 0.99071
2001-03-19 | 0.71176 | 0.71262 | 0.73512 | 0.99071
2001-03-20 | 0.7116 | 0.71245 | 0.73512 | 0.99071
2001-03-21 | 0.71143 | 0.71228 | 0.73512 | 0.99071
2001-03-22 | 0.71126 | 0.71211 | 0.73512 | 0.99071
2001-03-23 | 0.71109 | 0.71193 | 0.73512 | 0.99071
2001-03-24 | 0.71092 | 0.71176 | 0.73512 | 0.99071
2001-03-25 | 0.71075 | 0.7116 | 0.73512 | 0.99071
2001-03-26 | 0.71059 | 0.71143 | 0.73512 | 0.99071
2001-03-27 | 0.71042 | 0.71126 | 0.73512 | 0.99071
2001-03-28 | 0.71025 | 0.71109 | 0.73512 | 0.99071
2001-03-29 | 0.71009 | 0.71092 | 0.73512 | 0.99071
2001-03-30 | 0.70992 | 0.71075 | 0.73512 | 0.99071
2001-03-31 | 0.70976 | 0.71059 | 0.73512 | 0.99071
2001-04-01 | 0.70959 | 0.71042 | 0.73512 | 0.99071
2001-04-02 | 0.70943 | 0.71025 | 0.73512 | 0.99071
2001-04-03 | 0.70926 | 0.71009 | 0.73512 | 0.99071
2001-04-04 | 0.7091 | 0.70992 | 0.73512 | 0.99071
2001-04-05 | 0.70894 | 0.70976 | 0.73512 | 0.99071
2001-04-06 | 0.70877 | 0.70959 | 0.73512 | 0.99071
2001-04-07 | 0.70861 | 0.70943 | 0.73512 | 0.99071
2001-04-08 | 0.70845 | 0.70926 | 0.73512 | 0.99071
2001-04-09 | 0.70829 | 0.7091 | 0.73512 | 0.99071
2001-04-10 | 0.70813 | 0.70894 | 0.73512 | 0.99071
2001-04-11 | 0.70797 | 0.70877 | 0.73512 | 0.99071
2001-04-12 | 0.7078 | 0.70861 | 0.73512 | 0.99071
2001-04-13 | 0.70764 | 0.70845 | 0.73512 | 0.99071
2001-04-14 | 0.70748 | 0.70829 | 0.73512 | 0.99071
2001-04-15 | 0.70733 | 0.70813 | 0.73512 | 0.99071
2001-04-16 | 0.70717 | 0.70797 | 0.73512 | 0.99071
2001-04-17 | 0.70701 | 0.7078 | 0.73512 | 0.99071
2001-04-18 | 0.70685 | 0.70764 | 0.73512 | 0.99071
2001-04-19 | 0.70669 | 0.70748 | 0.73512 | 0.99071
2001-04-20 | 0.70653 | 0.70733 | 0.73512 | 0.99071
2001-04-21 | 0.70638 | 0.70717 | 0.73512 | 0.99071
2001-04-22 | 0.70622 | 0.70701 | 0.73512 | 0.99071
2001-04-23 | 0.70606 | 0.70685 | 0.73512 | 0.99071
2001-04-24 | 0.70591 | 0.70669 | 0.73512 | 0.99071
2001-04-25 | 0.70575 | 0.70653 | 0.73512 | 0.99071
2001-04-26 | 0.7056 | 0.70638 | 0.73512 | 0.99071
2001-04-27 | 0.70544 | 0.70622 | 0.73512 | 0.99071
2001-04-28 | 0.70529 | 0.70606 | 0.73512 | 0.99071
2001-04-29 | 0.70513 | 0.70591 | 0.73512 | 0.99071
2001-04-30 | 0.70498 | 0.70575 | 0.73512 | 0.99071
2001-05-01 | 0.70482 | 0.7056 | 0.73512 | 0.99071
2001-05-02 | 0.70467 | 0.70544 | 0.73512 | 0.99071
2001-05-03 | 0.70452 | 0.70529 | 0.73512 | 0.99071
2001-05-04 | 0.70436 | 0.70513 | 0.73489 | 0.99071
2001-05-05 | 0.70421 | 0.70498 | 0.73465 | 0.99071
2001-05-06 | 0.70406 | 0.70482 | 0.73442 | 0.99071
2001-05-07 | 0.70391 | 0.70467 | 0.73442 | 0.99071
2001-05-08 | 0.70376 | 0.70452 | 0.73442 | 0.99071
2001-05-09 | 0.7036 | 0.70436 | 0.73442 | 0.99071
2001-05-10 | 0.70345 | 0.70421 | 0.73442 | 0.99071
2001-05-11 | 0.7033 | 0.70406 | 0.73418 | 0.99071
2001-05-12 | 0.70315 | 0.70391 | 0.73395 | 0.99071
2001-05-13 | 0.703 | 0.70376 | 0.73372 | 0.99071
2001-05-14 | 0.70285 | 0.7036 | 0.73349 | 0.99071
2001-05-15 | 0.70271 | 0.70345 | 0.73325 | 0.99071
2001-05-16 | 0.70256 | 0.7033 | 0.73302 | 0.99071
2001-05-17 | 0.70241 | 0.70315 | 0.7328 | 0.99071
2001-05-18 | 0.70226 | 0.703 | 0.73257 | 0.99071
2001-05-19 | 0.70211 | 0.70285 | 0.73234 | 0.99071
2001-05-20 | 1.0343 | 0.70271 | 0.73211 | 0.99071
2001-05-21 | 1.0268 | 0.70256 | 0.73189 | 0.99071
2001-05-22 | 1.0198 | 0.70241 | 0.73166 | 0.99071
2001-05-23 | 1.0132 | 0.70226 | 0.73144 | 0.99071
2001-05-24 | 1.0071 | 0.70211 | 0.73121 | 0.99071
2001-05-25 | 1.0013 | 1.0343 | 0.73099 | 0.99071
2001-05-26 | 0.99587 | 1.0268 | 0.73076 | 0.99071
2001-05-27 | 0.99071 | 1.0198 | 0.73054 | 0.99071
2001-05-28 | 0.9858 | 1.0132 | 0.73032 | 0.99071
2001-05-29 | 0.98114 | 1.0071 | 0.73032 | 0.99071
2001-05-30 | 0.97669 | 1.0013 | 0.73032 | 0.99071
2001-05-31 | 0.97244 | 0.99587 | 0.7301 | 0.99071
2001-06-01 | 0.96838 | 0.99071 | 0.72988 | 0.99071
2001-06-02 | 0.96448 | 0.9858 | 0.72966 | 0.99071
2001-06-03 | 0.96073 | 0.98114 | 0.72944 | 0.99071
2001-06-04 | 0.95713 | 0.97669 | 0.72922 | 0.99071
2001-06-05 | 0.95367 | 0.97244 | 0.72901 | 0.99071
2001-06-06 | 0.95032 | 0.96838 | 0.72879 | 0.99071
2001-06-07 | 0.9471 | 0.96448 | 0.72857 | 0.99071
2001-06-08 | 0.94398 | 0.96073 | 0.72836 | 0.99071
2001-06-09 | 0.94097 | 0.95713 | 0.72814 | 0.99071
2001-06-10 | 0.93805 | 0.95367 | 0.72793 | 0.99071
2001-06-11 | 0.93522 | 0.95032 | 0.72772 | 0.99071
2001-06-12 | 0.93247 | 0.9471 | 0.7275 | 0.99071
2001-06-13 | 0.92981 | 0.94398 | 0.72729 | 0.99071
2001-06-14 | 0.92722 | 0.94097 | 0.72708 | 0.99071
2001-06-15 | 0.92471 | 0.93805 | 0.72687 | 0.99071
2001-06-16 | 0.92226 | 0.93522 | 0.72666 | 0.99071
2001-06-17 | 0.91987 | 0.93247 | 0.72645 | 0.99071
2001-06-18 | 0.91755 | 0.92981 | 0.72624 | 0.99071
2001-06-19 | 0.91529 | 0.92722 | 0.72603 | 0.99071
2001-06-20 | 0.91308 | 0.92471 | 0.72582 | 0.99071
2001-06-21 | 0.91093 | 0.92226 | 0.72562 | 0.99071
2001-06-22 | 0.90883 | 0.91987 | 0.72541 | 0.99071
2001-06-23 | 0.90678 | 0.91755 | 0.7252 | 0.99071
2001-06-24 | 0.90477 | 0.91529 | 0.725 | 0.99071
2001-06-25 | 0.90281 | 0.91308 | 0.72479 | 0.99071
2001-06-26 | 0.90089 | 0.91093 | 0.72459 | 0.99071
2001-06-27 | 0.89901 | 0.90883 | 0.72439 | 0.99071
2001-06-28 | 0.89717 | 0.90678 | 0.72418 | 0.99071
2001-06-29 | 0.89537 | 0.90477 | 0.72398 | 0.99071
2001-06-30 | 0.8936 | 0.90281 | 0.72378 | 0.99071
2001-07-01 | 0.89187 | 0.90089 | 0.72358 | 0.99071
2001-07-02 | 0.89017 | 0.89901 | 0.72358 | 0.99071
2001-07-03 | 0.88851 | 0.89717 | 0.72338 | 0.99071
2001-07-04 | 0.88688 | 0.89537 | 0.72318 | 0.99071
2001-07-05 | 0.88528 | 0.8936 | 0.72298 | 0.99071
2001-07-06 | 0.8837 | 0.89187 | 0.72278 | 0.99071
2001-07-07 | 0.88216 | 0.89017 | 0.72258 | 0.99071
2001-07-08 | 0.88064 | 0.88851 | 0.72238 | 0.99071
2001-07-09 | 0.87915 | 0.88688 | 0.72218 | 0.99071
2001-07-10 | 0.87768 | 0.88528 | 0.72199 | 0.99071
2001-07-11 | 0.87624 | 0.8837 | 0.72179 | 0.99071
2001-07-12 | 0.87482 | 0.88216 | 0.7216 | 0.99071
2001-07-13 | 0.87343 | 0.88064 | 0.7214 | 0.99071
2001-07-14 | 0.87206 | 0.87915 | 0.72121 | 0.99071
2001-07-15 | 0.87071 | 0.87768 | 0.72101 | 0.99071
2001-07-16 | 0.86938 | 0.87624 | 0.72082 | 0.99071
2001-07-17 | 0.86807 | 0.87482 | 0.72082 | 0.99071
2001-07-18 | 0.86678 | 0.87343 | 0.72063 | 0.99071
2001-07-19 | 0.86551 | 0.87206 | 0.72043 | 0.99071
2001-07-20 | 0.86426 | 0.87071 | 0.72024 | 0.99071
2001-07-21 | 0.86303 | 0.86938 | 0.72005 | 0.99071
2001-07-22 | 0.86182 | 0.86807 | 0.71986 | 0.99071
2001-07-23 | 0.86062 | 0.86678 | 0.71967 | 0.99071
2001-07-24 | 0.85944 | 0.86551 | 0.71967 | 0.99071
2001-07-25 | 0.85827 | 0.86426 | 0.71948 | 0.99071
2001-07-26 | 0.85713 | 0.86303 | 0.71929 | 0.99071
2001-07-27 | 0.85599 | 0.86182 | 0.7191 | 0.99071
2001-07-28 | 0.85488 | 0.86062 | 0.71891 | 0.99071
2001-07-29 | 0.85377 | 0.85944 | 0.71872 | 0.99071
2001-07-30 | 0.85269 | 0.85827 | 0.71854 | 0.99071
2001-07-31 | 0.85161 | 0.85713 | 0.71854 | 0.99071
2001-08-01 | 0.85055 | 0.85599 | 0.71835 | 0.99071
2001-08-02 | 0.84951 | 0.85488 | 0.71816 | 0.99071
2001-08-03 | 0.84847 | 0.85377 | 0.71798 | 0.99071
2001-08-04 | 0.84745 | 0.85269 | 0.71779 | 0.99071
2001-08-05 | 0.84644 | 0.85161 | 0.71761 | 0.99071
2001-08-06 | 0.84544 | 0.85055 | 0.71742 | 0.99071
2001-08-07 | 0.84446 | 0.84951 | 0.71724 | 0.99071
2001-08-08 | 0.84349 | 0.84847 | 0.71724 | 0.99071
2001-08-09 | 0.84253 | 0.84745 | 0.71706 | 0.99071
2001-08-10 | 0.84157 | 0.84644 | 0.71687 | 0.99071
2001-08-11 | 0.84064 | 0.84544 | 0.71669 | 0.99071
2001-08-12 | 0.83971 | 0.84446 | 0.71651 | 0.99071
2001-08-13 | 0.83879 | 0.84349 | 0.71633 | 0.99071
2001-08-14 | 0.83788 | 0.84253 | 0.71615 | 0.99071
2001-08-15 | 0.83698 | 0.84157 | 0.71596 | 0.99071
2001-08-16 | 0.83609 | 0.84064 | 0.71578 | 0.99071
2001-08-17 | 0.83521 | 0.83971 | 0.7156 | 0.99071
2001-08-18 | 0.83434 | 0.83879 | 0.71543 | 0.99071
2001-08-19 | 0.83348 | 0.83788 | 0.71525 | 0.99071
2001-08-20 | 0.83263 | 0.83698 | 0.71507 | 0.99071
2001-08-21 | 0.83179 | 0.83609 | 0.71489 | 0.99071
2001-08-22 | 0.83095 | 0.83521 | 0.71471 | 0.99071
2001-08-23 | 0.83013 | 0.83434 | 0.71454 | 0.99071
2001-08-24 | 0.82931 | 0.83348 | 0.71436 | 0.99071
2001-08-25 | 0.8285 | 0.83263 | 0.71436 | 0.99071
2001-08-26 | 0.8277 | 0.83179 | 0.71418 | 0.99071
2001-08-27 | 0.82691 | 0.83095 | 0.71401 | 0.99071
2001-08-28 | 0.82612 | 0.83013 | 0.71383 | 0.99071
2001-08-29 | 0.82535 | 0.82931 | 0.71366 | 0.99071
2001-08-30 | 0.82457 | 0.8285 | 0.71348 | 0.99071
2001-08-31 | 0.82381 | 0.8277 | 0.71331 | 0.99071
2001-09-01 | 0.82306 | 0.82691 | 0.71314 | 0.99071
2001-09-02 | 0.82231 | 0.82612 | 0.71296 | 0.99071
2001-09-03 | 0.82157 | 0.82535 | 0.71279 | 0.99071
2001-09-04 | 0.82083 | 0.82457 | 0.71262 | 0.99071
2001-09-05 | 0.8201 | 0.82381 | 0.71245 | 0.99071
2001-09-06 | 0.81938 | 0.82306 | 0.71228 | 0.99071
2001-09-07 | 0.81866 | 0.82231 | 0.71211 | 0.99071
2001-09-08 | 0.81795 | 0.82157 | 0.71193 | 0.99071
2001-09-09 | 0.81725 | 0.82083 | 0.71176 | 0.99071
2001-09-10 | 0.81656 | 0.8201 | 0.7116 | 0.99071
2001-09-11 | 0.81586 | 0.81938 | 0.71143 | 0.99071
2001-09-12 | 0.81518 | 0.81866 | 0.71126 | 0.99071
2001-09-13 | 0.8145 | 0.81795 | 0.71109 | 0.99071
2001-09-14 | 0.81383 | 0.81725 | 0.71092 | 0.99071
2001-09-15 | 0.81316 | 0.81656 | 0.71075 | 0.99071
2001-09-16 | 0.8125 | 0.81586 | 0.71059 | 0.99071
2001-09-17 | 0.81184 | 0.81518 | 0.71042 | 0.99071
2001-09-18 | 0.81119 | 0.8145 | 0.71025 | 0.99071
2001-09-19 | 0.81055 | 0.81383 | 0.71009 | 0.99071
2001-09-20 | 0.8099 | 0.81316 | 0.71009 | 0.99071
2001-09-21 | 0.80927 | 0.8125 | 0.70992 | 0.99071
2001-09-22 | 0.80864 | 0.81184 | 0.70976 | 0.99071
2001-09-23 | 0.80801 | 0.81119 | 0.70959 | 0.99071
2001-09-24 | 0.80739 | 0.81055 | 0.70943 | 0.99071
2001-09-25 | 0.80678 | 0.8099 | 0.70943 | 0.99071
2001-09-26 | 0.80617 | 0.80927 | 0.70943 | 0.99071
2001-09-27 | 0.80556 | 0.80864 | 0.70943 | 0.99071
2001-09-28 | 0.80496 | 0.80801 | 0.70943 | 0.99071
2001-09-29 | 0.80436 | 0.80739 | 0.70943 | 0.99071
2001-09-30 | 0.80377 | 0.80678 | 0.70943 | 0.99071
2001-10-01 | 0.80318 | 0.80617 | 0.70943 | 0.99071
2001-10-02 | 0.8026 | 0.80556 | 0.70943 | 0.99071
2001-10-03 | 0.80202 | 0.80496 | 0.70943 | 0.99071
2001-10-04 | 0.80144 | 0.80436 | 0.70943 | 0.99071
2001-10-05 | 0.80087 | 0.80377 | 0.70926 | 0.99071
2001-10-06 | 0.80031 | 0.80318 | 0.7091 | 0.99071
2001-10-07 | 0.79974 | 0.8026 | 0.70894 | 0.99071
2001-10-08 | 0.79919 | 0.80202 | 0.70877 | 0.99071
2001-10-09 | 0.79863 | 0.80144 | 0.70861 | 0.99071
2001-10-10 | 0.79808 | 0.80087 | 0.70845 | 0.99071
2001-10-11 | 0.79753 | 0.80031 | 0.70829 | 0.99071
2001-10-12 | 0.79699 | 0.79974 | 0.70813 | 0.99071
2001-10-13 | 0.79645 | 0.79919 | 0.70797 | 0.99071
2001-10-14 | 0.79592 | 0.79863 | 0.7078 | 0.99071
2001-10-15 | 0.79539 | 0.79808 | 0.70764 | 0.99071
2001-10-16 | 0.79486 | 0.79753 | 0.70764 | 0.99071
2001-10-17 | 0.79433 | 0.79699 | 0.70748 | 0.99071
2001-10-18 | 0.79381 | 0.79645 | 0.70748 | 0.99071
2001-10-19 | 0.79329 | 0.79592 | 0.70733 | 0.99071
2001-10-20 | 0.79278 | 0.79539 | 0.70717 | 0.99071
2001-10-21 | 0.79227 | 0.79486 | 0.70701 | 0.99071
2001-10-22 | 0.79176 | 0.79433 | 0.70685 | 0.99071
2001-10-23 | 0.79126 | 0.79381 | 0.70685 | 0.99071
2001-10-24 | 0.79076 | 0.79329 | 0.70685 | 0.99071
2001-10-25 | 0.79026 | 0.79278 | 0.70685 | 0.99071
2001-10-26 | 0.78976 | 0.79227 | 0.70669 | 0.99071
2001-10-27 | 0.78927 | 0.79176 | 0.70653 | 0.99071
2001-10-28 | 0.78878 | 0.79126 | 0.70638 | 0.99071
2001-10-29 | 0.7883 | 0.79076 | 0.70622 | 0.99071
2001-10-30 | 0.78782 | 0.79026 | 0.70622 | 0.99071
2001-10-31 | 0.78734 | 0.78976 | 0.70606 | 0.99071
2001-11-01 | 0.78686 | 0.78927 | 0.70591 | 0.99071
2001-11-02 | 0.78639 | 0.78878 | 0.70575 | 0.99071
2001-11-03 | 0.78592 | 0.7883 | 0.7056 | 0.99071
2001-11-04 | 0.78545 | 0.78782 | 0.70544 | 0.99071
2001-11-05 | 0.78499 | 0.78734 | 0.70529 | 0.99071
2001-11-06 | 0.78453 | 0.78686 | 0.70529 | 0.99071
2001-11-07 | 0.78407 | 0.78639 | 0.70529 | 0.99071
2001-11-08 | 0.78361 | 0.78592 | 0.70513 | 0.99071
2001-11-09 | 0.78316 | 0.78545 | 0.70513 | 0.99071
2001-11-10 | 0.78271 | 0.78499 | 0.70498 | 0.99071
2001-11-11 | 0.78226 | 0.78453 | 0.70482 | 0.99071
2001-11-12 | 0.78181 | 0.78407 | 0.70482 | 0.99071
2001-11-13 | 0.78137 | 0.78361 | 0.70467 | 0.99071
2001-11-14 | 0.78093 | 0.78316 | 0.70467 | 0.99071
2001-11-15 | 0.78049 | 0.78271 | 0.70467 | 0.99071
2001-11-16 | 0.78006 | 0.78226 | 0.70452 | 0.99071
2001-11-17 | 0.77962 | 0.78181 | 0.70452 | 0.99071
2001-11-18 | 0.77919 | 0.78137 | 0.70452 | 0.99071
2001-11-19 | 0.77876 | 0.78093 | 0.70436 | 0.99071
2001-11-20 | 0.77834 | 0.78049 | 0.70436 | 0.99071
2001-11-21 | 0.77791 | 0.78006 | 0.70421 | 0.99071
2001-11-22 | 0.77749 | 0.77962 | 0.70421 | 0.99071
2001-11-23 | 0.77708 | 0.77919 | 0.70406 | 0.99071
2001-11-24 | 0.77666 | 0.77876 | 0.70406 | 0.99071
2001-11-25 | 0.77624 | 0.77834 | 0.70391 | 0.99071
2001-11-26 | 0.77583 | 0.77791 | 0.70391 | 0.99071
2001-11-27 | 0.77542 | 0.77749 | 0.70391 | 0.99071
2001-11-28 | 0.77502 | 0.77708 | 0.70391 | 0.99071
2001-11-29 | 0.77461 | 0.77666 | 0.70391 | 0.99071
2001-11-30 | 0.77421 | 0.77624 | 0.70376 | 0.99071
2001-12-01 | 0.77381 | 0.77583 | 0.7036 | 0.99071
2001-12-02 | 0.77341 | 0.77542 | 0.7036 | 0.99071
2001-12-03 | 0.77301 | 0.77502 | 0.7036 | 0.99071
2001-12-04 | 0.77262 | 0.77461 | 0.7036 | 0.99071
2001-12-05 | 0.77222 | 0.77421 | 0.7036 | 0.99071
2001-12-06 | 0.77183 | 0.77381 | 0.7036 | 0.99071
2001-12-07 | 0.77145 | 0.77341 | 0.7036 | 0.99071
2001-12-08 | 0.77106 | 0.77301 | 0.7036 | 0.99071
2001-12-09 | 0.77067 | 0.77262 | 0.7036 | 0.99071
2001-12-10 | 0.77029 | 0.77222 | 0.7036 | 0.99071
2001-12-11 | 0.76991 | 0.77183 | 0.7036 | 0.99071
2001-12-12 | 0.76953 | 0.77145 | 0.7036 | 0.99071
2001-12-13 | 0.76916 | 0.77106 | 0.7036 | 0.99071
2001-12-14 | 0.76878 | 0.77067 | 0.7036 | 0.99071
2001-12-15 | 0.76841 | 0.77029 | 0.7036 | 0.99071
2001-12-16 | 0.76804 | 0.76991 | 0.7036 | 0.99071
2001-12-17 | 0.76767 | 0.76953 | 0.7036 | 0.99071
2001-12-18 | 0.7673 | 0.76916 | 0.7036 | 0.99071
2001-12-19 | 0.76693 | 0.76878 | 0.7036 | 0.99071
2001-12-20 | 0.76657 | 0.76841 | 0.7036 | 0.99071
2001-12-21 | 0.76621 | 0.76804 | 0.7036 | 0.99071
2001-12-22 | 0.76585 | 0.76767 | 0.7036 | 0.99071
2001-12-23 | 0.76549 | 0.7673 | 0.7036 | 0.99071
2001-12-24 | 0.76513 | 0.76693 | 0.7036 | 0.99071
2001-12-25 | 0.76478 | 0.76657 | 0.7036 | 0.99071
2001-12-26 | 0.76442 | 0.76621 | 0.7036 | 0.99071
2001-12-27 | 0.76407 | 0.76585 | 0.7036 | 0.99071
2001-12-28 | 0.76372 | 0.76549 | 0.7036 | 0.99071
2001-12-29 | 0.76337 | 0.76513 | 0.7036 | 0.99071
2001-12-30 | 0.76302 | 0.76478 | 0.7036 | 0.99071
2001-12-31 | 0.76268 | 0.76442 | 0.7036 | 0.99071
2002-01-01 | 0.76233 | 0.76407 | 0.7036 | 0.99071
2002-01-02 | 0.76199 | 0.76372 | 0.7036 | 0.99071
2002-01-03 | 0.76165 | 0.76337 | 0.7036 | 0.99071
2002-01-04 | 0.76131 | 0.76302 | 0.7036 | 0.99071
2002-01-05 | 0.76097 | 0.76268 | 0.70345 | 0.99071
2002-01-06 | 0.76064 | 0.76233 | 0.70345 | 0.99071
2002-01-07 | 0.7603 | 0.76199 | 0.70345 | 0.99071
2002-01-08 | 0.75997 | 0.76165 | 0.70345 | 0.99071
2002-01-09 | 0.75964 | 0.76131 | 0.70345 | 0.99071
2002-01-10 | 0.75931 | 0.76097 | 0.70345 | 0.99071
2002-01-11 | 0.75898 | 0.76064 | 0.70345 | 0.99071
2002-01-12 | 0.75865 | 0.7603 | 0.70345 | 0.99071
2002-01-13 | 0.75833 | 0.75997 | 0.7033 | 0.99071
2002-01-14 | 0.758 | 0.75964 | 0.7033 | 0.99071
2002-01-15 | 0.75768 | 0.75931 | 0.7033 | 0.99071
2002-01-16 | 0.75736 | 0.75898 | 0.70315 | 0.99071
2002-01-17 | 0.75704 | 0.75865 | 0.70315 | 0.99071
2002-01-18 | 0.75672 | 0.75833 | 0.70315 | 0.99071
2002-01-19 | 0.7564 | 0.758 | 0.70315 | 0.99071
2002-01-20 | 0.75609 | 0.75768 | 0.70315 | 0.99071
2002-01-21 | 0.75577 | 0.75736 | 0.70315 | 0.99071
2002-01-22 | 0.75546 | 0.75704 | 0.70315 | 0.99071
2002-01-23 | 0.75515 | 0.75672 | 0.70315 | 0.99071
2002-01-24 | 0.75484 | 0.7564 | 0.70315 | 0.99071
2002-01-25 | 0.75453 | 0.75609 | 0.70315 | 0.99071
2002-01-26 | 0.75422 | 0.75577 | 0.703 | 0.99071
2002-01-27 | 0.75391 | 0.75546 | 0.70285 | 0.99071
2002-01-28 | 0.75361 | 0.75515 | 0.70271 | 0.99071
2002-01-29 | 0.7533 | 0.75484 | 0.70271 | 0.99071
2002-01-30 | 0.753 | 0.75453 | 0.70271 | 0.99071
2002-01-31 | 0.7527 | 0.75422 | 0.70271 | 0.99071
2002-02-01 | 0.7524 | 0.75391 | 0.70271 | 0.99071
2002-02-02 | 0.7521 | 0.75361 | 0.70271 | 0.99071
2002-02-03 | 0.7518 | 0.7533 | 0.70271 | 0.99071
2002-02-04 | 0.7515 | 0.753 | 0.70271 | 0.99071
2002-02-05 | 0.75121 | 0.7527 | 0.70271 | 0.99071
2002-02-06 | 0.75091 | 0.7524 | 0.70271 | 0.99071
2002-02-07 | 0.75062 | 0.7521 | 0.70271 | 0.99071
2002-02-08 | 0.75033 | 0.7518 | 0.70271 | 0.99071
2002-02-09 | 0.75004 | 0.7515 | 0.70271 | 0.99071
2002-02-10 | 0.74975 | 0.75121 | 0.70271 | 0.99071
2002-02-11 | 0.74946 | 0.75091 | 0.70271 | 0.99071
2002-02-12 | 0.74917 | 0.75062 | 0.70271 | 0.99071
2002-02-13 | 0.74888 | 0.75033 | 0.70271 | 0.99071
2002-02-14 | 0.7486 | 0.75004 | 0.70271 | 0.99071
2002-02-15 | 0.74831 | 0.74975 | 0.70271 | 0.99071
2002-02-16 | 0.74803 | 0.74946 | 0.70271 | 0.99071
2002-02-17 | 0.74775 | 0.74917 | 0.70271 | 0.99071
2002-02-18 | 0.74747 | 0.74888 | 0.70271 | 0.99071
2002-02-19 | 0.74719 | 0.7486 | 0.70271 | 0.99071
2002-02-20 | 0.74691 | 0.74831 | 0.70271 | 0.99071
2002-02-21 | 0.74663 | 0.74803 | 0.70271 | 0.99071
2002-02-22 | 0.74635 | 0.74775 | 0.70271 | 0.99071
2002-02-23 | 0.74608 | 0.74747 | 0.70271 | 0.99071
2002-02-24 | 0.7458 | 0.74719 | 0.70271 | 0.99071
2002-02-25 | 0.74553 | 0.74691 | 0.70271 | 0.99071
2002-02-26 | 0.74526 | 0.74663 | 0.70271 | 0.99071
2002-02-27 | 0.74499 | 0.74635 | 0.70271 | 0.99071
2002-02-28 | 0.74472 | 0.74608 | 0.70271 | 0.99071
2002-03-01 | 0.74445 | 0.7458 | 0.70271 | 0.99071
2002-03-02 | 0.74418 | 0.74553 | 0.70271 | 0.99071
2002-03-03 | 0.74391 | 0.74526 | 0.70271 | 0.99071
2002-03-04 | 0.74364 | 0.74499 | 0.70271 | 0.99071
2002-03-05 | 0.74338 | 0.74472 | 0.70271 | 0.99071
2002-03-06 | 0.74311 | 0.74445 | 0.70256 | 0.99071
2002-03-07 | 0.74285 | 0.74418 | 0.70256 | 0.99071
2002-03-08 | 0.74259 | 0.74391 | 0.70256 | 0.99071
2002-03-09 | 0.74233 | 0.74364 | 0.70256 | 0.99071
2002-03-10 | 0.74206 | 0.74338 | 0.70256 | 0.99071
2002-03-11 | 0.74181 | 0.74311 | 0.70256 | 0.99071
2002-03-12 | 0.74155 | 0.74285 | 0.70256 | 0.99071
2002-03-13 | 0.74129 | 0.74259 | 0.70256 | 0.99071
2002-03-14 | 0.74103 | 0.74233 | 0.70256 | 0.99071
2002-03-15 | 0.74077 | 0.74206 | 0.70256 | 0.99071
2002-03-16 | 0.74052 | 0.74181 | 0.70256 | 0.99071
2002-03-17 | 0.74027 | 0.74155 | 0.70256 | 0.99071
2002-03-18 | 0.74001 | 0.74129 | 0.70256 | 0.99071
2002-03-19 | 0.73976 | 0.74103 | 0.70256 | 0.99071
2002-03-20 | 0.73951 | 0.74077 | 0.70256 | 0.99071
2002-03-21 | 0.73926 | 0.74052 | 0.70256 | 0.99071
2002-03-22 | 0.73901 | 0.74027 | 0.70256 | 0.99071
2002-03-23 | 0.73876 | 0.74001 | 0.70256 | 0.99071
2002-03-24 | 0.73851 | 0.73976 | 0.70256 | 0.99071
2002-03-25 | 0.73826 | 0.73951 | 0.70256 | 0.99071
2002-03-26 | 0.73802 | 0.73926 | 0.70256 | 0.99071
2002-03-27 | 0.73777 | 0.73901 | 0.70256 | 0.99071
2002-03-28 | 0.73752 | 0.73876 | 0.70256 | 0.99071
2002-03-29 | 0.73728 | 0.73851 | 0.70256 | 0.99071
2002-03-30 | 0.73704 | 0.73826 | 0.70256 | 0.99071
2002-03-31 | 0.7368 | 0.73802 | 0.70256 | 0.99071
2002-04-01 | 0.73655 | 0.73777 | 0.70256 | 0.99071
2002-04-02 | 0.73631 | 0.73752 | 0.70256 | 0.99071
2002-04-03 | 0.73607 | 0.73728 | 0.70256 | 0.99071
2002-04-04 | 0.73583 | 0.73704 | 0.70256 | 0.99071
2002-04-05 | 0.7356 | 0.7368 | 0.70256 | 0.99071
2002-04-06 | 0.73536 | 0.73655 | 0.70256 | 0.99071
2002-04-07 | 0.73512 | 0.73631 | 0.70256 | 0.99071
2002-04-08 | 0.73489 | 0.73607 | 0.70256 | 0.99071
2002-04-09 | 0.73465 | 0.73607 | 0.70256 | 0.99071
2002-04-10 | 0.73442 | 0.73607 | 0.70256 | 0.99071
2002-04-11 | 0.73418 | 0.73607 | 0.70256 | 0.99071
2002-04-12 | 0.73395 | 0.73607 | 0.70256 | 0.99071
2002-04-13 | 0.73372 | 0.73607 | 0.70256 | 0.99071
2002-04-14 | 0.73349 | 0.73607 | 0.70256 | 0.99071
2002-04-15 | 0.73325 | 0.73607 | 0.70256 | 0.99071
2002-04-16 | 0.73302 | 0.73607 | 0.70256 | 0.99071
2002-04-17 | 0.7328 | 0.73607 | 0.70256 | 0.99071
2002-04-18 | 0.73257 | 0.73607 | 0.70256 | 0.99071
2002-04-19 | 0.73234 | 0.73607 | 0.70256 | 0.99071
2002-04-20 | 0.73211 | 0.73607 | 0.70256 | 0.99071
2002-04-21 | 0.73189 | 0.73607 | 0.70256 | 0.99071
2002-04-22 | 0.73166 | 0.73607 | 0.70256 | 0.99071
2002-04-23 | 0.73144 | 0.73607 | 0.70256 | 0.99071
2002-04-24 | 0.73144 | 0.73607 | 0.70256 | 0.99071
2002-04-25 | 0.73144 | 0.73607 | 0.70256 | 0.99071
2002-04-26 | 0.73144 | 0.73607 | 0.70256 | 0.99071
2002-04-27 | 0.73121 | 0.73607 | 0.70256 | 0.99071
2002-04-28 | 0.73099 | 0.73607 | 0.70256 | 0.99071
2002-04-29 | 0.73076 | 0.73607 | 0.70256 | 0.99071
2002-04-30 | 0.73054 | 0.73607 | 0.70256 | 0.99071
2002-05-01 | 0.73032 | 0.73607 | 0.70256 | 0.99071
2002-05-02 | 0.7301 | 0.73607 | 0.70256 | 0.99071
2002-05-03 | 0.72988 | 0.73607 | 0.70256 | 0.99071
2002-05-04 | 0.72966 | 0.73607 | 0.70256 | 0.99071
2002-05-05 | 0.72944 | 0.73607 | 0.70256 | 0.99071
2002-05-06 | 0.72922 | 0.73607 | 0.70256 | 0.99071
2002-05-07 | 0.72901 | 0.73607 | 0.70256 | 0.99071
2002-05-08 | 0.72879 | 0.73607 | 0.70256 | 0.99071
2002-05-09 | 0.72857 | 0.73607 | 0.70256 | 0.99071
2002-05-10 | 0.72836 | 0.73607 | 0.70256 | 0.99071
2002-05-11 | 0.72814 | 0.73607 | 0.70256 | 0.99071
2002-05-12 | 0.72793 | 0.73607 | 0.70256 | 0.99071
2002-05-13 | 0.72772 | 0.73607 | 0.70256 | 0.99071
2002-05-14 | 0.7275 | 0.73607 | 0.70256 | 0.99071
2002-05-15 | 0.72729 | 0.73607 | 0.70256 | 0.99071
2002-05-16 | 0.72708 | 0.73607 | 0.70256 | 0.99071
2002-05-17 | 0.72687 | 0.73607 | 0.70256 | 0.99071
2002-05-18 | 0.72666 | 0.73607 | 0.70256 | 0.99071
2002-05-19 | 0.72645 | 0.73583 | 0.70256 | 0.99071
2002-05-20 | 0.72624 | 0.73583 | 0.70256 | 0.99071
2002-05-21 | 0.72603 | 0.73583 | 0.70256 | 0.99071
2002-05-22 | 0.72582 | 0.73583 | 0.70256 | 0.99071
2002-05-23 | 0.72562 | 0.73583 | 0.70256 | 0.99071
2002-05-24 | 0.72541 | 0.73583 | 0.70256 | 0.99071
2002-05-25 | 0.7252 | 0.73583 | 0.70256 | 0.99071
2002-05-26 | 0.725 | 0.73583 | 0.70256 | 0.99071
2002-05-27 | 0.72479 | 0.73583 | 0.70256 | 0.99071
2002-05-28 | 0.72459 | 0.73583 | 0.70256 | 0.99071
2002-05-29 | 0.72439 | 0.73583 | 0.70256 | 0.99071
2002-05-30 | 0.72418 | 0.73583 | 0.70256 | 0.99071
2002-05-31 | 0.72398 | 0.7356 | 0.70256 | 0.99071
2002-06-01 | 0.72378 | 0.7356 | 0.70256 | 0.99071
2002-06-02 | 0.72358 | 0.7356 | 0.70256 | 0.99071
2002-06-03 | 0.72338 | 0.7356 | 0.70256 | 0.99071
2002-06-04 | 0.72318 | 0.7356 | 0.70256 | 0.99071
2002-06-05 | 0.72298 | 0.7356 | 0.70256 | 0.99071
2002-06-06 | 0.72278 | 0.7356 | 0.70256 | 0.99071
2002-06-07 | 0.72258 | 0.7356 | 0.70256 | 0.99071
2002-06-08 | 0.72238 | 0.7356 | 0.70256 | 0.99071
2002-06-09 | 0.72218 | 0.7356 | 0.70256 | 0.99071
2002-06-10 | 0.72199 | 0.7356 | 0.70256 | 0.99071
2002-06-11 | 0.72179 | 0.7356 | 0.70256 | 0.99071
2002-06-12 | 0.7216 | 0.73536 | 0.70256 | 0.99071
2002-06-13 | 0.7214 | 0.73536 | 0.70256 | 0.99071
2002-06-14 | 0.72121 | 0.73536 | 0.70256 | 0.99071
2002-06-15 | 0.72101 | 0.73536 | 0.70256 | 0.99071
2002-06-16 | 0.72082 | 0.73536 | 0.70256 | 0.99071
2002-06-17 | 0.72063 | 0.73536 | 0.70256 | 0.99071
2002-06-18 | 0.72043 | 0.73536 | 0.70256 | 0.99071
2002-06-19 | 0.72024 | 0.73536 | 0.70256 | 0.99071
2002-06-20 | 0.72005 | 0.73536 | 0.70256 | 0.99071
2002-06-21 | 0.71986 | 0.73536 | 0.70256 | 0.99071
2002-06-22 | 0.71967 | 0.73536 | 0.70256 | 0.99071
2002-06-23 | 0.71948 | 0.73536 | 0.70256 | 0.99071
2002-06-24 | 0.71929 | 0.73536 | 0.70256 | 0.99071
2002-06-25 | 0.7191 | 0.73536 | 0.70256 | 0.99071
2002-06-26 | 0.71891 | 0.73512 | 0.70256 | 0.99071
2002-06-27 | 0.71872 | 0.73489 | 0.70256 | 0.99071
2002-06-28 | 0.71854 | 0.73465 | 0.70256 | 0.99071
2002-06-29 | 0.71835 | 0.73465 | 0.70256 | 0.99071
2002-06-30 | 0.71816 | 0.73465 | 0.70256 | 0.99071
2002-07-01 | 0.71798 | 0.73465 | 0.70256 | 0.99071
2002-07-02 | 0.71779 | 0.73465 | 0.70256 | 0.99071
2002-07-03 | 0.71761 | 0.73442 | 0.70256 | 0.99071
2002-07-04 | 0.71742 | 0.73418 | 0.70256 | 0.99071
2002-07-05 | 0.71724 | 0.73418 | 0.70256 | 0.99071
2002-07-06 | 0.71706 | 0.73418 | 0.70256 | 0.99071
2002-07-07 | 0.71687 | 0.73418 | 0.70256 | 0.99071
2002-07-08 | 0.71669 | 0.73418 | 0.70256 | 0.99071
2002-07-09 | 0.71651 | 0.73418 | 0.70256 | 0.99071
2002-07-10 | 0.71633 | 0.73395 | 0.70256 | 0.99071
2002-07-11 | 0.71615 | 0.73395 | 0.70256 | 0.99071
2002-07-12 | 0.71596 | 0.73395 | 0.70256 | 0.99071
2002-07-13 | 0.71578 | 0.73395 | 0.70256 | 0.99071
2002-07-14 | 0.7156 | 0.73372 | 0.70256 | 0.99071
2002-07-15 | 0.71543 | 0.73349 | 0.70256 | 0.99071
2002-07-16 | 0.71525 | 0.73349 | 0.70256 | 0.99071
2002-07-17 | 0.71507 | 0.73349 | 0.70256 | 0.99071
2002-07-18 | 0.71489 | 0.73349 | 0.70256 | 0.99071
2002-07-19 | 0.71471 | 0.73349 | 0.70256 | 0.99071
2002-07-20 | 0.71454 | 0.73349 | 0.70256 | 0.99071
2002-07-21 | 0.71436 | 0.73349 | 0.70256 | 0.99071
2002-07-22 | 0.71418 | 0.73349 | 0.70256 | 0.99071
2002-07-23 | 0.71401 | 0.73325 | 0.70256 | 0.99071
2002-07-24 | 0.71383 | 0.73325 | 0.70256 | 0.99071
2002-07-25 | 0.71366 | 0.73302 | 0.70256 | 0.99071
2002-07-26 | 0.71348 | 0.73302 | 0.70256 | 0.99071
2002-07-27 | 0.71331 | 0.73302 | 0.70256 | 0.99071
2002-07-28 | 0.71314 | 0.73302 | 0.70256 | 0.99071
2002-07-29 | 0.71296 | 0.73302 | 0.70256 | 0.99071
2002-07-30 | 0.71279 | 0.73302 | 0.70256 | 0.99071
2002-07-31 | 0.71262 | 0.73302 | 0.70256 | 0.99071
2002-08-01 | 0.71245 | 0.73302 | 0.70256 | 0.99071
2002-08-02 | 0.71228 | 0.73302 | 0.70256 | 0.99071
2002-08-03 | 0.71211 | 0.73302 | 0.70256 | 0.99071
2002-08-04 | 0.71193 | 0.73302 | 0.70256 | 0.99071
2002-08-05 | 0.71176 | 0.73302 | 0.70256 | 0.99071
2002-08-06 | 0.7116 | 0.73302 | 0.70256 | 0.99071
2002-08-07 | 0.71143 | 0.73302 | 0.70256 | 0.99071
2002-08-08 | 0.71126 | 0.73302 | 0.70256 | 0.99071
2002-08-09 | 0.71109 | 0.73302 | 0.70256 | 0.99071
2002-08-10 | 0.71092 | 0.73302 | 0.70256 | 0.99071
2002-08-11 | 0.71075 | 0.73302 | 0.70256 | 0.99071
2002-08-12 | 0.71059 | 0.73302 | 0.70256 | 0.99071
2002-08-13 | 0.71042 | 0.73302 | 0.70256 | 0.99071
2002-08-14 | 0.71025 | 0.7328 | 0.70256 | 0.99071
2002-08-15 | 0.71009 | 0.73257 | 0.70241 | 0.99071
2002-08-16 | 0.70992 | 0.73234 | 0.70241 | 0.99071
2002-08-17 | 0.70976 | 0.73211 | 0.70226 | 0.99071
2002-08-18 | 0.70959 | 0.73189 | 0.70211 | 0.99071
2002-08-19 | 0.70943 | 0.73166 | 1.0343 | 0.99071
2002-08-20 | 0.70926 | 0.73144 | 1.0343 | 0.99071
2002-08-21 | 0.7091 | 0.73121 | 1.0268 | 0.99071
2002-08-22 | 0.70894 | 0.73099 | 1.0268 | 0.99071
2002-08-23 | 0.70877 | 0.73076 | 1.0268 | 0.99071
2002-08-24 | 0.70861 | 0.73054 | 1.0268 | 0.99071
2002-08-25 | 0.70845 | 0.73054 | 1.0268 | 0.99071
2002-08-26 | 0.70829 | 0.73054 | 1.0268 | 0.99071
2002-08-27 | 0.70813 | 0.73032 | 1.0268 | 0.99071
2002-08-28 | 0.70797 | 0.73032 | 1.0268 | 0.99071
2002-08-29 | 0.7078 | 0.73032 | 1.0268 | 0.99071
2002-08-30 | 0.70764 | 0.73032 | 1.0268 | 0.99071
2002-08-31 | 0.70748 | 0.73032 | 1.0268 | 0.99071
2002-09-01 | 0.70733 | 0.73032 | 1.0268 | 0.99071
2002-09-02 | 0.70717 | 0.73032 | 1.0268 | 0.99071
2002-09-03 | 0.70701 | 0.73032 | 1.0268 | 0.99071
2002-09-04 | 0.70685 | 0.73032 | 1.0268 | 0.99071
2002-09-05 | 0.70669 | 0.73032 | 1.0268 | 0.99071
2002-09-06 | 0.70653 | 0.73032 | 1.0268 | 0.99071
2002-09-07 | 0.70638 | 0.73032 | 1.0268 | 0.99071
2002-09-08 | 0.70622 | 0.73032 | 1.0268 | 0.99071
2002-09-09 | 0.70606 | 0.73032 | 1.0268 | 0.99071
2002-09-10 | 0.70591 | 0.7301 | 1.0268 | 0.99071
2002-09-11 | 0.70575 | 0.72988 | 1.0198 | 0.99071
2002-09-12 | 0.7056 | 0.72966 | 1.0198 | 0.99071
2002-09-13 | 0.70544 | 0.72944 | 1.0198 | 0.99071
2002-09-14 | 0.70529 | 0.72922 | 1.0198 | 0.99071
2002-09-15 | 0.70513 | 0.72901 | 1.0198 | 0.99071
2002-09-16 | 0.70498 | 0.72901 | 1.0198 | 0.99071
2002-09-17 | 0.70482 | 0.72879 | 1.0198 | 0.99071
2002-09-18 | 0.70467 | 0.72879 | 1.0198 | 0.99071
2002-09-19 | 0.70452 | 0.72879 | 1.0198 | 0.99071
2002-09-20 | 0.70436 | 0.72857 | 1.0198 | 0.99071
2002-09-21 | 0.70421 | 0.72857 | 1.0198 | 0.99071
2002-09-22 | 0.70406 | 0.72836 | 1.0198 | 0.99071
2002-09-23 | 0.70391 | 0.72836 | 1.0198 | 0.99071
2002-09-24 | 0.70376 | 0.72836 | 1.0198 | 0.99071
2002-09-25 | 0.7036 | 0.72836 | 1.0198 | 0.99071
2002-09-26 | 0.70345 | 0.72836 | 1.0198 | 0.99071
2002-09-27 | 0.7033 | 0.72836 | 1.0198 | 0.99071
2002-09-28 | 0.70315 | 0.72836 | 1.0198 | 0.99071
2002-09-29 | 0.703 | 0.72814 | 1.0198 | 0.99071
2002-09-30 | 0.70285 | 0.72793 | 1.0198 | 0.99071
2002-10-01 | 0.70271 | 0.72772 | 1.0198 | 0.99071
2002-10-02 | 0.70256 | 0.72772 | 1.0198 | 0.99071
2002-10-03 | 0.70241 | 0.7275 | 1.0198 | 0.99071
2002-10-04 | 0.70226 | 0.7275 | 1.0198 | 0.99071
2002-10-05 | 0.70211 | 0.7275 | 1.0198 | 0.99071
2002-10-06 | 1.0343 | 0.7275 | 1.0198 | 0.99071
2002-10-07 | 1.0268 | 0.72729 | 1.0198 | 0.99071
2002-10-08 | 1.0198 | 0.72708 | 1.0198 | 0.99071
2002-10-09 | 1.0132 | 0.72708 | 1.0198 | 0.99071
2002-10-10 | 1.0071 | 0.72708 | 1.0198 | 0.99071
2002-10-11 | 1.0013 | 0.72708 | 1.0198 | 0.99071
2002-10-12 | 0.99587 | 0.72708 | 1.0198 | 0.99071
2002-10-13 | 0.99071 | 0.72687 | 1.0198 | 0.99071
2002-10-14 | 0.9858 | 0.72687 | 1.0198 | 0.99071
2002-10-15 | 0.98114 | 0.72666 | 1.0198 | 0.99071
2002-10-16 | 0.97669 | 0.72666 | 1.0198 | 0.99071
2002-10-17 | 0.97244 | 0.72666 | 1.0198 | 0.99071
2002-10-18 | 0.96838 | 0.72645 | 1.0198 | 0.99071
2002-10-19 | 0.96448 | 0.72645 | 1.0198 | 0.99071
2002-10-20 | 0.96073 | 0.72624 | 1.0198 | 0.99071
2002-10-21 | 0.95713 | 0.72624 | 1.0198 | 0.99071
2002-10-22 | 0.95367 | 0.72603 | 1.0198 | 0.99071
2002-10-23 | 0.95032 | 0.72582 | 1.0198 | 0.99071
2002-10-24 | 0.9471 | 0.72582 | 1.0198 | 0.99071
2002-10-25 | 0.94398 | 0.72582 | 1.0198 | 0.99071
2002-10-26 | 0.94097 | 0.72582 | 1.0198 | 0.99071
2002-10-27 | 0.93805 | 0.72582 | 1.0198 | 0.99071
2002-10-28 | 0.93522 | 0.72562 | 1.0198 | 0.99071
2002-10-29 | 0.93247 | 0.72541 | 1.0198 | 0.99071
2002-10-30 | 0.92981 | 0.72541 | 1.0198 | 0.99071
2002-10-31 | 0.92722 | 0.72541 | 1.0198 | 0.99071
2002-11-01 | 0.92471 | 0.72541 | 1.0198 | 0.99071
2002-11-02 | 0.92226 | 0.72541 | 1.0198 | 0.99071
2002-11-03 | 0.91987 | 0.72541 | 1.0198 | 0.99071
2002-11-04 | 0.91755 | 0.72541 | 1.0198 | 0.99071
2002-11-05 | 0.91529 | 0.72541 | 1.0198 | 0.99071
2002-11-06 | 0.91308 | 0.72541 | 1.0198 | 0.99071
2002-11-07 | 0.91093 | 0.72541 | 1.0198 | 0.99071
2002-11-08 | 0.90883 | 0.72541 | 1.0198 | 0.99071
2002-11-09 | 0.90678 | 0.72541 | 1.0198 | 0.99071
2002-11-10 | 0.90477 | 0.72541 | 1.0198 | 0.99071
2002-11-11 | 0.90281 | 0.72541 | 1.0198 | 0.99071
2002-11-12 | 0.90089 | 0.72541 | 1.0198 | 0.99071
2002-11-13 | 0.89901 | 0.72541 | 1.0198 | 0.99071
2002-11-14 | 0.89717 | 0.72541 | 1.0198 | 0.99071
2002-11-15 | 0.89537 | 0.72541 | 1.0198 | 0.99071
2002-11-16 | 0.8936 | 0.72541 | 1.0198 | 0.99071
2002-11-17 | 0.89187 | 0.72541 | 1.0198 | 0.99071
2002-11-18 | 0.89017 | 0.7252 | 1.0198 | 0.99071
2002-11-19 | 0.88851 | 0.725 | 1.0198 | 0.99071
2002-11-20 | 0.88688 | 0.725 | 1.0198 | 0.99071
2002-11-21 | 0.88528 | 0.725 | 1.0198 | 0.99071
2002-11-22 | 0.8837 | 0.725 | 1.0198 | 0.99071
2002-11-23 | 0.88216 | 0.725 | 1.0198 | 0.99071
2002-11-24 | 0.88064 | 0.725 | 1.0198 | 0.99071
2002-11-25 | 0.87915 | 0.725 | 1.0198 | 0.99071
2002-11-26 | 0.87768 | 0.725 | 1.0198 | 0.99071
2002-11-27 | 0.87624 | 0.725 | 1.0198 | 0.99071
2002-11-28 | 0.87482 | 0.725 | 1.0198 | 0.99071
2002-11-29 | 0.87343 | 0.725 | 1.0198 | 0.99071
2002-11-30 | 0.87206 | 0.725 | 1.0198 | 0.99071
2002-12-01 | 0.87071 | 0.725 | 1.0198 | 0.99071
2002-12-02 | 0.86938 | 0.725 | 1.0198 | 0.99071
2002-12-03 | 0.86807 | 0.725 | 1.0198 | 0.99071
2002-12-04 | 0.86678 | 0.725 | 1.0198 | 0.99071
2002-12-05 | 0.86551 | 0.72479 | 1.0198 | 0.99071
2002-12-06 | 0.86426 | 0.72459 | 1.0198 | 0.99071
2002-12-07 | 0.86303 | 0.72439 | 1.0198 | 0.99071
2002-12-08 | 0.86182 | 0.72418 | 1.0198 | 0.99071
2002-12-09 | 0.86062 | 0.72398 | 1.0198 | 0.99071
2002-12-10 | 0.85944 | 0.72378 | 1.0198 | 0.99071
2002-12-11 | 0.85827 | 0.72358 | 1.0198 | 0.99071
2002-12-12 | 0.85713 | 0.72338 | 1.0198 | 0.99071
2002-12-13 | 0.85599 | 0.72318 | 1.0198 | 0.99071
2002-12-14 | 0.85488 | 0.72298 | 1.0198 | 0.99071
2002-12-15 | 0.85377 | 0.72278 | 1.0198 | 0.99071
2002-12-16 | 0.85269 | 0.72258 | 1.0132 | 0.99071
2002-12-17 | 0.85161 | 0.72238 | 1.0132 | 0.99071
2002-12-18 | 0.85055 | 0.72218 | 1.0132 | 0.99071
2002-12-19 | 0.84951 | 0.72199 | 1.0132 | 0.99071
2002-12-20 | 0.84847 | 0.72179 | 1.0132 | 0.99071
2002-12-21 | 0.84745 | 0.7216 | 1.0132 | 0.99071
2002-12-22 | 0.84644 | 0.7214 | 1.0132 | 0.99071
2002-12-23 | 0.84544 | 0.72121 | 1.0132 | 0.99071
2002-12-24 | 0.84446 | 0.72101 | 1.0132 | 0.99071
2002-12-25 | 0.84349 | 0.72082 | 1.0132 | 0.99071
2002-12-26 | 0.84253 | 0.72063 | 1.0132 | 0.99071
2002-12-27 | 0.84157 | 0.72043 | 1.0132 | 0.99071
2002-12-28 | 0.84064 | 0.72024 | 1.0132 | 0.99071
2002-12-29 | 0.83971 | 0.72005 | 1.0132 | 0.99071
2002-12-30 | 0.83879 | 0.71986 | 1.0132 | 0.99071
2002-12-31 | 0.83788 | 0.71967 | 1.0132 | 0.99071
2003-01-01 | 0.83698 | 0.71948 | 1.0132 | 0.99071
2003-01-02 | 0.83609 | 0.71929 | 1.0132 | 0.99071
2003-01-03 | 0.83521 | 0.7191 | 1.0071 | 0.99071
2003-01-04 | 0.83434 | 0.71891 | 1.0071 | 0.99071
2003-01-05 | 0.83348 | 0.71872 | 1.0071 | 0.99071
2003-01-06 | 0.83263 | 0.71854 | 1.0071 | 0.99071
2003-01-07 | 0.83179 | 0.71835 | 1.0071 | 0.99071
2003-01-08 | 0.83095 | 0.71816 | 1.0071 | 0.99071
2003-01-09 | 0.83013 | 0.71798 | 1.0071 | 0.99071
2003-01-10 | 0.82931 | 0.71779 | 1.0013 | 0.99071
2003-01-11 | 0.8285 | 0.71761 | 1.0013 | 0.99071
2003-01-12 | 0.8277 | 0.71742 | 1.0013 | 0.99071
2003-01-13 | 0.82691 | 0.71724 | 1.0013 | 0.99071
2003-01-14 | 0.82612 | 0.71706 | 1.0013 | 0.99071
2003-01-15 | 0.82535 | 0.71687 | 1.0013 | 0.99071
2003-01-16 | 0.82457 | 0.71669 | 0.99587 | 0.99071
2003-01-17 | 0.82381 | 0.71651 | 0.99071 | 0.99071
2003-01-18 | 0.82306 | 0.71633 | 0.99071 | 0.99071
2003-01-19 | 0.82231 | 0.71615 | 0.99071 | 0.99071
2003-01-20 | 0.82157 | 0.71596 | 0.99071 | 0.99071
2003-01-21 | 0.82083 | 0.71578 | 0.99071 | 0.99071
2003-01-22 | 0.8201 | 0.7156 | 0.99071 | 0.99071
2003-01-23 | 0.81938 | 0.71543 | 0.99071 | 0.99071
2003-01-24 | 0.81866 | 0.71525 | 0.99071 | 0.99071
2003-01-25 | 0.81795 | 0.71507 | 0.99071 | 0.99071
2003-01-26 | 0.81725 | 0.71489 | 0.99071 | 0.99071
2003-01-27 | 0.81656 | 0.71471 | 0.9858 | 0.99071
2003-01-28 | 0.81586 | 0.71454 | 0.98114 | 0.99071
2003-01-29 | 0.81518 | 0.71436 | 0.98114 | 0.99071
2003-01-30 | 0.8145 | 0.71418 | 0.98114 | 0.99071
2003-01-31 | 0.81383 | 0.71401 | 0.98114 | 0.99071
2003-02-01 | 0.81316 | 0.71383 | 0.98114 | 0.99071
2003-02-02 | 0.8125 | 0.71366 | 0.98114 | 0.99071
2003-02-03 | 0.81184 | 0.71348 | 0.98114 | 0.99071
2003-02-04 | 0.81119 | 0.71331 | 0.98114 | 0.99071
2003-02-05 | 0.81055 | 0.71314 | 0.98114 | 0.99071
2003-02-06 | 0.8099 | 0.71296 | 0.98114 | 0.99071
2003-02-07 | 0.80927 | 0.71279 | 0.98114 | 0.99071
2003-02-08 | 0.80864 | 0.71262 | 0.98114 | 0.99071
2003-02-09 | 0.80801 | 0.71245 | 0.98114 | 0.99071
2003-02-10 | 0.80739 | 0.71228 | 0.98114 | 0.99071
2003-02-11 | 0.80678 | 0.71211 | 0.98114 | 0.99071
2003-02-12 | 0.80617 | 0.71193 | 0.98114 | 0.99071
2003-02-13 | 0.80556 | 0.71176 | 0.98114 | 0.99071
2003-02-14 | 0.80496 | 0.7116 | 0.98114 | 0.99071
2003-02-15 | 0.80436 | 0.71143 | 0.98114 | 0.99071
2003-02-16 | 0.80377 | 0.71126 | 0.98114 | 0.99071
2003-02-17 | 0.80318 | 0.71109 | 0.98114 | 0.99071
2003-02-18 | 0.8026 | 0.71092 | 0.98114 | 0.99071
2003-02-19 | 0.80202 | 0.71075 | 0.98114 | 0.99071
2003-02-20 | 0.80144 | 0.71059 | 0.98114 | 0.99071
2003-02-21 | 0.80087 | 0.71042 | 0.98114 | 0.99071
2003-02-22 | 0.80031 | 0.71025 | 0.98114 | 0.99071
2003-02-23 | 0.79974 | 0.71009 | 0.98114 | 0.99071
2003-02-24 | 0.79919 | 0.70992 | 0.98114 | 0.99071
2003-02-25 | 0.79863 | 0.70976 | 0.98114 | 0.99071
2003-02-26 | 0.79808 | 0.70959 | 0.98114 | 0.99071
2003-02-27 | 0.79753 | 0.70943 | 0.98114 | 0.99071
2003-02-28 | 0.79699 | 0.70926 | 0.98114 | 0.99071
2003-03-01 | 0.79645 | 0.7091 | 0.98114 | 0.99071
2003-03-02 | 0.79592 | 0.70894 | 0.98114 | 0.99071
2003-03-03 | 0.79539 | 0.70877 | 0.98114 | 0.99071
2003-03-04 | 0.79486 | 0.70861 | 0.98114 | 0.99071
2003-03-05 | 0.79433 | 0.70845 | 0.98114 | 0.99071
2003-03-06 | 0.79381 | 0.70829 | 0.98114 | 0.99071
2003-03-07 | 0.79329 | 0.70813 | 0.98114 | 0.99071
2003-03-08 | 0.79278 | 0.70797 | 0.98114 | 0.99071
2003-03-09 | 0.79227 | 0.7078 | 0.97669 | 0.99071
2003-03-10 | 0.79176 | 0.70764 | 0.97244 | 0.99071
2003-03-11 | 0.79126 | 0.70748 | 0.97244 | 0.99071
2003-03-12 | 0.79076 | 0.70733 | 0.96838 | 0.99071
2003-03-13 | 0.79026 | 0.70717 | 0.96448 | 0.99071
2003-03-14 | 0.78976 | 0.70701 | 0.96073 | 0.99071
2003-03-15 | 0.78927 | 0.70685 | 0.95713 | 0.99071
2003-03-16 | 0.78878 | 0.70669 | 0.95367 | 0.99071
2003-03-17 | 0.7883 | 0.70653 | 0.95367 | 0.99071
2003-03-18 | 0.78782 | 0.70638 | 0.95367 | 0.99071
2003-03-19 | 0.78734 | 0.70622 | 0.95032 | 0.9858
2003-03-20 | 0.78686 | 0.70606 | 0.9471 | 0.98114
2003-03-21 | 0.78639 | 0.70591 | 0.94398 | 0.97669
2003-03-22 | 0.78592 | 0.70575 | 0.94097 | 0.97244
2003-03-23 | 0.78545 | 0.7056 | 0.93805 | 0.96838
2003-03-24 | 0.78499 | 0.70544 | 0.93522 | 0.96448
2003-03-25 | 0.78453 | 0.70529 | 0.93247 | 0.96073
2003-03-26 | 0.78407 | 0.70513 | 0.92981 | 0.96073
2003-03-27 | 0.78361 | 0.70498 | 0.92981 | 0.96073
2003-03-28 | 0.78316 | 0.70482 | 0.92722 | 0.96073
2003-03-29 | 0.78271 | 0.70467 | 0.92722 | 0.96073
2003-03-30 | 0.78226 | 0.70452 | 0.92722 | 0.96073
2003-03-31 | 0.78181 | 0.70436 | 0.92722 | 0.96073
2003-04-01 | 0.78137 | 0.70421 | 0.92722 | 0.96073
2003-04-02 | 0.78093 | 0.70406 | 0.92722 | 0.96073
2003-04-03 | 0.78049 | 0.70391 | 0.92722 | 0.96073
2003-04-04 | 0.78006 | 0.70376 | 0.92722 | 0.96073
2003-04-05 | 0.77962 | 0.7036 | 0.92722 | 0.96073
2003-04-06 | 0.77919 | 0.70345 | 0.92722 | 0.96073
2003-04-07 | 0.77876 | 0.7033 | 0.92722 | 0.96073
2003-04-08 | 0.77834 | 0.70315 | 0.92722 | 0.96073
2003-04-09 | 0.77791 | 0.703 | 0.92471 | 0.96073
2003-04-10 | 0.77749 | 0.70285 | 0.92226 | 0.96073
2003-04-11 | 0.77708 | 0.70271 | 0.91987 | 0.96073
2003-04-12 | 0.77666 | 0.70256 | 0.91755 | 0.96073
2003-04-13 | 0.77624 | 0.70241 | 0.91529 | 0.96073
2003-04-14 | 0.77583 | 0.70226 | 0.91308 | 0.96073
2003-04-15 | 0.77542 | 0.70211 | 0.91093 | 0.96073
2003-04-16 | 0.77502 | 1.0343 | 0.90883 | 0.96073
2003-04-17 | 0.77461 | 1.0268 | 0.90678 | 0.96073
2003-04-18 | 0.77421 | 1.0198 | 0.90678 | 0.96073
2003-04-19 | 0.77381 | 1.0132 | 0.90477 | 0.96073
2003-04-20 | 0.77341 | 1.0071 | 0.90281 | 0.96073
2003-04-21 | 0.77301 | 1.0013 | 0.90281 | 0.96073
2003-04-22 | 0.77262 | 0.99587 | 0.90281 | 0.96073
2003-04-23 | 0.77222 | 0.99071 | 0.90089 | 0.96073
2003-04-24 | 0.77183 | 0.9858 | 0.90089 | 0.96073
2003-04-25 | 0.77145 | 0.98114 | 0.90089 | 0.96073
2003-04-26 | 0.77106 | 0.97669 | 0.90089 | 0.96073
2003-04-27 | 0.77067 | 0.97244 | 0.90089 | 0.96073
2003-04-28 | 0.77029 | 0.96838 | 0.89901 | 0.96073
2003-04-29 | 0.76991 | 0.96448 | 0.89901 | 0.96073
2003-04-30 | 0.76953 | 0.96073 | 0.89717 | 0.96073
2003-05-01 | 0.76916 | 0.95713 | 0.89537 | 0.96073
2003-05-02 | 0.76878 | 0.95367 | 0.89537 | 0.96073
2003-05-03 | 0.76841 | 0.95032 | 0.89537 | 0.96073
2003-05-04 | 0.76804 | 0.9471 | 0.89537 | 0.96073
2003-05-05 | 0.76767 | 0.94398 | 0.89537 | 0.96073
2003-05-06 | 0.7673 | 0.94097 | 0.89537 | 0.96073
2003-05-07 | 0.76693 | 0.93805 | 0.89537 | 0.96073
2003-05-08 | 0.76657 | 0.93522 | 0.89537 | 0.96073
2003-05-09 | 0.76621 | 0.93247 | 0.89537 | 0.96073
2003-05-10 | 0.76585 | 0.92981 | 0.89537 | 0.96073
2003-05-11 | 0.76549 | 0.92722 | 0.89537 | 0.96073
2003-05-12 | 0.76513 | 0.92471 | 0.89537 | 0.96073
2003-05-13 | 0.76478 | 0.92226 | 0.89537 | 0.96073
2003-05-14 | 0.76442 | 0.91987 | 0.89537 | 0.96073
2003-05-15 | 0.76407 | 0.91755 | 0.89537 | 0.96073
2003-05-16 | 0.76372 | 0.91529 | 0.89537 | 0.96073
2003-05-17 | 0.76337 | 0.91308 | 0.89537 | 0.96073
2003-05-18 | 0.76302 | 0.91093 | 0.89537 | 0.96073
2003-05-19 | 0.76268 | 0.90883 | 0.89537 | 0.96073
2003-05-20 | 0.76233 | 0.90678 | 0.89537 | 0.96073
2003-05-21 | 0.76199 | 0.90477 | 0.89537 | 0.96073
2003-05-22 | 0.76165 | 0.90281 | 0.89537 | 0.96073
2003-05-23 | 0.76131 | 0.90089 | 0.89537 | 0.96073
2003-05-24 | 0.76097 | 0.89901 | 0.89537 | 0.96073
2003-05-25 | 0.76064 | 0.89717 | 0.89537 | 0.96073
2003-05-26 | 0.7603 | 0.89537 | 0.89537 | 0.96073
2003-05-27 | 0.75997 | 0.8936 | 0.89537 | 0.96073
2003-05-28 | 0.75964 | 0.89187 | 0.8936 | 0.96073
2003-05-29 | 0.75931 | 0.89017 | 0.8936 | 0.96073
2003-05-30 | 0.75898 | 0.88851 | 0.8936 | 0.96073
2003-05-31 | 0.75865 | 0.88688 | 0.89187 | 0.96073
2003-06-01 | 0.75833 | 0.88528 | 0.89017 | 0.96073
2003-06-02 | 0.758 | 0.8837 | 0.88851 | 0.96073
2003-06-03 | 0.75768 | 0.88216 | 0.88851 | 0.96073
2003-06-04 | 0.75736 | 0.88064 | 0.88688 | 0.96073
2003-06-05 | 0.75704 | 0.87915 | 0.88528 | 0.96073
2003-06-06 | 0.75672 | 0.87768 | 0.8837 | 0.96073
2003-06-07 | 0.7564 | 0.87624 | 0.8837 | 0.96073
2003-06-08 | 0.75609 | 0.87482 | 0.88216 | 0.96073
2003-06-09 | 0.75577 | 0.87343 | 0.88064 | 0.96073
2003-06-10 | 0.75546 | 0.87206 | 0.88064 | 0.96073
2003-06-11 | 0.75515 | 0.87071 | 0.88064 | 0.96073
2003-06-12 | 0.75484 | 0.86938 | 0.87915 | 0.96073
2003-06-13 | 0.75453 | 0.86807 | 0.87768 | 0.96073
2003-06-14 | 0.75422 | 0.86678 | 0.87768 | 0.96073
2003-06-15 | 0.75391 | 0.86551 | 0.87624 | 0.96073
2003-06-16 | 0.75361 | 0.86426 | 0.87482 | 0.96073
2003-06-17 | 0.7533 | 0.86303 | 0.87343 | 0.96073
2003-06-18 | 0.753 | 0.86182 | 0.87206 | 0.96073
2003-06-19 | 0.7527 | 0.86062 | 0.87206 | 0.96073
2003-06-20 | 0.7524 | 0.85944 | 0.87206 | 0.96073
2003-06-21 | 0.7521 | 0.85827 | 0.87071 | 0.96073
2003-06-22 | 0.7518 | 0.85713 | 0.86938 | 0.96073
2003-06-23 | 0.7515 | 0.85599 | 0.86807 | 0.96073
2003-06-24 | 0.75121 | 0.85488 | 0.86678 | 0.96073
2003-06-25 | 0.75091 | 0.85377 | 0.86551 | 0.96073
2003-06-26 | 0.75062 | 0.85269 | 0.86551 | 0.96073
2003-06-27 | 0.75033 | 0.85161 | 0.86551 | 0.96073
2003-06-28 | 0.75004 | 0.85055 | 0.86551 | 0.96073
2003-06-29 | 0.74975 | 0.84951 | 0.86551 | 0.96073
2003-06-30 | 0.74946 | 0.84847 | 0.86426 | 0.96073
2003-07-01 | 0.74917 | 0.84745 | 0.86303 | 0.96073
2003-07-02 | 0.74888 | 0.84644 | 0.86182 | 0.96073
2003-07-03 | 0.7486 | 0.84544 | 0.86182 | 0.96073
2003-07-04 | 0.74831 | 0.84446 | 0.86062 | 0.96073
2003-07-05 | 0.74803 | 0.84349 | 0.86062 | 0.96073
2003-07-06 | 0.74775 | 0.84253 | 0.86062 | 0.96073
2003-07-07 | 0.74747 | 0.84157 | 0.86062 | 0.96073
2003-07-08 | 0.74719 | 0.84064 | 0.85944 | 0.96073
2003-07-09 | 0.74691 | 0.83971 | 0.85827 | 0.96073
2003-07-10 | 0.74663 | 0.83879 | 0.85713 | 0.96073
2003-07-11 | 0.74635 | 0.83788 | 0.85599 | 0.96073
2003-07-12 | 0.74608 | 0.83698 | 0.85599 | 0.96073
2003-07-13 | 0.7458 | 0.83609 | 0.85488 | 0.96073
2003-07-14 | 0.74553 | 0.83521 | 0.85377 | 0.96073
2003-07-15 | 0.74526 | 0.83434 | 0.85269 | 0.96073
2003-07-16 | 0.74499 | 0.83348 | 0.85161 | 0.96073
2003-07-17 | 0.74472 | 0.83263 | 0.85055 | 0.96073
2003-07-18 | 0.74445 | 0.83179 | 0.84951 | 0.96073
2003-07-19 | 0.74418 | 0.83095 | 0.84847 | 0.96073
2003-07-20 | 0.74391 | 0.83013 | 0.84745 | 0.96073
2003-07-21 | 0.74364 | 0.82931 | 0.84644 | 0.96073
2003-07-22 | 0.74338 | 0.8285 | 0.84544 | 0.96073
2003-07-23 | 0.74311 | 0.8277 | 0.84446 | 0.96073
2003-07-24 | 0.74285 | 0.82691 | 0.84349 | 0.96073
2003-07-25 | 0.74259 | 0.82612 | 0.84253 | 0.96073
2003-07-26 | 0.74233 | 0.82535 | 0.84157 | 0.96073
2003-07-27 | 0.74206 | 0.82457 | 0.84064 | 0.96073
2003-07-28 | 0.74181 | 0.82381 | 0.83971 | 0.96073
2003-07-29 | 0.74155 | 0.82306 | 0.83879 | 0.96073
2003-07-30 | 0.74129 | 0.82231 | 0.83788 | 0.96073
2003-07-31 | 0.74103 | 0.82157 | 0.83698 | 0.96073
2003-08-01 | 0.74077 | 0.82083 | 0.83609 | 0.96073
2003-08-02 | 0.74052 | 0.8201 | 0.83521 | 0.96073
2003-08-03 | 0.74027 | 0.81938 | 0.83434 | 0.96073
2003-08-04 | 0.74001 | 0.81866 | 0.83348 | 0.96073
2003-08-05 | 0.73976 | 0.81795 | 0.83263 | 0.96073
2003-08-06 | 0.73951 | 0.81725 | 0.83179 | 0.96073
2003-08-07 | 0.73926 | 0.81656 | 0.83179 | 0.96073
2003-08-08 | 0.73901 | 0.81586 | 0.83095 | 0.96073
2003-08-09 | 0.73876 | 0.81518 | 0.83013 | 0.96073
2003-08-10 | 0.73851 | 0.8145 | 0.82931 | 0.96073
2003-08-11 | 0.73826 | 0.81383 | 0.8285 | 0.96073
2003-08-12 | 0.73802 | 0.81316 | 0.8277 | 0.96073
2003-08-13 | 0.73777 | 0.8125 | 0.82691 | 0.96073
2003-08-14 | 0.73752 | 0.81184 | 0.82612 | 0.96073
2003-08-15 | 0.73728 | 0.81119 | 0.82535 | 0.96073
2003-08-16 | 0.73704 | 0.81055 | 0.82457 | 0.96073
2003-08-17 | 0.7368 | 0.8099 | 0.82381 | 0.96073
2003-08-18 | 0.73655 | 0.80927 | 0.82381 | 0.96073
2003-08-19 | 0.73631 | 0.80864 | 0.82381 | 0.96073
2003-08-20 | 0.73607 | 0.80801 | 0.82381 | 0.96073
2003-08-21 | 0.73583 | 0.80739 | 0.82381 | 0.96073
2003-08-22 | 0.7356 | 0.80678 | 0.82381 | 0.96073
2003-08-23 | 0.73536 | 0.80617 | 0.82381 | 0.96073
2003-08-24 | 0.73512 | 0.80556 | 0.82381 | 0.96073
2003-08-25 | 0.73489 | 0.80496 | 0.82381 | 0.96073
2003-08-26 | 0.73465 | 0.80436 | 0.82381 | 0.96073
2003-08-27 | 0.73442 | 0.80377 | 0.82381 | 0.96073
2003-08-28 | 0.73418 | 0.80318 | 0.82306 | 0.96073
2003-08-29 | 0.73395 | 0.8026 | 0.82231 | 0.96073
2003-08-30 | 0.73372 | 0.80202 | 0.82231 | 0.96073
2003-08-31 | 0.73349 | 0.80144 | 0.82231 | 0.96073
2003-09-01 | 0.73325 | 0.80087 | 0.82231 | 0.96073
2003-09-02 | 0.73302 | 0.80031 | 0.82231 | 0.96073
2003-09-03 | 0.7328 | 0.80031 | 0.82231 | 0.96073
2003-09-04 | 0.73257 | 0.79974 | 0.82231 | 0.96073
2003-09-05 | 0.73234 | 0.79919 | 0.82231 | 0.96073
2003-09-06 | 0.73211 | 0.79863 | 0.82231 | 0.96073
2003-09-07 | 0.73189 | 0.79808 | 0.82231 | 0.96073
2003-09-08 | 0.73166 | 0.79753 | 0.82231 | 0.96073
2003-09-09 | 0.73144 | 0.79699 | 0.82231 | 0.96073
2003-09-10 | 0.73121 | 0.79645 | 0.82231 | 0.96073
2003-09-11 | 0.73099 | 0.79592 | 0.82231 | 0.96073
2003-09-12 | 0.73076 | 0.79539 | 0.82231 | 0.96073
2003-09-13 | 0.73054 | 0.79486 | 0.82231 | 0.96073
2003-09-14 | 0.73032 | 0.79433 | 0.82231 | 0.96073
2003-09-15 | 0.7301 | 0.79381 | 0.82231 | 0.96073
2003-09-16 | 0.72988 | 0.79329 | 0.82231 | 0.96073
2003-09-17 | 0.72966 | 0.79329 | 0.82231 | 0.96073
2003-09-18 | 0.72944 | 0.79329 | 0.82231 | 0.96073
2003-09-19 | 0.72922 | 0.79329 | 0.82231 | 0.96073
2003-09-20 | 0.72901 | 0.79278 | 0.82231 | 0.96073
2003-09-21 | 0.72879 | 0.79227 | 0.82157 | 0.96073
2003-09-22 | 0.72857 | 0.79176 | 0.82157 | 0.96073
2003-09-23 | 0.72836 | 0.79126 | 0.82083 | 0.96073
2003-09-24 | 0.72814 | 0.79076 | 0.82083 | 0.96073
2003-09-25 | 0.72793 | 0.79026 | 0.82083 | 0.96073
2003-09-26 | 0.72772 | 0.79026 | 0.82083 | 0.96073
2003-09-27 | 0.7275 | 0.79026 | 0.82083 | 0.96073
2003-09-28 | 0.72729 | 0.79026 | 0.82083 | 0.96073
2003-09-29 | 0.72708 | 0.79026 | 0.82083 | 0.96073
2003-09-30 | 0.72687 | 0.79026 | 0.82083 | 0.96073
2003-10-01 | 0.72666 | 0.79026 | 0.82083 | 0.96073
2003-10-02 | 0.72645 | 0.79026 | 0.82083 | 0.96073
2003-10-03 | 0.72624 | 0.79026 | 0.82083 | 0.96073
2003-10-04 | 0.72603 | 0.79026 | 0.82083 | 0.96073
2003-10-05 | 0.72582 | 0.79026 | 0.82083 | 0.96073
2003-10-06 | 0.72562 | 0.79026 | 0.82083 | 0.96073
2003-10-07 | 0.72541 | 0.79026 | 0.82083 | 0.96073
2003-10-08 | 0.7252 | 0.79026 | 0.82083 | 0.96073
2003-10-09 | 0.725 | 0.79026 | 0.82083 | 0.96073
2003-10-10 | 0.72479 | 0.79026 | 0.82083 | 0.96073
2003-10-11 | 0.72459 | 0.79026 | 0.82083 | 0.96073
2003-10-12 | 0.72439 | 0.79026 | 0.82083 | 0.96073
2003-10-13 | 0.72418 | 0.79026 | 0.82083 | 0.96073
2003-10-14 | 0.72398 | 0.79026 | 0.82083 | 0.96073
2003-10-15 | 0.72378 | 0.79026 | 0.82083 | 0.96073
2003-10-16 | 0.72358 | 0.79026 | 0.82083 | 0.96073
2003-10-17 | 0.72358 | 0.79026 | 0.82083 | 0.96073
2003-10-18 | 0.72338 | 0.79026 | 0.82083 | 0.96073
2003-10-19 | 0.72318 | 0.79026 | 0.82083 | 0.96073
2003-10-20 | 0.72298 | 0.79026 | 0.82083 | 0.96073
2003-10-21 | 0.72278 | 0.78976 | 0.82083 | 0.96073
2003-10-22 | 0.72258 | 0.78927 | 0.82083 | 0.96073
2003-10-23 | 0.72238 | 0.78927 | 0.82083 | 0.96073
2003-10-24 | 0.72218 | 0.78927 | 0.82083 | 0.96073
2003-10-25 | 0.72199 | 0.78927 | 0.82083 | 0.96073
2003-10-26 | 0.72179 | 0.78878 | 0.82083 | 0.96073
2003-10-27 | 0.7216 | 0.78878 | 0.82083 | 0.96073
2003-10-28 | 0.7214 | 0.7883 | 0.82083 | 0.96073
2003-10-29 | 0.72121 | 0.78782 | 0.82083 | 0.96073
2003-10-30 | 0.72101 | 0.78734 | 0.82083 | 0.96073
2003-10-31 | 0.72082 | 0.78734 | 0.82083 | 0.96073
2003-11-01 | 0.72063 | 0.78686 | 0.82083 | 0.96073
2003-11-02 | 0.72043 | 0.78686 | 0.82083 | 0.96073
2003-11-03 | 0.72024 | 0.78639 | 0.82083 | 0.96073
2003-11-04 | 0.72005 | 0.78592 | 0.82083 | 0.96073
2003-11-05 | 0.71986 | 0.78545 | 0.82083 | 0.96073
2003-11-06 | 0.71967 | 0.78499 | 0.82083 | 0.96073
2003-11-07 | 0.71948 | 0.78453 | 0.82083 | 0.96073
2003-11-08 | 0.71929 | 0.78407 | 0.82083 | 0.96073
2003-11-09 | 0.7191 | 0.78361 | 0.82083 | 0.96073
2003-11-10 | 0.71891 | 0.78316 | 0.82083 | 0.96073
2003-11-11 | 0.71872 | 0.78271 | 0.82083 | 0.96073
2003-11-12 | 0.71854 | 0.78226 | 0.82083 | 0.96073
2003-11-13 | 0.71835 | 0.78181 | 0.82083 | 0.96073
2003-11-14 | 0.71816 | 0.78137 | 0.82083 | 0.96073
2003-11-15 | 0.71798 | 0.78137 | 0.82083 | 0.96073
2003-11-16 | 0.71779 | 0.78093 | 0.82083 | 0.96073
2003-11-17 | 0.71761 | 0.78049 | 0.8201 | 0.96073
2003-11-18 | 0.71742 | 0.78006 | 0.8201 | 0.96073
2003-11-19 | 0.71724 | 0.77962 | 0.8201 | 0.96073
2003-11-20 | 0.71706 | 0.77919 | 0.8201 | 0.96073
2003-11-21 | 0.71687 | 0.77876 | 0.8201 | 0.96073
2003-11-22 | 0.71669 | 0.77834 | 0.8201 | 0.96073
2003-11-23 | 0.71651 | 0.77791 | 0.8201 | 0.96073
2003-11-24 | 0.71633 | 0.77749 | 0.8201 | 0.96073
2003-11-25 | 0.71615 | 0.77708 | 0.8201 | 0.96073
2003-11-26 | 0.71596 | 0.77666 | 0.8201 | 0.96073
2003-11-27 | 0.71578 | 0.77624 | 0.8201 | 0.96073
2003-11-28 | 0.7156 | 0.77583 | 0.8201 | 0.96073
2003-11-29 | 0.71543 | 0.77542 | 0.8201 | 0.96073
2003-11-30 | 0.71525 | 0.77502 | 0.8201 | 0.96073
2003-12-01 | 0.71507 | 0.77461 | 0.8201 | 0.96073
2003-12-02 | 0.71489 | 0.77421 | 0.8201 | 0.96073
2003-12-03 | 0.71471 | 0.77381 | 0.8201 | 0.96073
2003-12-04 | 0.71454 | 0.77341 | 0.8201 | 0.96073
2003-12-05 | 0.71436 | 0.77301 | 0.8201 | 0.96073
2003-12-06 | 0.71418 | 0.77262 | 0.8201 | 0.96073
2003-12-07 | 0.71401 | 0.77222 | 0.8201 | 0.96073
2003-12-08 | 0.71383 | 0.77183 | 0.8201 | 0.96073
2003-12-09 | 0.71366 | 0.77145 | 0.8201 | 0.96073
2003-12-10 | 0.71348 | 0.77106 | 0.8201 | 0.96073
2003-12-11 | 0.71331 | 0.77067 | 0.8201 | 0.96073
2003-12-12 | 0.71314 | 0.77029 | 0.8201 | 0.96073
2003-12-13 | 0.71296 | 0.76991 | 0.8201 | 0.96073
2003-12-14 | 0.71279 | 0.76953 | 0.8201 | 0.96073
2003-12-15 | 0.71262 | 0.76916 | 0.8201 | 0.96073
2003-12-16 | 0.71245 | 0.76878 | 0.8201 | 0.96073
2003-12-17 | 0.71228 | 0.76841 | 0.8201 | 0.96073
2003-12-18 | 0.71211 | 0.76804 | 0.8201 | 0.96073
2003-12-19 | 0.71193 | 0.76767 | 0.8201 | 0.96073
2003-12-20 | 0.71176 | 0.7673 | 0.8201 | 0.96073
2003-12-21 | 0.7116 | 0.76693 | 0.8201 | 0.96073
2003-12-22 | 0.71143 | 0.76657 | 0.8201 | 0.96073
2003-12-23 | 0.71126 | 0.76621 | 0.8201 | 0.96073
2003-12-24 | 0.71109 | 0.76585 | 0.8201 | 0.96073
2003-12-25 | 0.71092 | 0.76549 | 0.8201 | 0.96073
2003-12-26 | 0.71075 | 0.76513 | 0.8201 | 0.96073
2003-12-27 | 0.71059 | 0.76478 | 0.8201 | 0.96073
2003-12-28 | 0.71042 | 0.76442 | 0.8201 | 0.96073
2003-12-29 | 0.71025 | 0.76407 | 0.8201 | 0.96073
2003-12-30 | 0.71009 | 0.76372 | 0.8201 | 0.96073
2003-12-31 | 0.70992 | 0.76337 | 0.8201 | 0.96073
2004-01-01 | 0.70976 | 0.76302 | 0.8201 | 0.96073
2004-01-02 | 0.70959 | 0.76268 | 0.8201 | 0.96073
2004-01-03 | 0.70943 | 0.76233 | 0.8201 | 0.96073
2004-01-04 | 0.70926 | 0.76199 | 0.8201 | 0.96073
2004-01-05 | 0.7091 | 0.76165 | 0.8201 | 0.96073
2004-01-06 | 0.70894 | 0.76131 | 0.8201 | 0.96073
2004-01-07 | 0.70877 | 0.76097 | 0.8201 | 0.96073
2004-01-08 | 0.70861 | 0.76064 | 0.8201 | 0.96073
2004-01-09 | 0.70845 | 0.7603 | 0.8201 | 0.96073
2004-01-10 | 0.70829 | 0.75997 | 0.8201 | 0.96073
2004-01-11 | 0.70813 | 0.75964 | 0.8201 | 0.96073
2004-01-12 | 0.70797 | 0.75931 | 0.8201 | 0.96073
2004-01-13 | 0.7078 | 0.75898 | 0.8201 | 0.96073
2004-01-14 | 0.70764 | 0.75865 | 0.8201 | 0.96073
2004-01-15 | 0.70748 | 0.75833 | 0.8201 | 0.96073
2004-01-16 | 0.70733 | 0.758 | 0.8201 | 0.96073
2004-01-17 | 0.70717 | 0.75768 | 0.8201 | 0.96073
2004-01-18 | 0.70701 | 0.75736 | 0.8201 | 0.96073
2004-01-19 | 0.70685 | 0.75704 | 0.8201 | 0.96073
2004-01-20 | 0.70669 | 0.75672 | 0.8201 | 0.96073
2004-01-21 | 0.70653 | 0.7564 | 0.8201 | 0.96073
2004-01-22 | 0.70638 | 0.75609 | 0.8201 | 0.96073
2004-01-23 | 0.70622 | 0.75577 | 0.8201 | 0.96073
2004-01-24 | 0.70606 | 0.75546 | 0.8201 | 0.96073
2004-01-25 | 0.70591 | 0.75515 | 0.8201 | 0.96073
2004-01-26 | 0.70575 | 0.75484 | 0.8201 | 0.96073
2004-01-27 | 0.7056 | 0.75453 | 0.8201 | 0.96073
2004-01-28 | 0.70544 | 0.75422 | 0.81938 | 0.96073
2004-01-29 | 0.70529 | 0.75391 | 0.81866 | 0.96073
2004-01-30 | 0.70513 | 0.75361 | 0.81866 | 0.96073
2004-01-31 | 0.70498 | 0.7533 | 0.81866 | 0.96073
2004-02-01 | 0.70482 | 0.753 | 0.81866 | 0.96073
2004-02-02 | 0.70467 | 0.7527 | 0.81866 | 0.96073
2004-02-03 | 0.70452 | 0.7524 | 0.81866 | 0.96073
2004-02-04 | 0.70436 | 0.7521 | 0.81866 | 0.96073
2004-02-05 | 0.70421 | 0.7518 | 0.81866 | 0.96073
2004-02-06 | 0.70406 | 0.7515 | 0.81866 | 0.96073
2004-02-07 | 0.70391 | 0.75121 | 0.81866 | 0.96073
2004-02-08 | 0.70376 | 0.75091 | 0.81866 | 0.96073
2004-02-09 | 0.7036 | 0.75062 | 0.81866 | 0.96073
2004-02-10 | 0.70345 | 0.75033 | 0.81866 | 0.96073
2004-02-11 | 0.7033 | 0.75004 | 0.81795 | 0.96073
2004-02-12 | 0.70315 | 0.74975 | 0.81795 | 0.96073
2004-02-13 | 0.703 | 0.74946 | 0.81725 | 0.96073
2004-02-14 | 0.70285 | 0.74917 | 0.81656 | 0.96073
2004-02-15 | 0.70271 | 0.74888 | 0.81586 | 0.96073
2004-02-16 | 0.70256 | 0.7486 | 0.81518 | 0.96073
2004-02-17 | 0.70241 | 0.74831 | 0.81518 | 0.96073
2004-02-18 | 0.70226 | 0.74803 | 0.81518 | 0.96073
2004-02-19 | 0.70211 | 0.74775 | 0.81518 | 0.96073
2004-02-20 | 1.0343 | 0.74747 | 0.81518 | 0.96073
2004-02-21 | 1.0268 | 0.74719 | 0.81518 | 0.96073
2004-02-22 | 1.0198 | 0.74691 | 0.81518 | 0.96073
2004-02-23 | 1.0132 | 0.74663 | 0.81518 | 0.96073
2004-02-24 | 1.0071 | 0.74635 | 0.81518 | 0.96073
2004-02-25 | 1.0013 | 0.74608 | 0.81518 | 0.96073
2004-02-26 | 0.99587 | 0.7458 | 0.81518 | 0.96073
2004-02-27 | 0.99071 | 0.74553 | 0.81518 | 0.96073
2004-02-28 | 0.9858 | 0.74526 | 0.81518 | 0.96073
2004-02-29 | 0.98114 | 0.74499 | 0.81518 | 0.96073
2004-03-01 | 0.97669 | 0.74472 | 0.81518 | 0.96073
2004-03-02 | 0.97244 | 0.74445 | 0.81518 | 0.96073
2004-03-03 | 0.96838 | 0.74418 | 0.81518 | 0.96073
2004-03-04 | 0.96448 | 0.74391 | 0.81518 | 0.96073
2004-03-05 | 0.96073 | 0.74364 | 0.81518 | 0.96073
2004-03-06 | 0.95713 | 0.74338 | 0.81518 | 0.96073
2004-03-07 | 0.95367 | 0.74311 | 0.81518 | 0.96073
2004-03-08 | 0.95032 | 0.74285 | 0.81518 | 0.96073
2004-03-09 | 0.9471 | 0.74259 | 0.81518 | 0.96073
2004-03-10 | 0.94398 | 0.74233 | 0.81518 | 0.96073
2004-03-11 | 0.94097 | 0.74206 | 0.81518 | 0.96073
2004-03-12 | 0.93805 | 0.74181 | 0.81518 | 0.96073
2004-03-13 | 0.93522 | 0.74155 | 0.81518 | 0.96073
2004-03-14 | 0.93247 | 0.74129 | 0.81518 | 0.96073
2004-03-15 | 0.92981 | 0.74103 | 0.81518 | 0.96073
2004-03-16 | 0.92722 | 0.74077 | 0.8145 | 0.96073
2004-03-17 | 0.92471 | 0.74052 | 0.8145 | 0.96073
2004-03-18 | 0.92226 | 0.74027 | 0.8145 | 0.96073
2004-03-19 | 0.91987 | 0.74001 | 0.8145 | 0.96073
2004-03-20 | 0.91755 | 0.73976 | 0.8145 | 0.96073
2004-03-21 | 0.91529 | 0.73951 | 0.81383 | 0.96073
2004-03-22 | 0.91308 | 0.73926 | 0.81383 | 0.96073
2004-03-23 | 0.91093 | 0.73901 | 0.81383 | 0.96073
2004-03-24 | 0.90883 | 0.73876 | 0.81383 | 0.96073
2004-03-25 | 0.90678 | 0.73851 | 0.81383 | 0.96073
2004-03-26 | 0.90477 | 0.73826 | 0.81383 | 0.96073
2004-03-27 | 0.90281 | 0.73802 | 0.81383 | 0.96073
2004-03-28 | 0.90089 | 0.73777 | 0.81383 | 0.96073
2004-03-29 | 0.89901 | 0.73752 | 0.81383 | 0.96073
2004-03-30 | 0.89717 | 0.73728 | 0.81383 | 0.96073
2004-03-31 | 0.89537 | 0.73704 | 0.81316 | 0.96073
2004-04-01 | 0.8936 | 0.7368 | 0.81316 | 0.96073
2004-04-02 | 0.89187 | 0.73655 | 0.81316 | 0.96073
2004-04-03 | 0.89017 | 0.73631 | 0.81316 | 0.96073
2004-04-04 | 0.88851 | 0.73607 | 0.81316 | 0.96073
2004-04-05 | 0.88688 | 0.73583 | 0.81316 | 0.96073
2004-04-06 | 0.88528 | 0.7356 | 0.81316 | 0.96073
2004-04-07 | 0.8837 | 0.73536 | 0.81316 | 0.96073
2004-04-08 | 0.88216 | 0.73512 | 0.81316 | 0.96073
2004-04-09 | 0.88064 | 0.73489 | 0.81316 | 0.96073
2004-04-10 | 0.87915 | 0.73465 | 0.81316 | 0.96073
2004-04-11 | 0.87768 | 0.73442 | 0.81316 | 0.96073
2004-04-12 | 0.87624 | 0.73418 | 0.81316 | 0.96073
2004-04-13 | 0.87482 | 0.73395 | 0.81316 | 0.96073
2004-04-14 | 0.87343 | 0.73372 | 0.8125 | 0.96073
2004-04-15 | 0.87206 | 0.73349 | 0.81184 | 0.96073
2004-04-16 | 0.87071 | 0.73325 | 0.81184 | 0.96073
2004-04-17 | 0.86938 | 0.73302 | 0.81184 | 0.96073
2004-04-18 | 0.86807 | 0.7328 | 0.81184 | 0.96073
2004-04-19 | 0.86678 | 0.73257 | 0.81184 | 0.96073
2004-04-20 | 0.86551 | 0.73234 | 0.81184 | 0.96073
2004-04-21 | 0.86426 | 0.73211 | 0.81184 | 0.96073
2004-04-22 | 0.86303 | 0.73189 | 0.81184 | 0.96073
2004-04-23 | 0.86182 | 0.73166 | 0.81184 | 0.96073
2004-04-24 | 0.86062 | 0.73144 | 0.81119 | 0.96073
2004-04-25 | 0.85944 | 0.73121 | 0.81055 | 0.96073
2004-04-26 | 0.85827 | 0.73099 | 0.8099 | 0.96073
2004-04-27 | 0.85713 | 0.73076 | 0.8099 | 0.96073
2004-04-28 | 0.85599 | 0.73054 | 0.8099 | 0.96073
2004-04-29 | 0.85488 | 0.73032 | 0.8099 | 0.96073
2004-04-30 | 0.85377 | 0.7301 | 0.8099 | 0.96073
2004-05-01 | 0.85269 | 0.72988 | 0.8099 | 0.96073
2004-05-02 | 0.85161 | 0.72966 | 0.8099 | 0.96073
2004-05-03 | 0.85055 | 0.72944 | 0.8099 | 0.96073
2004-05-04 | 0.84951 | 0.72922 | 0.8099 | 0.96073
2004-05-05 | 0.84847 | 0.72901 | 0.8099 | 0.96073
2004-05-06 | 0.84745 | 0.72879 | 0.8099 | 0.96073
2004-05-07 | 0.84644 | 0.72857 | 0.8099 | 0.96073
2004-05-08 | 0.84544 | 0.72836 | 0.8099 | 0.96073
2004-05-09 | 0.84446 | 0.72814 | 0.8099 | 0.96073
2004-05-10 | 0.84349 | 0.72793 | 0.8099 | 0.96073
2004-05-11 | 0.84253 | 0.72772 | 0.8099 | 0.96073
2004-05-12 | 0.84157 | 0.7275 | 0.8099 | 0.96073
2004-05-13 | 0.84064 | 0.72729 | 0.8099 | 0.96073
2004-05-14 | 0.83971 | 0.72708 | 0.8099 | 0.96073
2004-05-15 | 0.83879 | 0.72687 | 0.8099 | 0.96073
2004-05-16 | 0.83788 | 0.72666 | 0.8099 | 0.96073
2004-05-17 | 0.83698 | 0.72645 | 0.8099 | 0.96073
2004-05-18 | 0.83609 | 0.72624 | 0.8099 | 0.96073
2004-05-19 | 0.83521 | 0.72603 | 0.8099 | 0.96073
2004-05-20 | 0.83434 | 0.72582 | 0.8099 | 0.96073
2004-05-21 | 0.83348 | 0.72562 | 0.8099 | 0.96073
2004-05-22 | 0.83263 | 0.72541 | 0.8099 | 0.96073
2004-05-23 | 0.83179 | 0.7252 | 0.8099 | 0.96073
2004-05-24 | 0.83095 | 0.725 | 0.8099 | 0.96073
2004-05-25 | 0.83013 | 0.72479 | 0.8099 | 0.96073
2004-05-26 | 0.82931 | 0.72459 | 0.8099 | 0.96073
2004-05-27 | 0.8285 | 0.72439 | 0.8099 | 0.96073
2004-05-28 | 0.8277 | 0.72418 | 0.8099 | 0.96073
2004-05-29 | 0.82691 | 0.72398 | 0.8099 | 0.96073
2004-05-30 | 0.82612 | 0.72378 | 0.8099 | 0.96073
2004-05-31 | 0.82535 | 0.72358 | 0.8099 | 0.96073
2004-06-01 | 0.82457 | 0.72338 | 0.8099 | 0.96073
2004-06-02 | 0.82381 | 0.72318 | 0.8099 | 0.96073
2004-06-03 | 0.82306 | 0.72298 | 0.8099 | 0.96073
2004-06-04 | 0.82231 | 0.72278 | 0.8099 | 0.96073
2004-06-05 | 0.82157 | 0.72258 | 0.8099 | 0.96073
2004-06-06 | 0.82083 | 0.72238 | 0.8099 | 0.96073
2004-06-07 | 0.8201 | 0.72218 | 0.8099 | 0.96073
2004-06-08 | 0.81938 | 0.72199 | 0.8099 | 0.96073
2004-06-09 | 0.81866 | 0.72179 | 0.8099 | 0.96073
2004-06-10 | 0.81795 | 0.7216 | 0.8099 | 0.96073
2004-06-11 | 0.81725 | 0.7214 | 0.8099 | 0.96073
2004-06-12 | 0.81656 | 0.72121 | 0.8099 | 0.96073
2004-06-13 | 0.81586 | 0.72101 | 0.8099 | 0.96073
2004-06-14 | 0.81518 | 0.72082 | 0.8099 | 0.96073
2004-06-15 | 0.8145 | 0.72063 | 0.8099 | 0.96073
2004-06-16 | 0.81383 | 0.72043 | 0.8099 | 0.96073
2004-06-17 | 0.81316 | 0.72024 | 0.8099 | 0.96073
2004-06-18 | 0.8125 | 0.72005 | 0.8099 | 0.96073
2004-06-19 | 0.81184 | 0.71986 | 0.8099 | 0.96073
2004-06-20 | 0.81119 | 0.71967 | 0.8099 | 0.96073
2004-06-21 | 0.81055 | 0.71948 | 0.8099 | 0.96073
2004-06-22 | 0.8099 | 0.71929 | 0.8099 | 0.96073
2004-06-23 | 0.80927 | 0.7191 | 0.8099 | 0.96073
2004-06-24 | 0.80864 | 0.71891 | 0.8099 | 0.96073
2004-06-25 | 0.80801 | 0.71872 | 0.8099 | 0.96073
2004-06-26 | 0.80739 | 0.71854 | 0.8099 | 0.96073
2004-06-27 | 0.80678 | 0.71835 | 0.8099 | 0.96073
2004-06-28 | 0.80617 | 0.71816 | 0.8099 | 0.96073
2004-06-29 | 0.80556 | 0.71798 | 0.8099 | 0.96073
2004-06-30 | 0.80496 | 0.71779 | 0.8099 | 0.96073
2004-07-01 | 0.80436 | 0.71761 | 0.8099 | 0.96073
2004-07-02 | 0.80377 | 0.71742 | 0.8099 | 0.96073
2004-07-03 | 0.80318 | 0.71724 | 0.8099 | 0.96073
2004-07-04 | 0.8026 | 0.71706 | 0.8099 | 0.96073
2004-07-05 | 0.80202 | 0.71687 | 0.8099 | 0.96073
2004-07-06 | 0.80144 | 0.71669 | 0.8099 | 0.96073
2004-07-07 | 0.80087 | 0.71651 | 0.8099 | 0.96073
2004-07-08 | 0.80031 | 0.71633 | 0.8099 | 0.96073
2004-07-09 | 0.79974 | 0.71615 | 0.8099 | 0.96073
2004-07-10 | 0.79919 | 0.71596 | 0.8099 | 0.96073
2004-07-11 | 0.79863 | 0.71578 | 0.8099 | 0.96073
2004-07-12 | 0.79808 | 0.7156 | 0.8099 | 0.96073
2004-07-13 | 0.79753 | 0.71543 | 0.8099 | 0.96073
2004-07-14 | 0.79699 | 0.71525 | 0.8099 | 0.96073
2004-07-15 | 0.79645 | 0.71507 | 0.8099 | 0.96073
2004-07-16 | 0.79592 | 0.71489 | 0.8099 | 0.96073
2004-07-17 | 0.79539 | 0.71471 | 0.8099 | 0.96073
2004-07-18 | 0.79486 | 0.71454 | 0.8099 | 0.96073
2004-07-19 | 0.79433 | 0.71436 | 0.8099 | 0.96073